## Summary Dollars
PEDERNALES ELECTRIC COOPERATIVE, INC.
VALUE OF DISTRIBUTED GENERATION STUDY
SCHEDULE 1
VALUE OF DISTRIBUTED GENERATION
(SINGLE UNIT, 1 KW CAPACITY)
Last Updated 11.12.2021
| Item | 2018 | 2019 | 2020 | 3-Year Average | Notes
| Avoided Energy Costs | 56.8546 | 88.7775 | 41.3106 | 62.3142 | Avoided Energy Costs Per kW year
| Avoided Ancillary Services Costs | 2.4866 | 5.3572 | 1.6635 | 3.1691 | Avoided Ancillary Service Costs Per kW year
| Avoided Transmission Costs | 18.1416 | 18.1416 | 19.6082 | 18.6305 | Avoided Transmission Costs Per kW year
| Avoided Capacity or Demand Costs | 0 | 0 | 0 | 0 | Avoided Capacity/Demand Costs Per kW year
| Avoided Distribution Costs | 0 | 0 | 0 | 0 | Avoided Distribution Costs Per kW year
| Avoided Regulatory Costs | 0 | 0 | 0 | 0 | Avoided Regulatory Costs Per kW year
| Value of Distributed Generation | 77.4828 | 112.2763 | 62.5823 | 84.1138 | Avoided Costs Per kW year

## Sch. 2 Generation Curves
PEDERNALES ELECTRIC COOPERATIVE, INC.
VALUE OF DISTRIBUTED GENERATION STUDY
SCHEDULE 2
DG Generation Curves
Last Updated 11.12.2021
Note: These outputs are already adjusted for losses
| Month | Day | Hour Ending | Johnson City (MWh) | Lampasas (MWh) | City of Austin (MWh) | Fredricksburg (MWh) | Junction (MWh) | San Antionio Int'l Airport (MWh) | Weighted Average (MWh)
| Weight |  |  | 28.87% | 5.894% | 55.8% | 0.3256% | 0.5861% | 8.531% | 100%
| 1 | 1 | 1 | 0 | 0 | 0 | 0 | 0 | 0 | 0 | Total Energy Without Leap Year | 1.5635
| 1 | 1 | 2 | 0 | 0 | 0 | 0 | 0 | 0 | 0 | Total Energy With Leap Year | 1.5675
| 1 | 1 | 3 | 0 | 0 | 0 | 0 | 0 | 0 | 0
| 1 | 1 | 4 | 0 | 0 | 0 | 0 | 0 | 0 | 0
| 1 | 1 | 5 | 0 | 0 | 0 | 0 | 0 | 0 | 0
| 1 | 1 | 6 | 0 | 0 | 0 | 0 | 0 | 0 | 0
| 1 | 1 | 7 | 0 | 0 | 0 | 0 | 0 | 0 | 0
| 1 | 1 | 8 | 0 | 0 | 0 | 0 | 0 | 0 | 0
| 1 | 1 | 9 | 0.00013621 | 0.00013957 | 0.00013683 | 0.00013841 | 0.00011525 | 0.00013127 | 0.00013621
| 1 | 1 | 10 | 0.00029563 | 0.00028695 | 0.00026138 | 0.00030101 | 0.0002929 | 0.00024798 | 0.00027195
| 1 | 1 | 11 | 0.00040945 | 0.00041622 | 0.00037732 | 0.00041817 | 0.00042913 | 0.00040567 | 0.00039174
| 1 | 1 | 12 | 0.00047507 | 0.00052469 | 0.00046185 | 0.00051063 | 0.00054454 | 0.00047363 | 0.00047102
| 1 | 1 | 13 | 0.00054561 | 0.0005665 | 0.0005164 | 0.0005623 | 0.00061421 | 0.00051831 | 0.00052867
| 1 | 1 | 14 | 0.000539 | 0.00055352 | 0.00050942 | 0.00056365 | 0.00057243 | 0.00051216 | 0.00052134
| 1 | 1 | 15 | 0.00047184 | 0.00048849 | 0.00048259 | 0.00048663 | 0.00054072 | 0.00048193 | 0.00048013
| 1 | 1 | 16 | 0.00038325 | 0.00037224 | 0.00035881 | 0.00037575 | 0.00043067 | 0.00036788 | 0.00036791
| 1 | 1 | 17 | 0.00021924 | 0.00022956 | 0.00023465 | 0.0002553 | 0.00025986 | 0.00023486 | 0.00023014
| 1 | 1 | 18 | 6.7381e-05 | 6.0771e-05 | 5.7139e-05 | 8.0173e-05 | 8.8482e-05 | 7.3472e-05 | 6.1962e-05
| 1 | 1 | 19 | 0 | 0 | 0 | 0 | 0 | 0 | 0
| 1 | 1 | 20 | 0 | 0 | 0 | 0 | 0 | 0 | 0
| 1 | 1 | 21 | 0 | 0 | 0 | 0 | 0 | 0 | 0
| 1 | 1 | 22 | 0 | 0 | 0 | 0 | 0 | 0 | 0
| 1 | 1 | 23 | 0 | 0 | 0 | 0 | 0 | 0 | 0
| 1 | 1 | 24 | 0 | 0 | 0 | 0 | 0 | 0 | 0
| 1 | 2 | 1 | 0 | 0 | 0 | 0 | 0 | 0 | 0
| 1 | 2 | 2 | 0 | 0 | 0 | 0 | 0 | 0 | 0
| 1 | 2 | 3 | 0 | 0 | 0 | 0 | 0 | 0 | 0
| 1 | 2 | 4 | 0 | 0 | 0 | 0 | 0 | 0 | 0
| 1 | 2 | 5 | 0 | 0 | 0 | 0 | 0 | 0 | 0
| 1 | 2 | 6 | 0 | 0 | 0 | 0 | 0 | 0 | 0
| 1 | 2 | 7 | 0 | 0 | 0 | 0 | 0 | 0 | 0
| 1 | 2 | 8 | 0 | 0 | 0 | 0 | 0 | 0 | 0
| 1 | 2 | 9 | 0.00013621 | 0.00013957 | 0.00013683 | 0.00013841 | 0.00011525 | 0.00013127 | 0.00013621
| 1 | 2 | 10 | 0.00029563 | 0.00028695 | 0.00026138 | 0.00030101 | 0.0002929 | 0.00024798 | 0.00027195
| 1 | 2 | 11 | 0.00040945 | 0.00041622 | 0.00037732 | 0.00041817 | 0.00042913 | 0.00040567 | 0.00039174
| 1 | 2 | 12 | 0.00047507 | 0.00052469 | 0.00046185 | 0.00051063 | 0.00054454 | 0.00047363 | 0.00047102
| 1 | 2 | 13 | 0.00054561 | 0.0005665 | 0.0005164 | 0.0005623 | 0.00061421 | 0.00051831 | 0.00052867
| 1 | 2 | 14 | 0.000539 | 0.00055352 | 0.00050942 | 0.00056365 | 0.00057243 | 0.00051216 | 0.00052134
| 1 | 2 | 15 | 0.00047184 | 0.00048849 | 0.00048259 | 0.00048663 | 0.00054072 | 0.00048193 | 0.00048013
| 1 | 2 | 16 | 0.00038325 | 0.00037224 | 0.00035881 | 0.00037575 | 0.00043067 | 0.00036788 | 0.00036791
| 1 | 2 | 17 | 0.00021924 | 0.00022956 | 0.00023465 | 0.0002553 | 0.00025986 | 0.00023486 | 0.00023014
| 1 | 2 | 18 | 6.7381e-05 | 6.0771e-05 | 5.7139e-05 | 8.0173e-05 | 8.8482e-05 | 7.3472e-05 | 6.1962e-05
| 1 | 2 | 19 | 0 | 0 | 0 | 0 | 0 | 0 | 0
| 1 | 2 | 20 | 0 | 0 | 0 | 0 | 0 | 0 | 0
| 1 | 2 | 21 | 0 | 0 | 0 | 0 | 0 | 0 | 0
| 1 | 2 | 22 | 0 | 0 | 0 | 0 | 0 | 0 | 0
| 1 | 2 | 23 | 0 | 0 | 0 | 0 | 0 | 0 | 0
| 1 | 2 | 24 | 0 | 0 | 0 | 0 | 0 | 0 | 0
| 1 | 3 | 1 | 0 | 0 | 0 | 0 | 0 | 0 | 0
| 1 | 3 | 2 | 0 | 0 | 0 | 0 | 0 | 0 | 0
| 1 | 3 | 3 | 0 | 0 | 0 | 0 | 0 | 0 | 0
| 1 | 3 | 4 | 0 | 0 | 0 | 0 | 0 | 0 | 0
| 1 | 3 | 5 | 0 | 0 | 0 | 0 | 0 | 0 | 0
| 1 | 3 | 6 | 0 | 0 | 0 | 0 | 0 | 0 | 0
| 1 | 3 | 7 | 0 | 0 | 0 | 0 | 0 | 0 | 0
| 1 | 3 | 8 | 0 | 0 | 0 | 0 | 0 | 0 | 0
| 1 | 3 | 9 | 0.00013621 | 0.00013957 | 0.00013683 | 0.00013841 | 0.00011525 | 0.00013127 | 0.00013621
| 1 | 3 | 10 | 0.00029563 | 0.00028695 | 0.00026138 | 0.00030101 | 0.0002929 | 0.00024798 | 0.00027195
| 1 | 3 | 11 | 0.00040945 | 0.00041622 | 0.00037732 | 0.00041817 | 0.00042913 | 0.00040567 | 0.00039174
| 1 | 3 | 12 | 0.00047507 | 0.00052469 | 0.00046185 | 0.00051063 | 0.00054454 | 0.00047363 | 0.00047102
| 1 | 3 | 13 | 0.00054561 | 0.0005665 | 0.0005164 | 0.0005623 | 0.00061421 | 0.00051831 | 0.00052867
| 1 | 3 | 14 | 0.000539 | 0.00055352 | 0.00050942 | 0.00056365 | 0.00057243 | 0.00051216 | 0.00052134
| 1 | 3 | 15 | 0.00047184 | 0.00048849 | 0.00048259 | 0.00048663 | 0.00054072 | 0.00048193 | 0.00048013
| 1 | 3 | 16 | 0.00038325 | 0.00037224 | 0.00035881 | 0.00037575 | 0.00043067 | 0.00036788 | 0.00036791
| 1 | 3 | 17 | 0.00021924 | 0.00022956 | 0.00023465 | 0.0002553 | 0.00025986 | 0.00023486 | 0.00023014
| 1 | 3 | 18 | 6.7381e-05 | 6.0771e-05 | 5.7139e-05 | 8.0173e-05 | 8.8482e-05 | 7.3472e-05 | 6.1962e-05
| 1 | 3 | 19 | 0 | 0 | 0 | 0 | 0 | 0 | 0
| 1 | 3 | 20 | 0 | 0 | 0 | 0 | 0 | 0 | 0
| 1 | 3 | 21 | 0 | 0 | 0 | 0 | 0 | 0 | 0
| 1 | 3 | 22 | 0 | 0 | 0 | 0 | 0 | 0 | 0
| 1 | 3 | 23 | 0 | 0 | 0 | 0 | 0 | 0 | 0
| 1 | 3 | 24 | 0 | 0 | 0 | 0 | 0 | 0 | 0
| 1 | 4 | 1 | 0 | 0 | 0 | 0 | 0 | 0 | 0
| 1 | 4 | 2 | 0 | 0 | 0 | 0 | 0 | 0 | 0
| 1 | 4 | 3 | 0 | 0 | 0 | 0 | 0 | 0 | 0
| 1 | 4 | 4 | 0 | 0 | 0 | 0 | 0 | 0 | 0
| 1 | 4 | 5 | 0 | 0 | 0 | 0 | 0 | 0 | 0
| 1 | 4 | 6 | 0 | 0 | 0 | 0 | 0 | 0 | 0
| 1 | 4 | 7 | 0 | 0 | 0 | 0 | 0 | 0 | 0
| 1 | 4 | 8 | 0 | 0 | 0 | 0 | 0 | 0 | 0
| 1 | 4 | 9 | 0.00013621 | 0.00013957 | 0.00013683 | 0.00013841 | 0.00011525 | 0.00013127 | 0.00013621
| 1 | 4 | 10 | 0.00029563 | 0.00028695 | 0.00026138 | 0.00030101 | 0.0002929 | 0.00024798 | 0.00027195
| 1 | 4 | 11 | 0.00040945 | 0.00041622 | 0.00037732 | 0.00041817 | 0.00042913 | 0.00040567 | 0.00039174
| 1 | 4 | 12 | 0.00047507 | 0.00052469 | 0.00046185 | 0.00051063 | 0.00054454 | 0.00047363 | 0.00047102
| 1 | 4 | 13 | 0.00054561 | 0.0005665 | 0.0005164 | 0.0005623 | 0.00061421 | 0.00051831 | 0.00052867
| 1 | 4 | 14 | 0.000539 | 0.00055352 | 0.00050942 | 0.00056365 | 0.00057243 | 0.00051216 | 0.00052134
| 1 | 4 | 15 | 0.00047184 | 0.00048849 | 0.00048259 | 0.00048663 | 0.00054072 | 0.00048193 | 0.00048013
| 1 | 4 | 16 | 0.00038325 | 0.00037224 | 0.00035881 | 0.00037575 | 0.00043067 | 0.00036788 | 0.00036791
| 1 | 4 | 17 | 0.00021924 | 0.00022956 | 0.00023465 | 0.0002553 | 0.00025986 | 0.00023486 | 0.00023014
| 1 | 4 | 18 | 6.7381e-05 | 6.0771e-05 | 5.7139e-05 | 8.0173e-05 | 8.8482e-05 | 7.3472e-05 | 6.1962e-05
| 1 | 4 | 19 | 0 | 0 | 0 | 0 | 0 | 0 | 0
| 1 | 4 | 20 | 0 | 0 | 0 | 0 | 0 | 0 | 0
| 1 | 4 | 21 | 0 | 0 | 0 | 0 | 0 | 0 | 0
| 1 | 4 | 22 | 0 | 0 | 0 | 0 | 0 | 0 | 0
| 1 | 4 | 23 | 0 | 0 | 0 | 0 | 0 | 0 | 0
| 1 | 4 | 24 | 0 | 0 | 0 | 0 | 0 | 0 | 0
| 1 | 5 | 1 | 0 | 0 | 0 | 0 | 0 | 0 | 0
| 1 | 5 | 2 | 0 | 0 | 0 | 0 | 0 | 0 | 0
| 1 | 5 | 3 | 0 | 0 | 0 | 0 | 0 | 0 | 0
| 1 | 5 | 4 | 0 | 0 | 0 | 0 | 0 | 0 | 0
| 1 | 5 | 5 | 0 | 0 | 0 | 0 | 0 | 0 | 0
| 1 | 5 | 6 | 0 | 0 | 0 | 0 | 0 | 0 | 0
| 1 | 5 | 7 | 0 | 0 | 0 | 0 | 0 | 0 | 0
| 1 | 5 | 8 | 0 | 0 | 0 | 0 | 0 | 0 | 0
| 1 | 5 | 9 | 0.00013621 | 0.00013957 | 0.00013683 | 0.00013841 | 0.00011525 | 0.00013127 | 0.00013621
| 1 | 5 | 10 | 0.00029563 | 0.00028695 | 0.00026138 | 0.00030101 | 0.0002929 | 0.00024798 | 0.00027195
| 1 | 5 | 11 | 0.00040945 | 0.00041622 | 0.00037732 | 0.00041817 | 0.00042913 | 0.00040567 | 0.00039174
| 1 | 5 | 12 | 0.00047507 | 0.00052469 | 0.00046185 | 0.00051063 | 0.00054454 | 0.00047363 | 0.00047102
| 1 | 5 | 13 | 0.00054561 | 0.0005665 | 0.0005164 | 0.0005623 | 0.00061421 | 0.00051831 | 0.00052867
| 1 | 5 | 14 | 0.000539 | 0.00055352 | 0.00050942 | 0.00056365 | 0.00057243 | 0.00051216 | 0.00052134
| 1 | 5 | 15 | 0.00047184 | 0.00048849 | 0.00048259 | 0.00048663 | 0.00054072 | 0.00048193 | 0.00048013
| 1 | 5 | 16 | 0.00038325 | 0.00037224 | 0.00035881 | 0.00037575 | 0.00043067 | 0.00036788 | 0.00036791
| 1 | 5 | 17 | 0.00021924 | 0.00022956 | 0.00023465 | 0.0002553 | 0.00025986 | 0.00023486 | 0.00023014
| 1 | 5 | 18 | 6.7381e-05 | 6.0771e-05 | 5.7139e-05 | 8.0173e-05 | 8.8482e-05 | 7.3472e-05 | 6.1962e-05
| 1 | 5 | 19 | 0 | 0 | 0 | 0 | 0 | 0 | 0
| 1 | 5 | 20 | 0 | 0 | 0 | 0 | 0 | 0 | 0
| 1 | 5 | 21 | 0 | 0 | 0 | 0 | 0 | 0 | 0
| 1 | 5 | 22 | 0 | 0 | 0 | 0 | 0 | 0 | 0
| 1 | 5 | 23 | 0 | 0 | 0 | 0 | 0 | 0 | 0
| 1 | 5 | 24 | 0 | 0 | 0 | 0 | 0 | 0 | 0
| 1 | 6 | 1 | 0 | 0 | 0 | 0 | 0 | 0 | 0
| 1 | 6 | 2 | 0 | 0 | 0 | 0 | 0 | 0 | 0
| 1 | 6 | 3 | 0 | 0 | 0 | 0 | 0 | 0 | 0
| 1 | 6 | 4 | 0 | 0 | 0 | 0 | 0 | 0 | 0
| 1 | 6 | 5 | 0 | 0 | 0 | 0 | 0 | 0 | 0
| 1 | 6 | 6 | 0 | 0 | 0 | 0 | 0 | 0 | 0
| 1 | 6 | 7 | 0 | 0 | 0 | 0 | 0 | 0 | 0
| 1 | 6 | 8 | 0 | 0 | 0 | 0 | 0 | 0 | 0
| 1 | 6 | 9 | 0.00013621 | 0.00013957 | 0.00013683 | 0.00013841 | 0.00011525 | 0.00013127 | 0.00013621
| 1 | 6 | 10 | 0.00029563 | 0.00028695 | 0.00026138 | 0.00030101 | 0.0002929 | 0.00024798 | 0.00027195
| 1 | 6 | 11 | 0.00040945 | 0.00041622 | 0.00037732 | 0.00041817 | 0.00042913 | 0.00040567 | 0.00039174
| 1 | 6 | 12 | 0.00047507 | 0.00052469 | 0.00046185 | 0.00051063 | 0.00054454 | 0.00047363 | 0.00047102
| 1 | 6 | 13 | 0.00054561 | 0.0005665 | 0.0005164 | 0.0005623 | 0.00061421 | 0.00051831 | 0.00052867
| 1 | 6 | 14 | 0.000539 | 0.00055352 | 0.00050942 | 0.00056365 | 0.00057243 | 0.00051216 | 0.00052134
| 1 | 6 | 15 | 0.00047184 | 0.00048849 | 0.00048259 | 0.00048663 | 0.00054072 | 0.00048193 | 0.00048013
| 1 | 6 | 16 | 0.00038325 | 0.00037224 | 0.00035881 | 0.00037575 | 0.00043067 | 0.00036788 | 0.00036791
| 1 | 6 | 17 | 0.00021924 | 0.00022956 | 0.00023465 | 0.0002553 | 0.00025986 | 0.00023486 | 0.00023014
| 1 | 6 | 18 | 6.7381e-05 | 6.0771e-05 | 5.7139e-05 | 8.0173e-05 | 8.8482e-05 | 7.3472e-05 | 6.1962e-05
| 1 | 6 | 19 | 0 | 0 | 0 | 0 | 0 | 0 | 0
| 1 | 6 | 20 | 0 | 0 | 0 | 0 | 0 | 0 | 0
| 1 | 6 | 21 | 0 | 0 | 0 | 0 | 0 | 0 | 0
| 1 | 6 | 22 | 0 | 0 | 0 | 0 | 0 | 0 | 0
| 1 | 6 | 23 | 0 | 0 | 0 | 0 | 0 | 0 | 0
| 1 | 6 | 24 | 0 | 0 | 0 | 0 | 0 | 0 | 0
| 1 | 7 | 1 | 0 | 0 | 0 | 0 | 0 | 0 | 0
| 1 | 7 | 2 | 0 | 0 | 0 | 0 | 0 | 0 | 0
| 1 | 7 | 3 | 0 | 0 | 0 | 0 | 0 | 0 | 0
| 1 | 7 | 4 | 0 | 0 | 0 | 0 | 0 | 0 | 0
| 1 | 7 | 5 | 0 | 0 | 0 | 0 | 0 | 0 | 0
| 1 | 7 | 6 | 0 | 0 | 0 | 0 | 0 | 0 | 0
| 1 | 7 | 7 | 0 | 0 | 0 | 0 | 0 | 0 | 0
| 1 | 7 | 8 | 0 | 0 | 0 | 0 | 0 | 0 | 0
| 1 | 7 | 9 | 0.00013621 | 0.00013957 | 0.00013683 | 0.00013841 | 0.00011525 | 0.00013127 | 0.00013621
| 1 | 7 | 10 | 0.00029563 | 0.00028695 | 0.00026138 | 0.00030101 | 0.0002929 | 0.00024798 | 0.00027195
| 1 | 7 | 11 | 0.00040945 | 0.00041622 | 0.00037732 | 0.00041817 | 0.00042913 | 0.00040567 | 0.00039174
| 1 | 7 | 12 | 0.00047507 | 0.00052469 | 0.00046185 | 0.00051063 | 0.00054454 | 0.00047363 | 0.00047102
| 1 | 7 | 13 | 0.00054561 | 0.0005665 | 0.0005164 | 0.0005623 | 0.00061421 | 0.00051831 | 0.00052867
| 1 | 7 | 14 | 0.000539 | 0.00055352 | 0.00050942 | 0.00056365 | 0.00057243 | 0.00051216 | 0.00052134
| 1 | 7 | 15 | 0.00047184 | 0.00048849 | 0.00048259 | 0.00048663 | 0.00054072 | 0.00048193 | 0.00048013
| 1 | 7 | 16 | 0.00038325 | 0.00037224 | 0.00035881 | 0.00037575 | 0.00043067 | 0.00036788 | 0.00036791
| 1 | 7 | 17 | 0.00021924 | 0.00022956 | 0.00023465 | 0.0002553 | 0.00025986 | 0.00023486 | 0.00023014
| 1 | 7 | 18 | 6.7381e-05 | 6.0771e-05 | 5.7139e-05 | 8.0173e-05 | 8.8482e-05 | 7.3472e-05 | 6.1962e-05
| 1 | 7 | 19 | 0 | 0 | 0 | 0 | 0 | 0 | 0
| 1 | 7 | 20 | 0 | 0 | 0 | 0 | 0 | 0 | 0
| 1 | 7 | 21 | 0 | 0 | 0 | 0 | 0 | 0 | 0
| 1 | 7 | 22 | 0 | 0 | 0 | 0 | 0 | 0 | 0
| 1 | 7 | 23 | 0 | 0 | 0 | 0 | 0 | 0 | 0
| 1 | 7 | 24 | 0 | 0 | 0 | 0 | 0 | 0 | 0
| 1 | 8 | 1 | 0 | 0 | 0 | 0 | 0 | 0 | 0
| 1 | 8 | 2 | 0 | 0 | 0 | 0 | 0 | 0 | 0
| 1 | 8 | 3 | 0 | 0 | 0 | 0 | 0 | 0 | 0
| 1 | 8 | 4 | 0 | 0 | 0 | 0 | 0 | 0 | 0
| 1 | 8 | 5 | 0 | 0 | 0 | 0 | 0 | 0 | 0
| 1 | 8 | 6 | 0 | 0 | 0 | 0 | 0 | 0 | 0
| 1 | 8 | 7 | 0 | 0 | 0 | 0 | 0 | 0 | 0
| 1 | 8 | 8 | 0 | 0 | 0 | 0 | 0 | 0 | 0
| 1 | 8 | 9 | 0.00013621 | 0.00013957 | 0.00013683 | 0.00013841 | 0.00011525 | 0.00013127 | 0.00013621
| 1 | 8 | 10 | 0.00029563 | 0.00028695 | 0.00026138 | 0.00030101 | 0.0002929 | 0.00024798 | 0.00027195
| 1 | 8 | 11 | 0.00040945 | 0.00041622 | 0.00037732 | 0.00041817 | 0.00042913 | 0.00040567 | 0.00039174
| 1 | 8 | 12 | 0.00047507 | 0.00052469 | 0.00046185 | 0.00051063 | 0.00054454 | 0.00047363 | 0.00047102
| 1 | 8 | 13 | 0.00054561 | 0.0005665 | 0.0005164 | 0.0005623 | 0.00061421 | 0.00051831 | 0.00052867
| 1 | 8 | 14 | 0.000539 | 0.00055352 | 0.00050942 | 0.00056365 | 0.00057243 | 0.00051216 | 0.00052134
| 1 | 8 | 15 | 0.00047184 | 0.00048849 | 0.00048259 | 0.00048663 | 0.00054072 | 0.00048193 | 0.00048013
| 1 | 8 | 16 | 0.00038325 | 0.00037224 | 0.00035881 | 0.00037575 | 0.00043067 | 0.00036788 | 0.00036791
| 1 | 8 | 17 | 0.00021924 | 0.00022956 | 0.00023465 | 0.0002553 | 0.00025986 | 0.00023486 | 0.00023014
| 1 | 8 | 18 | 6.7381e-05 | 6.0771e-05 | 5.7139e-05 | 8.0173e-05 | 8.8482e-05 | 7.3472e-05 | 6.1962e-05
| 1 | 8 | 19 | 0 | 0 | 0 | 0 | 0 | 0 | 0
| 1 | 8 | 20 | 0 | 0 | 0 | 0 | 0 | 0 | 0
| 1 | 8 | 21 | 0 | 0 | 0 | 0 | 0 | 0 | 0
| 1 | 8 | 22 | 0 | 0 | 0 | 0 | 0 | 0 | 0
| 1 | 8 | 23 | 0 | 0 | 0 | 0 | 0 | 0 | 0
| 1 | 8 | 24 | 0 | 0 | 0 | 0 | 0 | 0 | 0
| 1 | 9 | 1 | 0 | 0 | 0 | 0 | 0 | 0 | 0
| 1 | 9 | 2 | 0 | 0 | 0 | 0 | 0 | 0 | 0
| 1 | 9 | 3 | 0 | 0 | 0 | 0 | 0 | 0 | 0
| 1 | 9 | 4 | 0 | 0 | 0 | 0 | 0 | 0 | 0
| 1 | 9 | 5 | 0 | 0 | 0 | 0 | 0 | 0 | 0
| 1 | 9 | 6 | 0 | 0 | 0 | 0 | 0 | 0 | 0
| 1 | 9 | 7 | 0 | 0 | 0 | 0 | 0 | 0 | 0
| 1 | 9 | 8 | 0 | 0 | 0 | 0 | 0 | 0 | 0
| 1 | 9 | 9 | 0.00013621 | 0.00013957 | 0.00013683 | 0.00013841 | 0.00011525 | 0.00013127 | 0.00013621
| 1 | 9 | 10 | 0.00029563 | 0.00028695 | 0.00026138 | 0.00030101 | 0.0002929 | 0.00024798 | 0.00027195
| 1 | 9 | 11 | 0.00040945 | 0.00041622 | 0.00037732 | 0.00041817 | 0.00042913 | 0.00040567 | 0.00039174
| 1 | 9 | 12 | 0.00047507 | 0.00052469 | 0.00046185 | 0.00051063 | 0.00054454 | 0.00047363 | 0.00047102
| 1 | 9 | 13 | 0.00054561 | 0.0005665 | 0.0005164 | 0.0005623 | 0.00061421 | 0.00051831 | 0.00052867
| 1 | 9 | 14 | 0.000539 | 0.00055352 | 0.00050942 | 0.00056365 | 0.00057243 | 0.00051216 | 0.00052134
| 1 | 9 | 15 | 0.00047184 | 0.00048849 | 0.00048259 | 0.00048663 | 0.00054072 | 0.00048193 | 0.00048013
| 1 | 9 | 16 | 0.00038325 | 0.00037224 | 0.00035881 | 0.00037575 | 0.00043067 | 0.00036788 | 0.00036791
| 1 | 9 | 17 | 0.00021924 | 0.00022956 | 0.00023465 | 0.0002553 | 0.00025986 | 0.00023486 | 0.00023014
| 1 | 9 | 18 | 6.7381e-05 | 6.0771e-05 | 5.7139e-05 | 8.0173e-05 | 8.8482e-05 | 7.3472e-05 | 6.1962e-05
| 1 | 9 | 19 | 0 | 0 | 0 | 0 | 0 | 0 | 0
| 1 | 9 | 20 | 0 | 0 | 0 | 0 | 0 | 0 | 0
| 1 | 9 | 21 | 0 | 0 | 0 | 0 | 0 | 0 | 0
| 1 | 9 | 22 | 0 | 0 | 0 | 0 | 0 | 0 | 0
| 1 | 9 | 23 | 0 | 0 | 0 | 0 | 0 | 0 | 0
| 1 | 9 | 24 | 0 | 0 | 0 | 0 | 0 | 0 | 0
| 1 | 10 | 1 | 0 | 0 | 0 | 0 | 0 | 0 | 0
| 1 | 10 | 2 | 0 | 0 | 0 | 0 | 0 | 0 | 0
| 1 | 10 | 3 | 0 | 0 | 0 | 0 | 0 | 0 | 0
| 1 | 10 | 4 | 0 | 0 | 0 | 0 | 0 | 0 | 0
| 1 | 10 | 5 | 0 | 0 | 0 | 0 | 0 | 0 | 0
| 1 | 10 | 6 | 0 | 0 | 0 | 0 | 0 | 0 | 0
| 1 | 10 | 7 | 0 | 0 | 0 | 0 | 0 | 0 | 0
| 1 | 10 | 8 | 0 | 0 | 0 | 0 | 0 | 0 | 0
| 1 | 10 | 9 | 0.00013621 | 0.00013957 | 0.00013683 | 0.00013841 | 0.00011525 | 0.00013127 | 0.00013621
| 1 | 10 | 10 | 0.00029563 | 0.00028695 | 0.00026138 | 0.00030101 | 0.0002929 | 0.00024798 | 0.00027195
| 1 | 10 | 11 | 0.00040945 | 0.00041622 | 0.00037732 | 0.00041817 | 0.00042913 | 0.00040567 | 0.00039174
| 1 | 10 | 12 | 0.00047507 | 0.00052469 | 0.00046185 | 0.00051063 | 0.00054454 | 0.00047363 | 0.00047102
| 1 | 10 | 13 | 0.00054561 | 0.0005665 | 0.0005164 | 0.0005623 | 0.00061421 | 0.00051831 | 0.00052867
| 1 | 10 | 14 | 0.000539 | 0.00055352 | 0.00050942 | 0.00056365 | 0.00057243 | 0.00051216 | 0.00052134
| 1 | 10 | 15 | 0.00047184 | 0.00048849 | 0.00048259 | 0.00048663 | 0.00054072 | 0.00048193 | 0.00048013
| 1 | 10 | 16 | 0.00038325 | 0.00037224 | 0.00035881 | 0.00037575 | 0.00043067 | 0.00036788 | 0.00036791
| 1 | 10 | 17 | 0.00021924 | 0.00022956 | 0.00023465 | 0.0002553 | 0.00025986 | 0.00023486 | 0.00023014
| 1 | 10 | 18 | 6.7381e-05 | 6.0771e-05 | 5.7139e-05 | 8.0173e-05 | 8.8482e-05 | 7.3472e-05 | 6.1962e-05
| 1 | 10 | 19 | 0 | 0 | 0 | 0 | 0 | 0 | 0
| 1 | 10 | 20 | 0 | 0 | 0 | 0 | 0 | 0 | 0
| 1 | 10 | 21 | 0 | 0 | 0 | 0 | 0 | 0 | 0
| 1 | 10 | 22 | 0 | 0 | 0 | 0 | 0 | 0 | 0
| 1 | 10 | 23 | 0 | 0 | 0 | 0 | 0 | 0 | 0
| 1 | 10 | 24 | 0 | 0 | 0 | 0 | 0 | 0 | 0
| 1 | 11 | 1 | 0 | 0 | 0 | 0 | 0 | 0 | 0
| 1 | 11 | 2 | 0 | 0 | 0 | 0 | 0 | 0 | 0
| 1 | 11 | 3 | 0 | 0 | 0 | 0 | 0 | 0 | 0
| 1 | 11 | 4 | 0 | 0 | 0 | 0 | 0 | 0 | 0
| 1 | 11 | 5 | 0 | 0 | 0 | 0 | 0 | 0 | 0
| 1 | 11 | 6 | 0 | 0 | 0 | 0 | 0 | 0 | 0
| 1 | 11 | 7 | 0 | 0 | 0 | 0 | 0 | 0 | 0
| 1 | 11 | 8 | 0 | 0 | 0 | 0 | 0 | 0 | 0
| 1 | 11 | 9 | 0.00013621 | 0.00013957 | 0.00013683 | 0.00013841 | 0.00011525 | 0.00013127 | 0.00013621
| 1 | 11 | 10 | 0.00029563 | 0.00028695 | 0.00026138 | 0.00030101 | 0.0002929 | 0.00024798 | 0.00027195
| 1 | 11 | 11 | 0.00040945 | 0.00041622 | 0.00037732 | 0.00041817 | 0.00042913 | 0.00040567 | 0.00039174
| 1 | 11 | 12 | 0.00047507 | 0.00052469 | 0.00046185 | 0.00051063 | 0.00054454 | 0.00047363 | 0.00047102
| 1 | 11 | 13 | 0.00054561 | 0.0005665 | 0.0005164 | 0.0005623 | 0.00061421 | 0.00051831 | 0.00052867
| 1 | 11 | 14 | 0.000539 | 0.00055352 | 0.00050942 | 0.00056365 | 0.00057243 | 0.00051216 | 0.00052134
| 1 | 11 | 15 | 0.00047184 | 0.00048849 | 0.00048259 | 0.00048663 | 0.00054072 | 0.00048193 | 0.00048013
| 1 | 11 | 16 | 0.00038325 | 0.00037224 | 0.00035881 | 0.00037575 | 0.00043067 | 0.00036788 | 0.00036791
| 1 | 11 | 17 | 0.00021924 | 0.00022956 | 0.00023465 | 0.0002553 | 0.00025986 | 0.00023486 | 0.00023014
| 1 | 11 | 18 | 6.7381e-05 | 6.0771e-05 | 5.7139e-05 | 8.0173e-05 | 8.8482e-05 | 7.3472e-05 | 6.1962e-05
| 1 | 11 | 19 | 0 | 0 | 0 | 0 | 0 | 0 | 0
| 1 | 11 | 20 | 0 | 0 | 0 | 0 | 0 | 0 | 0
| 1 | 11 | 21 | 0 | 0 | 0 | 0 | 0 | 0 | 0
| 1 | 11 | 22 | 0 | 0 | 0 | 0 | 0 | 0 | 0
| 1 | 11 | 23 | 0 | 0 | 0 | 0 | 0 | 0 | 0
| 1 | 11 | 24 | 0 | 0 | 0 | 0 | 0 | 0 | 0
| 1 | 12 | 1 | 0 | 0 | 0 | 0 | 0 | 0 | 0
| 1 | 12 | 2 | 0 | 0 | 0 | 0 | 0 | 0 | 0
| 1 | 12 | 3 | 0 | 0 | 0 | 0 | 0 | 0 | 0
| 1 | 12 | 4 | 0 | 0 | 0 | 0 | 0 | 0 | 0
| 1 | 12 | 5 | 0 | 0 | 0 | 0 | 0 | 0 | 0
| 1 | 12 | 6 | 0 | 0 | 0 | 0 | 0 | 0 | 0
| 1 | 12 | 7 | 0 | 0 | 0 | 0 | 0 | 0 | 0
| 1 | 12 | 8 | 0 | 0 | 0 | 0 | 0 | 0 | 0
| 1 | 12 | 9 | 0.00013621 | 0.00013957 | 0.00013683 | 0.00013841 | 0.00011525 | 0.00013127 | 0.00013621
| 1 | 12 | 10 | 0.00029563 | 0.00028695 | 0.00026138 | 0.00030101 | 0.0002929 | 0.00024798 | 0.00027195
| 1 | 12 | 11 | 0.00040945 | 0.00041622 | 0.00037732 | 0.00041817 | 0.00042913 | 0.00040567 | 0.00039174
| 1 | 12 | 12 | 0.00047507 | 0.00052469 | 0.00046185 | 0.00051063 | 0.00054454 | 0.00047363 | 0.00047102
| 1 | 12 | 13 | 0.00054561 | 0.0005665 | 0.0005164 | 0.0005623 | 0.00061421 | 0.00051831 | 0.00052867
| 1 | 12 | 14 | 0.000539 | 0.00055352 | 0.00050942 | 0.00056365 | 0.00057243 | 0.00051216 | 0.00052134
| 1 | 12 | 15 | 0.00047184 | 0.00048849 | 0.00048259 | 0.00048663 | 0.00054072 | 0.00048193 | 0.00048013
| 1 | 12 | 16 | 0.00038325 | 0.00037224 | 0.00035881 | 0.00037575 | 0.00043067 | 0.00036788 | 0.00036791
| 1 | 12 | 17 | 0.00021924 | 0.00022956 | 0.00023465 | 0.0002553 | 0.00025986 | 0.00023486 | 0.00023014
| 1 | 12 | 18 | 6.7381e-05 | 6.0771e-05 | 5.7139e-05 | 8.0173e-05 | 8.8482e-05 | 7.3472e-05 | 6.1962e-05
| 1 | 12 | 19 | 0 | 0 | 0 | 0 | 0 | 0 | 0
| 1 | 12 | 20 | 0 | 0 | 0 | 0 | 0 | 0 | 0
| 1 | 12 | 21 | 0 | 0 | 0 | 0 | 0 | 0 | 0
| 1 | 12 | 22 | 0 | 0 | 0 | 0 | 0 | 0 | 0
| 1 | 12 | 23 | 0 | 0 | 0 | 0 | 0 | 0 | 0
| 1 | 12 | 24 | 0 | 0 | 0 | 0 | 0 | 0 | 0
| 1 | 13 | 1 | 0 | 0 | 0 | 0 | 0 | 0 | 0
| 1 | 13 | 2 | 0 | 0 | 0 | 0 | 0 | 0 | 0
| 1 | 13 | 3 | 0 | 0 | 0 | 0 | 0 | 0 | 0
| 1 | 13 | 4 | 0 | 0 | 0 | 0 | 0 | 0 | 0
| 1 | 13 | 5 | 0 | 0 | 0 | 0 | 0 | 0 | 0
| 1 | 13 | 6 | 0 | 0 | 0 | 0 | 0 | 0 | 0
| 1 | 13 | 7 | 0 | 0 | 0 | 0 | 0 | 0 | 0
| 1 | 13 | 8 | 0 | 0 | 0 | 0 | 0 | 0 | 0
| 1 | 13 | 9 | 0.00013621 | 0.00013957 | 0.00013683 | 0.00013841 | 0.00011525 | 0.00013127 | 0.00013621
| 1 | 13 | 10 | 0.00029563 | 0.00028695 | 0.00026138 | 0.00030101 | 0.0002929 | 0.00024798 | 0.00027195
| 1 | 13 | 11 | 0.00040945 | 0.00041622 | 0.00037732 | 0.00041817 | 0.00042913 | 0.00040567 | 0.00039174
| 1 | 13 | 12 | 0.00047507 | 0.00052469 | 0.00046185 | 0.00051063 | 0.00054454 | 0.00047363 | 0.00047102
| 1 | 13 | 13 | 0.00054561 | 0.0005665 | 0.0005164 | 0.0005623 | 0.00061421 | 0.00051831 | 0.00052867
| 1 | 13 | 14 | 0.000539 | 0.00055352 | 0.00050942 | 0.00056365 | 0.00057243 | 0.00051216 | 0.00052134
| 1 | 13 | 15 | 0.00047184 | 0.00048849 | 0.00048259 | 0.00048663 | 0.00054072 | 0.00048193 | 0.00048013
| 1 | 13 | 16 | 0.00038325 | 0.00037224 | 0.00035881 | 0.00037575 | 0.00043067 | 0.00036788 | 0.00036791
| 1 | 13 | 17 | 0.00021924 | 0.00022956 | 0.00023465 | 0.0002553 | 0.00025986 | 0.00023486 | 0.00023014
| 1 | 13 | 18 | 6.7381e-05 | 6.0771e-05 | 5.7139e-05 | 8.0173e-05 | 8.8482e-05 | 7.3472e-05 | 6.1962e-05
| 1 | 13 | 19 | 0 | 0 | 0 | 0 | 0 | 0 | 0
| 1 | 13 | 20 | 0 | 0 | 0 | 0 | 0 | 0 | 0
| 1 | 13 | 21 | 0 | 0 | 0 | 0 | 0 | 0 | 0
| 1 | 13 | 22 | 0 | 0 | 0 | 0 | 0 | 0 | 0
| 1 | 13 | 23 | 0 | 0 | 0 | 0 | 0 | 0 | 0
| 1 | 13 | 24 | 0 | 0 | 0 | 0 | 0 | 0 | 0
| 1 | 14 | 1 | 0 | 0 | 0 | 0 | 0 | 0 | 0
| 1 | 14 | 2 | 0 | 0 | 0 | 0 | 0 | 0 | 0
| 1 | 14 | 3 | 0 | 0 | 0 | 0 | 0 | 0 | 0
| 1 | 14 | 4 | 0 | 0 | 0 | 0 | 0 | 0 | 0
| 1 | 14 | 5 | 0 | 0 | 0 | 0 | 0 | 0 | 0
| 1 | 14 | 6 | 0 | 0 | 0 | 0 | 0 | 0 | 0
| 1 | 14 | 7 | 0 | 0 | 0 | 0 | 0 | 0 | 0
| 1 | 14 | 8 | 0 | 0 | 0 | 0 | 0 | 0 | 0
| 1 | 14 | 9 | 0.00013621 | 0.00013957 | 0.00013683 | 0.00013841 | 0.00011525 | 0.00013127 | 0.00013621
| 1 | 14 | 10 | 0.00029563 | 0.00028695 | 0.00026138 | 0.00030101 | 0.0002929 | 0.00024798 | 0.00027195
| 1 | 14 | 11 | 0.00040945 | 0.00041622 | 0.00037732 | 0.00041817 | 0.00042913 | 0.00040567 | 0.00039174
| 1 | 14 | 12 | 0.00047507 | 0.00052469 | 0.00046185 | 0.00051063 | 0.00054454 | 0.00047363 | 0.00047102
| 1 | 14 | 13 | 0.00054561 | 0.0005665 | 0.0005164 | 0.0005623 | 0.00061421 | 0.00051831 | 0.00052867
| 1 | 14 | 14 | 0.000539 | 0.00055352 | 0.00050942 | 0.00056365 | 0.00057243 | 0.00051216 | 0.00052134
| 1 | 14 | 15 | 0.00047184 | 0.00048849 | 0.00048259 | 0.00048663 | 0.00054072 | 0.00048193 | 0.00048013
| 1 | 14 | 16 | 0.00038325 | 0.00037224 | 0.00035881 | 0.00037575 | 0.00043067 | 0.00036788 | 0.00036791
| 1 | 14 | 17 | 0.00021924 | 0.00022956 | 0.00023465 | 0.0002553 | 0.00025986 | 0.00023486 | 0.00023014
| 1 | 14 | 18 | 6.7381e-05 | 6.0771e-05 | 5.7139e-05 | 8.0173e-05 | 8.8482e-05 | 7.3472e-05 | 6.1962e-05
| 1 | 14 | 19 | 0 | 0 | 0 | 0 | 0 | 0 | 0
| 1 | 14 | 20 | 0 | 0 | 0 | 0 | 0 | 0 | 0
| 1 | 14 | 21 | 0 | 0 | 0 | 0 | 0 | 0 | 0
| 1 | 14 | 22 | 0 | 0 | 0 | 0 | 0 | 0 | 0
| 1 | 14 | 23 | 0 | 0 | 0 | 0 | 0 | 0 | 0
| 1 | 14 | 24 | 0 | 0 | 0 | 0 | 0 | 0 | 0
| 1 | 15 | 1 | 0 | 0 | 0 | 0 | 0 | 0 | 0
| 1 | 15 | 2 | 0 | 0 | 0 | 0 | 0 | 0 | 0
| 1 | 15 | 3 | 0 | 0 | 0 | 0 | 0 | 0 | 0
| 1 | 15 | 4 | 0 | 0 | 0 | 0 | 0 | 0 | 0
| 1 | 15 | 5 | 0 | 0 | 0 | 0 | 0 | 0 | 0
| 1 | 15 | 6 | 0 | 0 | 0 | 0 | 0 | 0 | 0
| 1 | 15 | 7 | 0 | 0 | 0 | 0 | 0 | 0 | 0
| 1 | 15 | 8 | 0 | 0 | 0 | 0 | 0 | 0 | 0
| 1 | 15 | 9 | 0.00013621 | 0.00013957 | 0.00013683 | 0.00013841 | 0.00011525 | 0.00013127 | 0.00013621
| 1 | 15 | 10 | 0.00029563 | 0.00028695 | 0.00026138 | 0.00030101 | 0.0002929 | 0.00024798 | 0.00027195
| 1 | 15 | 11 | 0.00040945 | 0.00041622 | 0.00037732 | 0.00041817 | 0.00042913 | 0.00040567 | 0.00039174
| 1 | 15 | 12 | 0.00047507 | 0.00052469 | 0.00046185 | 0.00051063 | 0.00054454 | 0.00047363 | 0.00047102
| 1 | 15 | 13 | 0.00054561 | 0.0005665 | 0.0005164 | 0.0005623 | 0.00061421 | 0.00051831 | 0.00052867
| 1 | 15 | 14 | 0.000539 | 0.00055352 | 0.00050942 | 0.00056365 | 0.00057243 | 0.00051216 | 0.00052134
| 1 | 15 | 15 | 0.00047184 | 0.00048849 | 0.00048259 | 0.00048663 | 0.00054072 | 0.00048193 | 0.00048013
| 1 | 15 | 16 | 0.00038325 | 0.00037224 | 0.00035881 | 0.00037575 | 0.00043067 | 0.00036788 | 0.00036791
| 1 | 15 | 17 | 0.00021924 | 0.00022956 | 0.00023465 | 0.0002553 | 0.00025986 | 0.00023486 | 0.00023014
| 1 | 15 | 18 | 6.7381e-05 | 6.0771e-05 | 5.7139e-05 | 8.0173e-05 | 8.8482e-05 | 7.3472e-05 | 6.1962e-05
| 1 | 15 | 19 | 0 | 0 | 0 | 0 | 0 | 0 | 0
| 1 | 15 | 20 | 0 | 0 | 0 | 0 | 0 | 0 | 0
| 1 | 15 | 21 | 0 | 0 | 0 | 0 | 0 | 0 | 0
| 1 | 15 | 22 | 0 | 0 | 0 | 0 | 0 | 0 | 0
| 1 | 15 | 23 | 0 | 0 | 0 | 0 | 0 | 0 | 0
| 1 | 15 | 24 | 0 | 0 | 0 | 0 | 0 | 0 | 0
| 1 | 16 | 1 | 0 | 0 | 0 | 0 | 0 | 0 | 0
| 1 | 16 | 2 | 0 | 0 | 0 | 0 | 0 | 0 | 0
| 1 | 16 | 3 | 0 | 0 | 0 | 0 | 0 | 0 | 0
| 1 | 16 | 4 | 0 | 0 | 0 | 0 | 0 | 0 | 0
| 1 | 16 | 5 | 0 | 0 | 0 | 0 | 0 | 0 | 0
| 1 | 16 | 6 | 0 | 0 | 0 | 0 | 0 | 0 | 0
| 1 | 16 | 7 | 0 | 0 | 0 | 0 | 0 | 0 | 0
| 1 | 16 | 8 | 0 | 0 | 0 | 0 | 0 | 0 | 0
| 1 | 16 | 9 | 0.00013621 | 0.00013957 | 0.00013683 | 0.00013841 | 0.00011525 | 0.00013127 | 0.00013621
| 1 | 16 | 10 | 0.00029563 | 0.00028695 | 0.00026138 | 0.00030101 | 0.0002929 | 0.00024798 | 0.00027195
| 1 | 16 | 11 | 0.00040945 | 0.00041622 | 0.00037732 | 0.00041817 | 0.00042913 | 0.00040567 | 0.00039174
| 1 | 16 | 12 | 0.00047507 | 0.00052469 | 0.00046185 | 0.00051063 | 0.00054454 | 0.00047363 | 0.00047102
| 1 | 16 | 13 | 0.00054561 | 0.0005665 | 0.0005164 | 0.0005623 | 0.00061421 | 0.00051831 | 0.00052867
| 1 | 16 | 14 | 0.000539 | 0.00055352 | 0.00050942 | 0.00056365 | 0.00057243 | 0.00051216 | 0.00052134
| 1 | 16 | 15 | 0.00047184 | 0.00048849 | 0.00048259 | 0.00048663 | 0.00054072 | 0.00048193 | 0.00048013
| 1 | 16 | 16 | 0.00038325 | 0.00037224 | 0.00035881 | 0.00037575 | 0.00043067 | 0.00036788 | 0.00036791
| 1 | 16 | 17 | 0.00021924 | 0.00022956 | 0.00023465 | 0.0002553 | 0.00025986 | 0.00023486 | 0.00023014
| 1 | 16 | 18 | 6.7381e-05 | 6.0771e-05 | 5.7139e-05 | 8.0173e-05 | 8.8482e-05 | 7.3472e-05 | 6.1962e-05
| 1 | 16 | 19 | 0 | 0 | 0 | 0 | 0 | 0 | 0
| 1 | 16 | 20 | 0 | 0 | 0 | 0 | 0 | 0 | 0
| 1 | 16 | 21 | 0 | 0 | 0 | 0 | 0 | 0 | 0
| 1 | 16 | 22 | 0 | 0 | 0 | 0 | 0 | 0 | 0
| 1 | 16 | 23 | 0 | 0 | 0 | 0 | 0 | 0 | 0
| 1 | 16 | 24 | 0 | 0 | 0 | 0 | 0 | 0 | 0
| 1 | 17 | 1 | 0 | 0 | 0 | 0 | 0 | 0 | 0
| 1 | 17 | 2 | 0 | 0 | 0 | 0 | 0 | 0 | 0
| 1 | 17 | 3 | 0 | 0 | 0 | 0 | 0 | 0 | 0
| 1 | 17 | 4 | 0 | 0 | 0 | 0 | 0 | 0 | 0
| 1 | 17 | 5 | 0 | 0 | 0 | 0 | 0 | 0 | 0
| 1 | 17 | 6 | 0 | 0 | 0 | 0 | 0 | 0 | 0
| 1 | 17 | 7 | 0 | 0 | 0 | 0 | 0 | 0 | 0
| 1 | 17 | 8 | 0 | 0 | 0 | 0 | 0 | 0 | 0
| 1 | 17 | 9 | 0.00013621 | 0.00013957 | 0.00013683 | 0.00013841 | 0.00011525 | 0.00013127 | 0.00013621
| 1 | 17 | 10 | 0.00029563 | 0.00028695 | 0.00026138 | 0.00030101 | 0.0002929 | 0.00024798 | 0.00027195
| 1 | 17 | 11 | 0.00040945 | 0.00041622 | 0.00037732 | 0.00041817 | 0.00042913 | 0.00040567 | 0.00039174
| 1 | 17 | 12 | 0.00047507 | 0.00052469 | 0.00046185 | 0.00051063 | 0.00054454 | 0.00047363 | 0.00047102
| 1 | 17 | 13 | 0.00054561 | 0.0005665 | 0.0005164 | 0.0005623 | 0.00061421 | 0.00051831 | 0.00052867
| 1 | 17 | 14 | 0.000539 | 0.00055352 | 0.00050942 | 0.00056365 | 0.00057243 | 0.00051216 | 0.00052134
| 1 | 17 | 15 | 0.00047184 | 0.00048849 | 0.00048259 | 0.00048663 | 0.00054072 | 0.00048193 | 0.00048013
| 1 | 17 | 16 | 0.00038325 | 0.00037224 | 0.00035881 | 0.00037575 | 0.00043067 | 0.00036788 | 0.00036791
| 1 | 17 | 17 | 0.00021924 | 0.00022956 | 0.00023465 | 0.0002553 | 0.00025986 | 0.00023486 | 0.00023014
| 1 | 17 | 18 | 6.7381e-05 | 6.0771e-05 | 5.7139e-05 | 8.0173e-05 | 8.8482e-05 | 7.3472e-05 | 6.1962e-05
| 1 | 17 | 19 | 0 | 0 | 0 | 0 | 0 | 0 | 0
| 1 | 17 | 20 | 0 | 0 | 0 | 0 | 0 | 0 | 0
| 1 | 17 | 21 | 0 | 0 | 0 | 0 | 0 | 0 | 0
| 1 | 17 | 22 | 0 | 0 | 0 | 0 | 0 | 0 | 0
| 1 | 17 | 23 | 0 | 0 | 0 | 0 | 0 | 0 | 0
| 1 | 17 | 24 | 0 | 0 | 0 | 0 | 0 | 0 | 0
| 1 | 18 | 1 | 0 | 0 | 0 | 0 | 0 | 0 | 0
| 1 | 18 | 2 | 0 | 0 | 0 | 0 | 0 | 0 | 0
| 1 | 18 | 3 | 0 | 0 | 0 | 0 | 0 | 0 | 0
| 1 | 18 | 4 | 0 | 0 | 0 | 0 | 0 | 0 | 0
| 1 | 18 | 5 | 0 | 0 | 0 | 0 | 0 | 0 | 0
| 1 | 18 | 6 | 0 | 0 | 0 | 0 | 0 | 0 | 0
| 1 | 18 | 7 | 0 | 0 | 0 | 0 | 0 | 0 | 0
| 1 | 18 | 8 | 0 | 0 | 0 | 0 | 0 | 0 | 0
| 1 | 18 | 9 | 0.00013621 | 0.00013957 | 0.00013683 | 0.00013841 | 0.00011525 | 0.00013127 | 0.00013621
| 1 | 18 | 10 | 0.00029563 | 0.00028695 | 0.00026138 | 0.00030101 | 0.0002929 | 0.00024798 | 0.00027195
| 1 | 18 | 11 | 0.00040945 | 0.00041622 | 0.00037732 | 0.00041817 | 0.00042913 | 0.00040567 | 0.00039174
| 1 | 18 | 12 | 0.00047507 | 0.00052469 | 0.00046185 | 0.00051063 | 0.00054454 | 0.00047363 | 0.00047102
| 1 | 18 | 13 | 0.00054561 | 0.0005665 | 0.0005164 | 0.0005623 | 0.00061421 | 0.00051831 | 0.00052867
| 1 | 18 | 14 | 0.000539 | 0.00055352 | 0.00050942 | 0.00056365 | 0.00057243 | 0.00051216 | 0.00052134
| 1 | 18 | 15 | 0.00047184 | 0.00048849 | 0.00048259 | 0.00048663 | 0.00054072 | 0.00048193 | 0.00048013
| 1 | 18 | 16 | 0.00038325 | 0.00037224 | 0.00035881 | 0.00037575 | 0.00043067 | 0.00036788 | 0.00036791
| 1 | 18 | 17 | 0.00021924 | 0.00022956 | 0.00023465 | 0.0002553 | 0.00025986 | 0.00023486 | 0.00023014
| 1 | 18 | 18 | 6.7381e-05 | 6.0771e-05 | 5.7139e-05 | 8.0173e-05 | 8.8482e-05 | 7.3472e-05 | 6.1962e-05
| 1 | 18 | 19 | 0 | 0 | 0 | 0 | 0 | 0 | 0
| 1 | 18 | 20 | 0 | 0 | 0 | 0 | 0 | 0 | 0
| 1 | 18 | 21 | 0 | 0 | 0 | 0 | 0 | 0 | 0
| 1 | 18 | 22 | 0 | 0 | 0 | 0 | 0 | 0 | 0
| 1 | 18 | 23 | 0 | 0 | 0 | 0 | 0 | 0 | 0
| 1 | 18 | 24 | 0 | 0 | 0 | 0 | 0 | 0 | 0
| 1 | 19 | 1 | 0 | 0 | 0 | 0 | 0 | 0 | 0
| 1 | 19 | 2 | 0 | 0 | 0 | 0 | 0 | 0 | 0
| 1 | 19 | 3 | 0 | 0 | 0 | 0 | 0 | 0 | 0
| 1 | 19 | 4 | 0 | 0 | 0 | 0 | 0 | 0 | 0
| 1 | 19 | 5 | 0 | 0 | 0 | 0 | 0 | 0 | 0
| 1 | 19 | 6 | 0 | 0 | 0 | 0 | 0 | 0 | 0
| 1 | 19 | 7 | 0 | 0 | 0 | 0 | 0 | 0 | 0
| 1 | 19 | 8 | 0 | 0 | 0 | 0 | 0 | 0 | 0
| 1 | 19 | 9 | 0.00013621 | 0.00013957 | 0.00013683 | 0.00013841 | 0.00011525 | 0.00013127 | 0.00013621
| 1 | 19 | 10 | 0.00029563 | 0.00028695 | 0.00026138 | 0.00030101 | 0.0002929 | 0.00024798 | 0.00027195
| 1 | 19 | 11 | 0.00040945 | 0.00041622 | 0.00037732 | 0.00041817 | 0.00042913 | 0.00040567 | 0.00039174
| 1 | 19 | 12 | 0.00047507 | 0.00052469 | 0.00046185 | 0.00051063 | 0.00054454 | 0.00047363 | 0.00047102
| 1 | 19 | 13 | 0.00054561 | 0.0005665 | 0.0005164 | 0.0005623 | 0.00061421 | 0.00051831 | 0.00052867
| 1 | 19 | 14 | 0.000539 | 0.00055352 | 0.00050942 | 0.00056365 | 0.00057243 | 0.00051216 | 0.00052134
| 1 | 19 | 15 | 0.00047184 | 0.00048849 | 0.00048259 | 0.00048663 | 0.00054072 | 0.00048193 | 0.00048013
| 1 | 19 | 16 | 0.00038325 | 0.00037224 | 0.00035881 | 0.00037575 | 0.00043067 | 0.00036788 | 0.00036791
| 1 | 19 | 17 | 0.00021924 | 0.00022956 | 0.00023465 | 0.0002553 | 0.00025986 | 0.00023486 | 0.00023014
| 1 | 19 | 18 | 6.7381e-05 | 6.0771e-05 | 5.7139e-05 | 8.0173e-05 | 8.8482e-05 | 7.3472e-05 | 6.1962e-05
| 1 | 19 | 19 | 0 | 0 | 0 | 0 | 0 | 0 | 0
| 1 | 19 | 20 | 0 | 0 | 0 | 0 | 0 | 0 | 0
| 1 | 19 | 21 | 0 | 0 | 0 | 0 | 0 | 0 | 0
| 1 | 19 | 22 | 0 | 0 | 0 | 0 | 0 | 0 | 0
| 1 | 19 | 23 | 0 | 0 | 0 | 0 | 0 | 0 | 0
| 1 | 19 | 24 | 0 | 0 | 0 | 0 | 0 | 0 | 0
| 1 | 20 | 1 | 0 | 0 | 0 | 0 | 0 | 0 | 0
| 1 | 20 | 2 | 0 | 0 | 0 | 0 | 0 | 0 | 0
| 1 | 20 | 3 | 0 | 0 | 0 | 0 | 0 | 0 | 0
| 1 | 20 | 4 | 0 | 0 | 0 | 0 | 0 | 0 | 0
| 1 | 20 | 5 | 0 | 0 | 0 | 0 | 0 | 0 | 0
| 1 | 20 | 6 | 0 | 0 | 0 | 0 | 0 | 0 | 0
| 1 | 20 | 7 | 0 | 0 | 0 | 0 | 0 | 0 | 0
| 1 | 20 | 8 | 0 | 0 | 0 | 0 | 0 | 0 | 0
| 1 | 20 | 9 | 0.00013621 | 0.00013957 | 0.00013683 | 0.00013841 | 0.00011525 | 0.00013127 | 0.00013621
| 1 | 20 | 10 | 0.00029563 | 0.00028695 | 0.00026138 | 0.00030101 | 0.0002929 | 0.00024798 | 0.00027195
| 1 | 20 | 11 | 0.00040945 | 0.00041622 | 0.00037732 | 0.00041817 | 0.00042913 | 0.00040567 | 0.00039174
| 1 | 20 | 12 | 0.00047507 | 0.00052469 | 0.00046185 | 0.00051063 | 0.00054454 | 0.00047363 | 0.00047102
| 1 | 20 | 13 | 0.00054561 | 0.0005665 | 0.0005164 | 0.0005623 | 0.00061421 | 0.00051831 | 0.00052867
| 1 | 20 | 14 | 0.000539 | 0.00055352 | 0.00050942 | 0.00056365 | 0.00057243 | 0.00051216 | 0.00052134
| 1 | 20 | 15 | 0.00047184 | 0.00048849 | 0.00048259 | 0.00048663 | 0.00054072 | 0.00048193 | 0.00048013
| 1 | 20 | 16 | 0.00038325 | 0.00037224 | 0.00035881 | 0.00037575 | 0.00043067 | 0.00036788 | 0.00036791
| 1 | 20 | 17 | 0.00021924 | 0.00022956 | 0.00023465 | 0.0002553 | 0.00025986 | 0.00023486 | 0.00023014
| 1 | 20 | 18 | 6.7381e-05 | 6.0771e-05 | 5.7139e-05 | 8.0173e-05 | 8.8482e-05 | 7.3472e-05 | 6.1962e-05
| 1 | 20 | 19 | 0 | 0 | 0 | 0 | 0 | 0 | 0
| 1 | 20 | 20 | 0 | 0 | 0 | 0 | 0 | 0 | 0
| 1 | 20 | 21 | 0 | 0 | 0 | 0 | 0 | 0 | 0
| 1 | 20 | 22 | 0 | 0 | 0 | 0 | 0 | 0 | 0
| 1 | 20 | 23 | 0 | 0 | 0 | 0 | 0 | 0 | 0
| 1 | 20 | 24 | 0 | 0 | 0 | 0 | 0 | 0 | 0
| 1 | 21 | 1 | 0 | 0 | 0 | 0 | 0 | 0 | 0
| 1 | 21 | 2 | 0 | 0 | 0 | 0 | 0 | 0 | 0
| 1 | 21 | 3 | 0 | 0 | 0 | 0 | 0 | 0 | 0
| 1 | 21 | 4 | 0 | 0 | 0 | 0 | 0 | 0 | 0
| 1 | 21 | 5 | 0 | 0 | 0 | 0 | 0 | 0 | 0
| 1 | 21 | 6 | 0 | 0 | 0 | 0 | 0 | 0 | 0
| 1 | 21 | 7 | 0 | 0 | 0 | 0 | 0 | 0 | 0
| 1 | 21 | 8 | 0 | 0 | 0 | 0 | 0 | 0 | 0
| 1 | 21 | 9 | 0.00013621 | 0.00013957 | 0.00013683 | 0.00013841 | 0.00011525 | 0.00013127 | 0.00013621
| 1 | 21 | 10 | 0.00029563 | 0.00028695 | 0.00026138 | 0.00030101 | 0.0002929 | 0.00024798 | 0.00027195
| 1 | 21 | 11 | 0.00040945 | 0.00041622 | 0.00037732 | 0.00041817 | 0.00042913 | 0.00040567 | 0.00039174
| 1 | 21 | 12 | 0.00047507 | 0.00052469 | 0.00046185 | 0.00051063 | 0.00054454 | 0.00047363 | 0.00047102
| 1 | 21 | 13 | 0.00054561 | 0.0005665 | 0.0005164 | 0.0005623 | 0.00061421 | 0.00051831 | 0.00052867
| 1 | 21 | 14 | 0.000539 | 0.00055352 | 0.00050942 | 0.00056365 | 0.00057243 | 0.00051216 | 0.00052134
| 1 | 21 | 15 | 0.00047184 | 0.00048849 | 0.00048259 | 0.00048663 | 0.00054072 | 0.00048193 | 0.00048013
| 1 | 21 | 16 | 0.00038325 | 0.00037224 | 0.00035881 | 0.00037575 | 0.00043067 | 0.00036788 | 0.00036791
| 1 | 21 | 17 | 0.00021924 | 0.00022956 | 0.00023465 | 0.0002553 | 0.00025986 | 0.00023486 | 0.00023014
| 1 | 21 | 18 | 6.7381e-05 | 6.0771e-05 | 5.7139e-05 | 8.0173e-05 | 8.8482e-05 | 7.3472e-05 | 6.1962e-05
| 1 | 21 | 19 | 0 | 0 | 0 | 0 | 0 | 0 | 0
| 1 | 21 | 20 | 0 | 0 | 0 | 0 | 0 | 0 | 0
| 1 | 21 | 21 | 0 | 0 | 0 | 0 | 0 | 0 | 0
| 1 | 21 | 22 | 0 | 0 | 0 | 0 | 0 | 0 | 0
| 1 | 21 | 23 | 0 | 0 | 0 | 0 | 0 | 0 | 0
| 1 | 21 | 24 | 0 | 0 | 0 | 0 | 0 | 0 | 0
| 1 | 22 | 1 | 0 | 0 | 0 | 0 | 0 | 0 | 0
| 1 | 22 | 2 | 0 | 0 | 0 | 0 | 0 | 0 | 0
| 1 | 22 | 3 | 0 | 0 | 0 | 0 | 0 | 0 | 0
| 1 | 22 | 4 | 0 | 0 | 0 | 0 | 0 | 0 | 0
| 1 | 22 | 5 | 0 | 0 | 0 | 0 | 0 | 0 | 0
| 1 | 22 | 6 | 0 | 0 | 0 | 0 | 0 | 0 | 0
| 1 | 22 | 7 | 0 | 0 | 0 | 0 | 0 | 0 | 0
| 1 | 22 | 8 | 0 | 0 | 0 | 0 | 0 | 0 | 0
| 1 | 22 | 9 | 0.00013621 | 0.00013957 | 0.00013683 | 0.00013841 | 0.00011525 | 0.00013127 | 0.00013621
| 1 | 22 | 10 | 0.00029563 | 0.00028695 | 0.00026138 | 0.00030101 | 0.0002929 | 0.00024798 | 0.00027195
| 1 | 22 | 11 | 0.00040945 | 0.00041622 | 0.00037732 | 0.00041817 | 0.00042913 | 0.00040567 | 0.00039174
| 1 | 22 | 12 | 0.00047507 | 0.00052469 | 0.00046185 | 0.00051063 | 0.00054454 | 0.00047363 | 0.00047102
| 1 | 22 | 13 | 0.00054561 | 0.0005665 | 0.0005164 | 0.0005623 | 0.00061421 | 0.00051831 | 0.00052867
| 1 | 22 | 14 | 0.000539 | 0.00055352 | 0.00050942 | 0.00056365 | 0.00057243 | 0.00051216 | 0.00052134
| 1 | 22 | 15 | 0.00047184 | 0.00048849 | 0.00048259 | 0.00048663 | 0.00054072 | 0.00048193 | 0.00048013
| 1 | 22 | 16 | 0.00038325 | 0.00037224 | 0.00035881 | 0.00037575 | 0.00043067 | 0.00036788 | 0.00036791
| 1 | 22 | 17 | 0.00021924 | 0.00022956 | 0.00023465 | 0.0002553 | 0.00025986 | 0.00023486 | 0.00023014
| 1 | 22 | 18 | 6.7381e-05 | 6.0771e-05 | 5.7139e-05 | 8.0173e-05 | 8.8482e-05 | 7.3472e-05 | 6.1962e-05
| 1 | 22 | 19 | 0 | 0 | 0 | 0 | 0 | 0 | 0
| 1 | 22 | 20 | 0 | 0 | 0 | 0 | 0 | 0 | 0
| 1 | 22 | 21 | 0 | 0 | 0 | 0 | 0 | 0 | 0
| 1 | 22 | 22 | 0 | 0 | 0 | 0 | 0 | 0 | 0
| 1 | 22 | 23 | 0 | 0 | 0 | 0 | 0 | 0 | 0
| 1 | 22 | 24 | 0 | 0 | 0 | 0 | 0 | 0 | 0
| 1 | 23 | 1 | 0 | 0 | 0 | 0 | 0 | 0 | 0
| 1 | 23 | 2 | 0 | 0 | 0 | 0 | 0 | 0 | 0
| 1 | 23 | 3 | 0 | 0 | 0 | 0 | 0 | 0 | 0
| 1 | 23 | 4 | 0 | 0 | 0 | 0 | 0 | 0 | 0
| 1 | 23 | 5 | 0 | 0 | 0 | 0 | 0 | 0 | 0
| 1 | 23 | 6 | 0 | 0 | 0 | 0 | 0 | 0 | 0
| 1 | 23 | 7 | 0 | 0 | 0 | 0 | 0 | 0 | 0
| 1 | 23 | 8 | 0 | 0 | 0 | 0 | 0 | 0 | 0
| 1 | 23 | 9 | 0.00013621 | 0.00013957 | 0.00013683 | 0.00013841 | 0.00011525 | 0.00013127 | 0.00013621
| 1 | 23 | 10 | 0.00029563 | 0.00028695 | 0.00026138 | 0.00030101 | 0.0002929 | 0.00024798 | 0.00027195
| 1 | 23 | 11 | 0.00040945 | 0.00041622 | 0.00037732 | 0.00041817 | 0.00042913 | 0.00040567 | 0.00039174
| 1 | 23 | 12 | 0.00047507 | 0.00052469 | 0.00046185 | 0.00051063 | 0.00054454 | 0.00047363 | 0.00047102
| 1 | 23 | 13 | 0.00054561 | 0.0005665 | 0.0005164 | 0.0005623 | 0.00061421 | 0.00051831 | 0.00052867
| 1 | 23 | 14 | 0.000539 | 0.00055352 | 0.00050942 | 0.00056365 | 0.00057243 | 0.00051216 | 0.00052134
| 1 | 23 | 15 | 0.00047184 | 0.00048849 | 0.00048259 | 0.00048663 | 0.00054072 | 0.00048193 | 0.00048013
| 1 | 23 | 16 | 0.00038325 | 0.00037224 | 0.00035881 | 0.00037575 | 0.00043067 | 0.00036788 | 0.00036791
| 1 | 23 | 17 | 0.00021924 | 0.00022956 | 0.00023465 | 0.0002553 | 0.00025986 | 0.00023486 | 0.00023014
| 1 | 23 | 18 | 6.7381e-05 | 6.0771e-05 | 5.7139e-05 | 8.0173e-05 | 8.8482e-05 | 7.3472e-05 | 6.1962e-05
| 1 | 23 | 19 | 0 | 0 | 0 | 0 | 0 | 0 | 0
| 1 | 23 | 20 | 0 | 0 | 0 | 0 | 0 | 0 | 0
| 1 | 23 | 21 | 0 | 0 | 0 | 0 | 0 | 0 | 0
| 1 | 23 | 22 | 0 | 0 | 0 | 0 | 0 | 0 | 0
| 1 | 23 | 23 | 0 | 0 | 0 | 0 | 0 | 0 | 0
| 1 | 23 | 24 | 0 | 0 | 0 | 0 | 0 | 0 | 0
| 1 | 24 | 1 | 0 | 0 | 0 | 0 | 0 | 0 | 0
| 1 | 24 | 2 | 0 | 0 | 0 | 0 | 0 | 0 | 0
| 1 | 24 | 3 | 0 | 0 | 0 | 0 | 0 | 0 | 0
| 1 | 24 | 4 | 0 | 0 | 0 | 0 | 0 | 0 | 0
| 1 | 24 | 5 | 0 | 0 | 0 | 0 | 0 | 0 | 0
| 1 | 24 | 6 | 0 | 0 | 0 | 0 | 0 | 0 | 0
| 1 | 24 | 7 | 0 | 0 | 0 | 0 | 0 | 0 | 0
| 1 | 24 | 8 | 0 | 0 | 0 | 0 | 0 | 0 | 0
| 1 | 24 | 9 | 0.00013621 | 0.00013957 | 0.00013683 | 0.00013841 | 0.00011525 | 0.00013127 | 0.00013621
| 1 | 24 | 10 | 0.00029563 | 0.00028695 | 0.00026138 | 0.00030101 | 0.0002929 | 0.00024798 | 0.00027195
| 1 | 24 | 11 | 0.00040945 | 0.00041622 | 0.00037732 | 0.00041817 | 0.00042913 | 0.00040567 | 0.00039174
| 1 | 24 | 12 | 0.00047507 | 0.00052469 | 0.00046185 | 0.00051063 | 0.00054454 | 0.00047363 | 0.00047102
| 1 | 24 | 13 | 0.00054561 | 0.0005665 | 0.0005164 | 0.0005623 | 0.00061421 | 0.00051831 | 0.00052867
| 1 | 24 | 14 | 0.000539 | 0.00055352 | 0.00050942 | 0.00056365 | 0.00057243 | 0.00051216 | 0.00052134
| 1 | 24 | 15 | 0.00047184 | 0.00048849 | 0.00048259 | 0.00048663 | 0.00054072 | 0.00048193 | 0.00048013
| 1 | 24 | 16 | 0.00038325 | 0.00037224 | 0.00035881 | 0.00037575 | 0.00043067 | 0.00036788 | 0.00036791
| 1 | 24 | 17 | 0.00021924 | 0.00022956 | 0.00023465 | 0.0002553 | 0.00025986 | 0.00023486 | 0.00023014
| 1 | 24 | 18 | 6.7381e-05 | 6.0771e-05 | 5.7139e-05 | 8.0173e-05 | 8.8482e-05 | 7.3472e-05 | 6.1962e-05
| 1 | 24 | 19 | 0 | 0 | 0 | 0 | 0 | 0 | 0
| 1 | 24 | 20 | 0 | 0 | 0 | 0 | 0 | 0 | 0
| 1 | 24 | 21 | 0 | 0 | 0 | 0 | 0 | 0 | 0
| 1 | 24 | 22 | 0 | 0 | 0 | 0 | 0 | 0 | 0
| 1 | 24 | 23 | 0 | 0 | 0 | 0 | 0 | 0 | 0
| 1 | 24 | 24 | 0 | 0 | 0 | 0 | 0 | 0 | 0
| 1 | 25 | 1 | 0 | 0 | 0 | 0 | 0 | 0 | 0
| 1 | 25 | 2 | 0 | 0 | 0 | 0 | 0 | 0 | 0
| 1 | 25 | 3 | 0 | 0 | 0 | 0 | 0 | 0 | 0
| 1 | 25 | 4 | 0 | 0 | 0 | 0 | 0 | 0 | 0
| 1 | 25 | 5 | 0 | 0 | 0 | 0 | 0 | 0 | 0
| 1 | 25 | 6 | 0 | 0 | 0 | 0 | 0 | 0 | 0
| 1 | 25 | 7 | 0 | 0 | 0 | 0 | 0 | 0 | 0
| 1 | 25 | 8 | 0 | 0 | 0 | 0 | 0 | 0 | 0
| 1 | 25 | 9 | 0.00013621 | 0.00013957 | 0.00013683 | 0.00013841 | 0.00011525 | 0.00013127 | 0.00013621
| 1 | 25 | 10 | 0.00029563 | 0.00028695 | 0.00026138 | 0.00030101 | 0.0002929 | 0.00024798 | 0.00027195
| 1 | 25 | 11 | 0.00040945 | 0.00041622 | 0.00037732 | 0.00041817 | 0.00042913 | 0.00040567 | 0.00039174
| 1 | 25 | 12 | 0.00047507 | 0.00052469 | 0.00046185 | 0.00051063 | 0.00054454 | 0.00047363 | 0.00047102
| 1 | 25 | 13 | 0.00054561 | 0.0005665 | 0.0005164 | 0.0005623 | 0.00061421 | 0.00051831 | 0.00052867
| 1 | 25 | 14 | 0.000539 | 0.00055352 | 0.00050942 | 0.00056365 | 0.00057243 | 0.00051216 | 0.00052134
| 1 | 25 | 15 | 0.00047184 | 0.00048849 | 0.00048259 | 0.00048663 | 0.00054072 | 0.00048193 | 0.00048013
| 1 | 25 | 16 | 0.00038325 | 0.00037224 | 0.00035881 | 0.00037575 | 0.00043067 | 0.00036788 | 0.00036791
| 1 | 25 | 17 | 0.00021924 | 0.00022956 | 0.00023465 | 0.0002553 | 0.00025986 | 0.00023486 | 0.00023014
| 1 | 25 | 18 | 6.7381e-05 | 6.0771e-05 | 5.7139e-05 | 8.0173e-05 | 8.8482e-05 | 7.3472e-05 | 6.1962e-05
| 1 | 25 | 19 | 0 | 0 | 0 | 0 | 0 | 0 | 0
| 1 | 25 | 20 | 0 | 0 | 0 | 0 | 0 | 0 | 0
| 1 | 25 | 21 | 0 | 0 | 0 | 0 | 0 | 0 | 0
| 1 | 25 | 22 | 0 | 0 | 0 | 0 | 0 | 0 | 0
| 1 | 25 | 23 | 0 | 0 | 0 | 0 | 0 | 0 | 0
| 1 | 25 | 24 | 0 | 0 | 0 | 0 | 0 | 0 | 0
| 1 | 26 | 1 | 0 | 0 | 0 | 0 | 0 | 0 | 0
| 1 | 26 | 2 | 0 | 0 | 0 | 0 | 0 | 0 | 0
| 1 | 26 | 3 | 0 | 0 | 0 | 0 | 0 | 0 | 0
| 1 | 26 | 4 | 0 | 0 | 0 | 0 | 0 | 0 | 0
| 1 | 26 | 5 | 0 | 0 | 0 | 0 | 0 | 0 | 0
| 1 | 26 | 6 | 0 | 0 | 0 | 0 | 0 | 0 | 0
| 1 | 26 | 7 | 0 | 0 | 0 | 0 | 0 | 0 | 0
| 1 | 26 | 8 | 0 | 0 | 0 | 0 | 0 | 0 | 0
| 1 | 26 | 9 | 0.00013621 | 0.00013957 | 0.00013683 | 0.00013841 | 0.00011525 | 0.00013127 | 0.00013621
| 1 | 26 | 10 | 0.00029563 | 0.00028695 | 0.00026138 | 0.00030101 | 0.0002929 | 0.00024798 | 0.00027195
| 1 | 26 | 11 | 0.00040945 | 0.00041622 | 0.00037732 | 0.00041817 | 0.00042913 | 0.00040567 | 0.00039174
| 1 | 26 | 12 | 0.00047507 | 0.00052469 | 0.00046185 | 0.00051063 | 0.00054454 | 0.00047363 | 0.00047102
| 1 | 26 | 13 | 0.00054561 | 0.0005665 | 0.0005164 | 0.0005623 | 0.00061421 | 0.00051831 | 0.00052867
| 1 | 26 | 14 | 0.000539 | 0.00055352 | 0.00050942 | 0.00056365 | 0.00057243 | 0.00051216 | 0.00052134
| 1 | 26 | 15 | 0.00047184 | 0.00048849 | 0.00048259 | 0.00048663 | 0.00054072 | 0.00048193 | 0.00048013
| 1 | 26 | 16 | 0.00038325 | 0.00037224 | 0.00035881 | 0.00037575 | 0.00043067 | 0.00036788 | 0.00036791
| 1 | 26 | 17 | 0.00021924 | 0.00022956 | 0.00023465 | 0.0002553 | 0.00025986 | 0.00023486 | 0.00023014
| 1 | 26 | 18 | 6.7381e-05 | 6.0771e-05 | 5.7139e-05 | 8.0173e-05 | 8.8482e-05 | 7.3472e-05 | 6.1962e-05
| 1 | 26 | 19 | 0 | 0 | 0 | 0 | 0 | 0 | 0
| 1 | 26 | 20 | 0 | 0 | 0 | 0 | 0 | 0 | 0
| 1 | 26 | 21 | 0 | 0 | 0 | 0 | 0 | 0 | 0
| 1 | 26 | 22 | 0 | 0 | 0 | 0 | 0 | 0 | 0
| 1 | 26 | 23 | 0 | 0 | 0 | 0 | 0 | 0 | 0
| 1 | 26 | 24 | 0 | 0 | 0 | 0 | 0 | 0 | 0
| 1 | 27 | 1 | 0 | 0 | 0 | 0 | 0 | 0 | 0
| 1 | 27 | 2 | 0 | 0 | 0 | 0 | 0 | 0 | 0
| 1 | 27 | 3 | 0 | 0 | 0 | 0 | 0 | 0 | 0
| 1 | 27 | 4 | 0 | 0 | 0 | 0 | 0 | 0 | 0
| 1 | 27 | 5 | 0 | 0 | 0 | 0 | 0 | 0 | 0
| 1 | 27 | 6 | 0 | 0 | 0 | 0 | 0 | 0 | 0
| 1 | 27 | 7 | 0 | 0 | 0 | 0 | 0 | 0 | 0
| 1 | 27 | 8 | 0 | 0 | 0 | 0 | 0 | 0 | 0
| 1 | 27 | 9 | 0.00013621 | 0.00013957 | 0.00013683 | 0.00013841 | 0.00011525 | 0.00013127 | 0.00013621
| 1 | 27 | 10 | 0.00029563 | 0.00028695 | 0.00026138 | 0.00030101 | 0.0002929 | 0.00024798 | 0.00027195
| 1 | 27 | 11 | 0.00040945 | 0.00041622 | 0.00037732 | 0.00041817 | 0.00042913 | 0.00040567 | 0.00039174
| 1 | 27 | 12 | 0.00047507 | 0.00052469 | 0.00046185 | 0.00051063 | 0.00054454 | 0.00047363 | 0.00047102
| 1 | 27 | 13 | 0.00054561 | 0.0005665 | 0.0005164 | 0.0005623 | 0.00061421 | 0.00051831 | 0.00052867
| 1 | 27 | 14 | 0.000539 | 0.00055352 | 0.00050942 | 0.00056365 | 0.00057243 | 0.00051216 | 0.00052134
| 1 | 27 | 15 | 0.00047184 | 0.00048849 | 0.00048259 | 0.00048663 | 0.00054072 | 0.00048193 | 0.00048013
| 1 | 27 | 16 | 0.00038325 | 0.00037224 | 0.00035881 | 0.00037575 | 0.00043067 | 0.00036788 | 0.00036791
| 1 | 27 | 17 | 0.00021924 | 0.00022956 | 0.00023465 | 0.0002553 | 0.00025986 | 0.00023486 | 0.00023014
| 1 | 27 | 18 | 6.7381e-05 | 6.0771e-05 | 5.7139e-05 | 8.0173e-05 | 8.8482e-05 | 7.3472e-05 | 6.1962e-05
| 1 | 27 | 19 | 0 | 0 | 0 | 0 | 0 | 0 | 0
| 1 | 27 | 20 | 0 | 0 | 0 | 0 | 0 | 0 | 0
| 1 | 27 | 21 | 0 | 0 | 0 | 0 | 0 | 0 | 0
| 1 | 27 | 22 | 0 | 0 | 0 | 0 | 0 | 0 | 0
| 1 | 27 | 23 | 0 | 0 | 0 | 0 | 0 | 0 | 0
| 1 | 27 | 24 | 0 | 0 | 0 | 0 | 0 | 0 | 0
| 1 | 28 | 1 | 0 | 0 | 0 | 0 | 0 | 0 | 0
| 1 | 28 | 2 | 0 | 0 | 0 | 0 | 0 | 0 | 0
| 1 | 28 | 3 | 0 | 0 | 0 | 0 | 0 | 0 | 0
| 1 | 28 | 4 | 0 | 0 | 0 | 0 | 0 | 0 | 0
| 1 | 28 | 5 | 0 | 0 | 0 | 0 | 0 | 0 | 0
| 1 | 28 | 6 | 0 | 0 | 0 | 0 | 0 | 0 | 0
| 1 | 28 | 7 | 0 | 0 | 0 | 0 | 0 | 0 | 0
| 1 | 28 | 8 | 0 | 0 | 0 | 0 | 0 | 0 | 0
| 1 | 28 | 9 | 0.00013621 | 0.00013957 | 0.00013683 | 0.00013841 | 0.00011525 | 0.00013127 | 0.00013621
| 1 | 28 | 10 | 0.00029563 | 0.00028695 | 0.00026138 | 0.00030101 | 0.0002929 | 0.00024798 | 0.00027195
| 1 | 28 | 11 | 0.00040945 | 0.00041622 | 0.00037732 | 0.00041817 | 0.00042913 | 0.00040567 | 0.00039174
| 1 | 28 | 12 | 0.00047507 | 0.00052469 | 0.00046185 | 0.00051063 | 0.00054454 | 0.00047363 | 0.00047102
| 1 | 28 | 13 | 0.00054561 | 0.0005665 | 0.0005164 | 0.0005623 | 0.00061421 | 0.00051831 | 0.00052867
| 1 | 28 | 14 | 0.000539 | 0.00055352 | 0.00050942 | 0.00056365 | 0.00057243 | 0.00051216 | 0.00052134
| 1 | 28 | 15 | 0.00047184 | 0.00048849 | 0.00048259 | 0.00048663 | 0.00054072 | 0.00048193 | 0.00048013
| 1 | 28 | 16 | 0.00038325 | 0.00037224 | 0.00035881 | 0.00037575 | 0.00043067 | 0.00036788 | 0.00036791
| 1 | 28 | 17 | 0.00021924 | 0.00022956 | 0.00023465 | 0.0002553 | 0.00025986 | 0.00023486 | 0.00023014
| 1 | 28 | 18 | 6.7381e-05 | 6.0771e-05 | 5.7139e-05 | 8.0173e-05 | 8.8482e-05 | 7.3472e-05 | 6.1962e-05
| 1 | 28 | 19 | 0 | 0 | 0 | 0 | 0 | 0 | 0
| 1 | 28 | 20 | 0 | 0 | 0 | 0 | 0 | 0 | 0
| 1 | 28 | 21 | 0 | 0 | 0 | 0 | 0 | 0 | 0
| 1 | 28 | 22 | 0 | 0 | 0 | 0 | 0 | 0 | 0
| 1 | 28 | 23 | 0 | 0 | 0 | 0 | 0 | 0 | 0
| 1 | 28 | 24 | 0 | 0 | 0 | 0 | 0 | 0 | 0
| 1 | 29 | 1 | 0 | 0 | 0 | 0 | 0 | 0 | 0
| 1 | 29 | 2 | 0 | 0 | 0 | 0 | 0 | 0 | 0
| 1 | 29 | 3 | 0 | 0 | 0 | 0 | 0 | 0 | 0
| 1 | 29 | 4 | 0 | 0 | 0 | 0 | 0 | 0 | 0
| 1 | 29 | 5 | 0 | 0 | 0 | 0 | 0 | 0 | 0
| 1 | 29 | 6 | 0 | 0 | 0 | 0 | 0 | 0 | 0
| 1 | 29 | 7 | 0 | 0 | 0 | 0 | 0 | 0 | 0
| 1 | 29 | 8 | 0 | 0 | 0 | 0 | 0 | 0 | 0
| 1 | 29 | 9 | 0.00013621 | 0.00013957 | 0.00013683 | 0.00013841 | 0.00011525 | 0.00013127 | 0.00013621
| 1 | 29 | 10 | 0.00029563 | 0.00028695 | 0.00026138 | 0.00030101 | 0.0002929 | 0.00024798 | 0.00027195
| 1 | 29 | 11 | 0.00040945 | 0.00041622 | 0.00037732 | 0.00041817 | 0.00042913 | 0.00040567 | 0.00039174
| 1 | 29 | 12 | 0.00047507 | 0.00052469 | 0.00046185 | 0.00051063 | 0.00054454 | 0.00047363 | 0.00047102
| 1 | 29 | 13 | 0.00054561 | 0.0005665 | 0.0005164 | 0.0005623 | 0.00061421 | 0.00051831 | 0.00052867
| 1 | 29 | 14 | 0.000539 | 0.00055352 | 0.00050942 | 0.00056365 | 0.00057243 | 0.00051216 | 0.00052134
| 1 | 29 | 15 | 0.00047184 | 0.00048849 | 0.00048259 | 0.00048663 | 0.00054072 | 0.00048193 | 0.00048013
| 1 | 29 | 16 | 0.00038325 | 0.00037224 | 0.00035881 | 0.00037575 | 0.00043067 | 0.00036788 | 0.00036791
| 1 | 29 | 17 | 0.00021924 | 0.00022956 | 0.00023465 | 0.0002553 | 0.00025986 | 0.00023486 | 0.00023014
| 1 | 29 | 18 | 6.7381e-05 | 6.0771e-05 | 5.7139e-05 | 8.0173e-05 | 8.8482e-05 | 7.3472e-05 | 6.1962e-05
| 1 | 29 | 19 | 0 | 0 | 0 | 0 | 0 | 0 | 0
| 1 | 29 | 20 | 0 | 0 | 0 | 0 | 0 | 0 | 0
| 1 | 29 | 21 | 0 | 0 | 0 | 0 | 0 | 0 | 0
| 1 | 29 | 22 | 0 | 0 | 0 | 0 | 0 | 0 | 0
| 1 | 29 | 23 | 0 | 0 | 0 | 0 | 0 | 0 | 0
| 1 | 29 | 24 | 0 | 0 | 0 | 0 | 0 | 0 | 0
| 1 | 30 | 1 | 0 | 0 | 0 | 0 | 0 | 0 | 0
| 1 | 30 | 2 | 0 | 0 | 0 | 0 | 0 | 0 | 0
| 1 | 30 | 3 | 0 | 0 | 0 | 0 | 0 | 0 | 0
| 1 | 30 | 4 | 0 | 0 | 0 | 0 | 0 | 0 | 0
| 1 | 30 | 5 | 0 | 0 | 0 | 0 | 0 | 0 | 0
| 1 | 30 | 6 | 0 | 0 | 0 | 0 | 0 | 0 | 0
| 1 | 30 | 7 | 0 | 0 | 0 | 0 | 0 | 0 | 0
| 1 | 30 | 8 | 0 | 0 | 0 | 0 | 0 | 0 | 0
| 1 | 30 | 9 | 0.00013621 | 0.00013957 | 0.00013683 | 0.00013841 | 0.00011525 | 0.00013127 | 0.00013621
| 1 | 30 | 10 | 0.00029563 | 0.00028695 | 0.00026138 | 0.00030101 | 0.0002929 | 0.00024798 | 0.00027195
| 1 | 30 | 11 | 0.00040945 | 0.00041622 | 0.00037732 | 0.00041817 | 0.00042913 | 0.00040567 | 0.00039174
| 1 | 30 | 12 | 0.00047507 | 0.00052469 | 0.00046185 | 0.00051063 | 0.00054454 | 0.00047363 | 0.00047102
| 1 | 30 | 13 | 0.00054561 | 0.0005665 | 0.0005164 | 0.0005623 | 0.00061421 | 0.00051831 | 0.00052867
| 1 | 30 | 14 | 0.000539 | 0.00055352 | 0.00050942 | 0.00056365 | 0.00057243 | 0.00051216 | 0.00052134
| 1 | 30 | 15 | 0.00047184 | 0.00048849 | 0.00048259 | 0.00048663 | 0.00054072 | 0.00048193 | 0.00048013
| 1 | 30 | 16 | 0.00038325 | 0.00037224 | 0.00035881 | 0.00037575 | 0.00043067 | 0.00036788 | 0.00036791
| 1 | 30 | 17 | 0.00021924 | 0.00022956 | 0.00023465 | 0.0002553 | 0.00025986 | 0.00023486 | 0.00023014
| 1 | 30 | 18 | 6.7381e-05 | 6.0771e-05 | 5.7139e-05 | 8.0173e-05 | 8.8482e-05 | 7.3472e-05 | 6.1962e-05
| 1 | 30 | 19 | 0 | 0 | 0 | 0 | 0 | 0 | 0
| 1 | 30 | 20 | 0 | 0 | 0 | 0 | 0 | 0 | 0
| 1 | 30 | 21 | 0 | 0 | 0 | 0 | 0 | 0 | 0
| 1 | 30 | 22 | 0 | 0 | 0 | 0 | 0 | 0 | 0
| 1 | 30 | 23 | 0 | 0 | 0 | 0 | 0 | 0 | 0
| 1 | 30 | 24 | 0 | 0 | 0 | 0 | 0 | 0 | 0
| 1 | 31 | 1 | 0 | 0 | 0 | 0 | 0 | 0 | 0
| 1 | 31 | 2 | 0 | 0 | 0 | 0 | 0 | 0 | 0
| 1 | 31 | 3 | 0 | 0 | 0 | 0 | 0 | 0 | 0
| 1 | 31 | 4 | 0 | 0 | 0 | 0 | 0 | 0 | 0
| 1 | 31 | 5 | 0 | 0 | 0 | 0 | 0 | 0 | 0
| 1 | 31 | 6 | 0 | 0 | 0 | 0 | 0 | 0 | 0
| 1 | 31 | 7 | 0 | 0 | 0 | 0 | 0 | 0 | 0
| 1 | 31 | 8 | 0 | 0 | 0 | 0 | 0 | 0 | 0
| 1 | 31 | 9 | 0.00013621 | 0.00013957 | 0.00013683 | 0.00013841 | 0.00011525 | 0.00013127 | 0.00013621
| 1 | 31 | 10 | 0.00029563 | 0.00028695 | 0.00026138 | 0.00030101 | 0.0002929 | 0.00024798 | 0.00027195
| 1 | 31 | 11 | 0.00040945 | 0.00041622 | 0.00037732 | 0.00041817 | 0.00042913 | 0.00040567 | 0.00039174
| 1 | 31 | 12 | 0.00047507 | 0.00052469 | 0.00046185 | 0.00051063 | 0.00054454 | 0.00047363 | 0.00047102
| 1 | 31 | 13 | 0.00054561 | 0.0005665 | 0.0005164 | 0.0005623 | 0.00061421 | 0.00051831 | 0.00052867
| 1 | 31 | 14 | 0.000539 | 0.00055352 | 0.00050942 | 0.00056365 | 0.00057243 | 0.00051216 | 0.00052134
| 1 | 31 | 15 | 0.00047184 | 0.00048849 | 0.00048259 | 0.00048663 | 0.00054072 | 0.00048193 | 0.00048013
| 1 | 31 | 16 | 0.00038325 | 0.00037224 | 0.00035881 | 0.00037575 | 0.00043067 | 0.00036788 | 0.00036791
| 1 | 31 | 17 | 0.00021924 | 0.00022956 | 0.00023465 | 0.0002553 | 0.00025986 | 0.00023486 | 0.00023014
| 1 | 31 | 18 | 6.7381e-05 | 6.0771e-05 | 5.7139e-05 | 8.0173e-05 | 8.8482e-05 | 7.3472e-05 | 6.1962e-05
| 1 | 31 | 19 | 0 | 0 | 0 | 0 | 0 | 0 | 0
| 1 | 31 | 20 | 0 | 0 | 0 | 0 | 0 | 0 | 0
| 1 | 31 | 21 | 0 | 0 | 0 | 0 | 0 | 0 | 0
| 1 | 31 | 22 | 0 | 0 | 0 | 0 | 0 | 0 | 0
| 1 | 31 | 23 | 0 | 0 | 0 | 0 | 0 | 0 | 0
| 1 | 31 | 24 | 0 | 0 | 0 | 0 | 0 | 0 | 0
| 2 | 1 | 1 | 0 | 0 | 0 | 0 | 0 | 0 | 0
| 2 | 1 | 2 | 0 | 0 | 0 | 0 | 0 | 0 | 0
| 2 | 1 | 3 | 0 | 0 | 0 | 0 | 0 | 0 | 0
| 2 | 1 | 4 | 0 | 0 | 0 | 0 | 0 | 0 | 0
| 2 | 1 | 5 | 0 | 0 | 0 | 0 | 0 | 0 | 0
| 2 | 1 | 6 | 0 | 0 | 0 | 0 | 0 | 0 | 0
| 2 | 1 | 7 | 0 | 0 | 0 | 0 | 0 | 0 | 0
| 2 | 1 | 8 | 1.4815e-05 | 1.8979e-05 | 3.2333e-05 | 1.3631e-05 | 9.6025e-06 | 1.5723e-05 | 2.4878e-05
| 2 | 1 | 9 | 0.0001512 | 0.0001841 | 0.00015459 | 0.00015961 | 0.00012416 | 0.00014957 | 0.00015476
| 2 | 1 | 10 | 0.00028922 | 0.00034115 | 0.00027542 | 0.00028847 | 0.00030841 | 0.00031129 | 0.00028658
| 2 | 1 | 11 | 0.00042897 | 0.00046457 | 0.00041678 | 0.00043407 | 0.00047491 | 0.00042063 | 0.00042384
| 2 | 1 | 12 | 0.00053665 | 0.00056836 | 0.00048539 | 0.00054937 | 0.00058562 | 0.00048899 | 0.00050618
| 2 | 1 | 13 | 0.00057599 | 0.0005842 | 0.00055598 | 0.00058705 | 0.00065615 | 0.00056045 | 0.00056449
| 2 | 1 | 14 | 0.00059187 | 0.00058924 | 0.000607 | 0.00059557 | 0.00064239 | 0.00057564 | 0.00059908
| 2 | 1 | 15 | 0.00052031 | 0.00053287 | 0.000548 | 0.00055392 | 0.00059484 | 0.00054549 | 0.0005392
| 2 | 1 | 16 | 0.00041656 | 0.00043605 | 0.00044737 | 0.0004773 | 0.00047278 | 0.00047939 | 0.00044079
| 2 | 1 | 17 | 0.00029504 | 0.00028389 | 0.00030958 | 0.00028589 | 0.00030686 | 0.00029281 | 0.00030234
| 2 | 1 | 18 | 0.00011567 | 0.00012052 | 0.00012986 | 0.0001201 | 0.00013895 | 0.00013406 | 0.00012559
| 2 | 1 | 19 | 0 | 0 | 0 | 0 | 0 | 0 | 0
| 2 | 1 | 20 | 0 | 0 | 0 | 0 | 0 | 0 | 0
| 2 | 1 | 21 | 0 | 0 | 0 | 0 | 0 | 0 | 0
| 2 | 1 | 22 | 0 | 0 | 0 | 0 | 0 | 0 | 0
| 2 | 1 | 23 | 0 | 0 | 0 | 0 | 0 | 0 | 0
| 2 | 1 | 24 | 0 | 0 | 0 | 0 | 0 | 0 | 0
| 2 | 2 | 1 | 0 | 0 | 0 | 0 | 0 | 0 | 0
| 2 | 2 | 2 | 0 | 0 | 0 | 0 | 0 | 0 | 0
| 2 | 2 | 3 | 0 | 0 | 0 | 0 | 0 | 0 | 0
| 2 | 2 | 4 | 0 | 0 | 0 | 0 | 0 | 0 | 0
| 2 | 2 | 5 | 0 | 0 | 0 | 0 | 0 | 0 | 0
| 2 | 2 | 6 | 0 | 0 | 0 | 0 | 0 | 0 | 0
| 2 | 2 | 7 | 0 | 0 | 0 | 0 | 0 | 0 | 0
| 2 | 2 | 8 | 1.4815e-05 | 1.8979e-05 | 3.2333e-05 | 1.3631e-05 | 9.6025e-06 | 1.5723e-05 | 2.4878e-05
| 2 | 2 | 9 | 0.0001512 | 0.0001841 | 0.00015459 | 0.00015961 | 0.00012416 | 0.00014957 | 0.00015476
| 2 | 2 | 10 | 0.00028922 | 0.00034115 | 0.00027542 | 0.00028847 | 0.00030841 | 0.00031129 | 0.00028658
| 2 | 2 | 11 | 0.00042897 | 0.00046457 | 0.00041678 | 0.00043407 | 0.00047491 | 0.00042063 | 0.00042384
| 2 | 2 | 12 | 0.00053665 | 0.00056836 | 0.00048539 | 0.00054937 | 0.00058562 | 0.00048899 | 0.00050618
| 2 | 2 | 13 | 0.00057599 | 0.0005842 | 0.00055598 | 0.00058705 | 0.00065615 | 0.00056045 | 0.00056449
| 2 | 2 | 14 | 0.00059187 | 0.00058924 | 0.000607 | 0.00059557 | 0.00064239 | 0.00057564 | 0.00059908
| 2 | 2 | 15 | 0.00052031 | 0.00053287 | 0.000548 | 0.00055392 | 0.00059484 | 0.00054549 | 0.0005392
| 2 | 2 | 16 | 0.00041656 | 0.00043605 | 0.00044737 | 0.0004773 | 0.00047278 | 0.00047939 | 0.00044079
| 2 | 2 | 17 | 0.00029504 | 0.00028389 | 0.00030958 | 0.00028589 | 0.00030686 | 0.00029281 | 0.00030234
| 2 | 2 | 18 | 0.00011567 | 0.00012052 | 0.00012986 | 0.0001201 | 0.00013895 | 0.00013406 | 0.00012559
| 2 | 2 | 19 | 0 | 0 | 0 | 0 | 0 | 0 | 0
| 2 | 2 | 20 | 0 | 0 | 0 | 0 | 0 | 0 | 0
| 2 | 2 | 21 | 0 | 0 | 0 | 0 | 0 | 0 | 0
| 2 | 2 | 22 | 0 | 0 | 0 | 0 | 0 | 0 | 0
| 2 | 2 | 23 | 0 | 0 | 0 | 0 | 0 | 0 | 0
| 2 | 2 | 24 | 0 | 0 | 0 | 0 | 0 | 0 | 0
| 2 | 3 | 1 | 0 | 0 | 0 | 0 | 0 | 0 | 0
| 2 | 3 | 2 | 0 | 0 | 0 | 0 | 0 | 0 | 0
| 2 | 3 | 3 | 0 | 0 | 0 | 0 | 0 | 0 | 0
| 2 | 3 | 4 | 0 | 0 | 0 | 0 | 0 | 0 | 0
| 2 | 3 | 5 | 0 | 0 | 0 | 0 | 0 | 0 | 0
| 2 | 3 | 6 | 0 | 0 | 0 | 0 | 0 | 0 | 0
| 2 | 3 | 7 | 0 | 0 | 0 | 0 | 0 | 0 | 0
| 2 | 3 | 8 | 1.4815e-05 | 1.8979e-05 | 3.2333e-05 | 1.3631e-05 | 9.6025e-06 | 1.5723e-05 | 2.4878e-05
| 2 | 3 | 9 | 0.0001512 | 0.0001841 | 0.00015459 | 0.00015961 | 0.00012416 | 0.00014957 | 0.00015476
| 2 | 3 | 10 | 0.00028922 | 0.00034115 | 0.00027542 | 0.00028847 | 0.00030841 | 0.00031129 | 0.00028658
| 2 | 3 | 11 | 0.00042897 | 0.00046457 | 0.00041678 | 0.00043407 | 0.00047491 | 0.00042063 | 0.00042384
| 2 | 3 | 12 | 0.00053665 | 0.00056836 | 0.00048539 | 0.00054937 | 0.00058562 | 0.00048899 | 0.00050618
| 2 | 3 | 13 | 0.00057599 | 0.0005842 | 0.00055598 | 0.00058705 | 0.00065615 | 0.00056045 | 0.00056449
| 2 | 3 | 14 | 0.00059187 | 0.00058924 | 0.000607 | 0.00059557 | 0.00064239 | 0.00057564 | 0.00059908
| 2 | 3 | 15 | 0.00052031 | 0.00053287 | 0.000548 | 0.00055392 | 0.00059484 | 0.00054549 | 0.0005392
| 2 | 3 | 16 | 0.00041656 | 0.00043605 | 0.00044737 | 0.0004773 | 0.00047278 | 0.00047939 | 0.00044079
| 2 | 3 | 17 | 0.00029504 | 0.00028389 | 0.00030958 | 0.00028589 | 0.00030686 | 0.00029281 | 0.00030234
| 2 | 3 | 18 | 0.00011567 | 0.00012052 | 0.00012986 | 0.0001201 | 0.00013895 | 0.00013406 | 0.00012559
| 2 | 3 | 19 | 0 | 0 | 0 | 0 | 0 | 0 | 0
| 2 | 3 | 20 | 0 | 0 | 0 | 0 | 0 | 0 | 0
| 2 | 3 | 21 | 0 | 0 | 0 | 0 | 0 | 0 | 0
| 2 | 3 | 22 | 0 | 0 | 0 | 0 | 0 | 0 | 0
| 2 | 3 | 23 | 0 | 0 | 0 | 0 | 0 | 0 | 0
| 2 | 3 | 24 | 0 | 0 | 0 | 0 | 0 | 0 | 0
| 2 | 4 | 1 | 0 | 0 | 0 | 0 | 0 | 0 | 0
| 2 | 4 | 2 | 0 | 0 | 0 | 0 | 0 | 0 | 0
| 2 | 4 | 3 | 0 | 0 | 0 | 0 | 0 | 0 | 0
| 2 | 4 | 4 | 0 | 0 | 0 | 0 | 0 | 0 | 0
| 2 | 4 | 5 | 0 | 0 | 0 | 0 | 0 | 0 | 0
| 2 | 4 | 6 | 0 | 0 | 0 | 0 | 0 | 0 | 0
| 2 | 4 | 7 | 0 | 0 | 0 | 0 | 0 | 0 | 0
| 2 | 4 | 8 | 1.4815e-05 | 1.8979e-05 | 3.2333e-05 | 1.3631e-05 | 9.6025e-06 | 1.5723e-05 | 2.4878e-05
| 2 | 4 | 9 | 0.0001512 | 0.0001841 | 0.00015459 | 0.00015961 | 0.00012416 | 0.00014957 | 0.00015476
| 2 | 4 | 10 | 0.00028922 | 0.00034115 | 0.00027542 | 0.00028847 | 0.00030841 | 0.00031129 | 0.00028658
| 2 | 4 | 11 | 0.00042897 | 0.00046457 | 0.00041678 | 0.00043407 | 0.00047491 | 0.00042063 | 0.00042384
| 2 | 4 | 12 | 0.00053665 | 0.00056836 | 0.00048539 | 0.00054937 | 0.00058562 | 0.00048899 | 0.00050618
| 2 | 4 | 13 | 0.00057599 | 0.0005842 | 0.00055598 | 0.00058705 | 0.00065615 | 0.00056045 | 0.00056449
| 2 | 4 | 14 | 0.00059187 | 0.00058924 | 0.000607 | 0.00059557 | 0.00064239 | 0.00057564 | 0.00059908
| 2 | 4 | 15 | 0.00052031 | 0.00053287 | 0.000548 | 0.00055392 | 0.00059484 | 0.00054549 | 0.0005392
| 2 | 4 | 16 | 0.00041656 | 0.00043605 | 0.00044737 | 0.0004773 | 0.00047278 | 0.00047939 | 0.00044079
| 2 | 4 | 17 | 0.00029504 | 0.00028389 | 0.00030958 | 0.00028589 | 0.00030686 | 0.00029281 | 0.00030234
| 2 | 4 | 18 | 0.00011567 | 0.00012052 | 0.00012986 | 0.0001201 | 0.00013895 | 0.00013406 | 0.00012559
| 2 | 4 | 19 | 0 | 0 | 0 | 0 | 0 | 0 | 0
| 2 | 4 | 20 | 0 | 0 | 0 | 0 | 0 | 0 | 0
| 2 | 4 | 21 | 0 | 0 | 0 | 0 | 0 | 0 | 0
| 2 | 4 | 22 | 0 | 0 | 0 | 0 | 0 | 0 | 0
| 2 | 4 | 23 | 0 | 0 | 0 | 0 | 0 | 0 | 0
| 2 | 4 | 24 | 0 | 0 | 0 | 0 | 0 | 0 | 0
| 2 | 5 | 1 | 0 | 0 | 0 | 0 | 0 | 0 | 0
| 2 | 5 | 2 | 0 | 0 | 0 | 0 | 0 | 0 | 0
| 2 | 5 | 3 | 0 | 0 | 0 | 0 | 0 | 0 | 0
| 2 | 5 | 4 | 0 | 0 | 0 | 0 | 0 | 0 | 0
| 2 | 5 | 5 | 0 | 0 | 0 | 0 | 0 | 0 | 0
| 2 | 5 | 6 | 0 | 0 | 0 | 0 | 0 | 0 | 0
| 2 | 5 | 7 | 0 | 0 | 0 | 0 | 0 | 0 | 0
| 2 | 5 | 8 | 1.4815e-05 | 1.8979e-05 | 3.2333e-05 | 1.3631e-05 | 9.6025e-06 | 1.5723e-05 | 2.4878e-05
| 2 | 5 | 9 | 0.0001512 | 0.0001841 | 0.00015459 | 0.00015961 | 0.00012416 | 0.00014957 | 0.00015476
| 2 | 5 | 10 | 0.00028922 | 0.00034115 | 0.00027542 | 0.00028847 | 0.00030841 | 0.00031129 | 0.00028658
| 2 | 5 | 11 | 0.00042897 | 0.00046457 | 0.00041678 | 0.00043407 | 0.00047491 | 0.00042063 | 0.00042384
| 2 | 5 | 12 | 0.00053665 | 0.00056836 | 0.00048539 | 0.00054937 | 0.00058562 | 0.00048899 | 0.00050618
| 2 | 5 | 13 | 0.00057599 | 0.0005842 | 0.00055598 | 0.00058705 | 0.00065615 | 0.00056045 | 0.00056449
| 2 | 5 | 14 | 0.00059187 | 0.00058924 | 0.000607 | 0.00059557 | 0.00064239 | 0.00057564 | 0.00059908
| 2 | 5 | 15 | 0.00052031 | 0.00053287 | 0.000548 | 0.00055392 | 0.00059484 | 0.00054549 | 0.0005392
| 2 | 5 | 16 | 0.00041656 | 0.00043605 | 0.00044737 | 0.0004773 | 0.00047278 | 0.00047939 | 0.00044079
| 2 | 5 | 17 | 0.00029504 | 0.00028389 | 0.00030958 | 0.00028589 | 0.00030686 | 0.00029281 | 0.00030234
| 2 | 5 | 18 | 0.00011567 | 0.00012052 | 0.00012986 | 0.0001201 | 0.00013895 | 0.00013406 | 0.00012559
| 2 | 5 | 19 | 0 | 0 | 0 | 0 | 0 | 0 | 0
| 2 | 5 | 20 | 0 | 0 | 0 | 0 | 0 | 0 | 0
| 2 | 5 | 21 | 0 | 0 | 0 | 0 | 0 | 0 | 0
| 2 | 5 | 22 | 0 | 0 | 0 | 0 | 0 | 0 | 0
| 2 | 5 | 23 | 0 | 0 | 0 | 0 | 0 | 0 | 0
| 2 | 5 | 24 | 0 | 0 | 0 | 0 | 0 | 0 | 0
| 2 | 6 | 1 | 0 | 0 | 0 | 0 | 0 | 0 | 0
| 2 | 6 | 2 | 0 | 0 | 0 | 0 | 0 | 0 | 0
| 2 | 6 | 3 | 0 | 0 | 0 | 0 | 0 | 0 | 0
| 2 | 6 | 4 | 0 | 0 | 0 | 0 | 0 | 0 | 0
| 2 | 6 | 5 | 0 | 0 | 0 | 0 | 0 | 0 | 0
| 2 | 6 | 6 | 0 | 0 | 0 | 0 | 0 | 0 | 0
| 2 | 6 | 7 | 0 | 0 | 0 | 0 | 0 | 0 | 0
| 2 | 6 | 8 | 1.4815e-05 | 1.8979e-05 | 3.2333e-05 | 1.3631e-05 | 9.6025e-06 | 1.5723e-05 | 2.4878e-05
| 2 | 6 | 9 | 0.0001512 | 0.0001841 | 0.00015459 | 0.00015961 | 0.00012416 | 0.00014957 | 0.00015476
| 2 | 6 | 10 | 0.00028922 | 0.00034115 | 0.00027542 | 0.00028847 | 0.00030841 | 0.00031129 | 0.00028658
| 2 | 6 | 11 | 0.00042897 | 0.00046457 | 0.00041678 | 0.00043407 | 0.00047491 | 0.00042063 | 0.00042384
| 2 | 6 | 12 | 0.00053665 | 0.00056836 | 0.00048539 | 0.00054937 | 0.00058562 | 0.00048899 | 0.00050618
| 2 | 6 | 13 | 0.00057599 | 0.0005842 | 0.00055598 | 0.00058705 | 0.00065615 | 0.00056045 | 0.00056449
| 2 | 6 | 14 | 0.00059187 | 0.00058924 | 0.000607 | 0.00059557 | 0.00064239 | 0.00057564 | 0.00059908
| 2 | 6 | 15 | 0.00052031 | 0.00053287 | 0.000548 | 0.00055392 | 0.00059484 | 0.00054549 | 0.0005392
| 2 | 6 | 16 | 0.00041656 | 0.00043605 | 0.00044737 | 0.0004773 | 0.00047278 | 0.00047939 | 0.00044079
| 2 | 6 | 17 | 0.00029504 | 0.00028389 | 0.00030958 | 0.00028589 | 0.00030686 | 0.00029281 | 0.00030234
| 2 | 6 | 18 | 0.00011567 | 0.00012052 | 0.00012986 | 0.0001201 | 0.00013895 | 0.00013406 | 0.00012559
| 2 | 6 | 19 | 0 | 0 | 0 | 0 | 0 | 0 | 0
| 2 | 6 | 20 | 0 | 0 | 0 | 0 | 0 | 0 | 0
| 2 | 6 | 21 | 0 | 0 | 0 | 0 | 0 | 0 | 0
| 2 | 6 | 22 | 0 | 0 | 0 | 0 | 0 | 0 | 0
| 2 | 6 | 23 | 0 | 0 | 0 | 0 | 0 | 0 | 0
| 2 | 6 | 24 | 0 | 0 | 0 | 0 | 0 | 0 | 0
| 2 | 7 | 1 | 0 | 0 | 0 | 0 | 0 | 0 | 0
| 2 | 7 | 2 | 0 | 0 | 0 | 0 | 0 | 0 | 0
| 2 | 7 | 3 | 0 | 0 | 0 | 0 | 0 | 0 | 0
| 2 | 7 | 4 | 0 | 0 | 0 | 0 | 0 | 0 | 0
| 2 | 7 | 5 | 0 | 0 | 0 | 0 | 0 | 0 | 0
| 2 | 7 | 6 | 0 | 0 | 0 | 0 | 0 | 0 | 0
| 2 | 7 | 7 | 0 | 0 | 0 | 0 | 0 | 0 | 0
| 2 | 7 | 8 | 1.4815e-05 | 1.8979e-05 | 3.2333e-05 | 1.3631e-05 | 9.6025e-06 | 1.5723e-05 | 2.4878e-05
| 2 | 7 | 9 | 0.0001512 | 0.0001841 | 0.00015459 | 0.00015961 | 0.00012416 | 0.00014957 | 0.00015476
| 2 | 7 | 10 | 0.00028922 | 0.00034115 | 0.00027542 | 0.00028847 | 0.00030841 | 0.00031129 | 0.00028658
| 2 | 7 | 11 | 0.00042897 | 0.00046457 | 0.00041678 | 0.00043407 | 0.00047491 | 0.00042063 | 0.00042384
| 2 | 7 | 12 | 0.00053665 | 0.00056836 | 0.00048539 | 0.00054937 | 0.00058562 | 0.00048899 | 0.00050618
| 2 | 7 | 13 | 0.00057599 | 0.0005842 | 0.00055598 | 0.00058705 | 0.00065615 | 0.00056045 | 0.00056449
| 2 | 7 | 14 | 0.00059187 | 0.00058924 | 0.000607 | 0.00059557 | 0.00064239 | 0.00057564 | 0.00059908
| 2 | 7 | 15 | 0.00052031 | 0.00053287 | 0.000548 | 0.00055392 | 0.00059484 | 0.00054549 | 0.0005392
| 2 | 7 | 16 | 0.00041656 | 0.00043605 | 0.00044737 | 0.0004773 | 0.00047278 | 0.00047939 | 0.00044079
| 2 | 7 | 17 | 0.00029504 | 0.00028389 | 0.00030958 | 0.00028589 | 0.00030686 | 0.00029281 | 0.00030234
| 2 | 7 | 18 | 0.00011567 | 0.00012052 | 0.00012986 | 0.0001201 | 0.00013895 | 0.00013406 | 0.00012559
| 2 | 7 | 19 | 0 | 0 | 0 | 0 | 0 | 0 | 0
| 2 | 7 | 20 | 0 | 0 | 0 | 0 | 0 | 0 | 0
| 2 | 7 | 21 | 0 | 0 | 0 | 0 | 0 | 0 | 0
| 2 | 7 | 22 | 0 | 0 | 0 | 0 | 0 | 0 | 0
| 2 | 7 | 23 | 0 | 0 | 0 | 0 | 0 | 0 | 0
| 2 | 7 | 24 | 0 | 0 | 0 | 0 | 0 | 0 | 0
| 2 | 8 | 1 | 0 | 0 | 0 | 0 | 0 | 0 | 0
| 2 | 8 | 2 | 0 | 0 | 0 | 0 | 0 | 0 | 0
| 2 | 8 | 3 | 0 | 0 | 0 | 0 | 0 | 0 | 0
| 2 | 8 | 4 | 0 | 0 | 0 | 0 | 0 | 0 | 0
| 2 | 8 | 5 | 0 | 0 | 0 | 0 | 0 | 0 | 0
| 2 | 8 | 6 | 0 | 0 | 0 | 0 | 0 | 0 | 0
| 2 | 8 | 7 | 0 | 0 | 0 | 0 | 0 | 0 | 0
| 2 | 8 | 8 | 1.4815e-05 | 1.8979e-05 | 3.2333e-05 | 1.3631e-05 | 9.6025e-06 | 1.5723e-05 | 2.4878e-05
| 2 | 8 | 9 | 0.0001512 | 0.0001841 | 0.00015459 | 0.00015961 | 0.00012416 | 0.00014957 | 0.00015476
| 2 | 8 | 10 | 0.00028922 | 0.00034115 | 0.00027542 | 0.00028847 | 0.00030841 | 0.00031129 | 0.00028658
| 2 | 8 | 11 | 0.00042897 | 0.00046457 | 0.00041678 | 0.00043407 | 0.00047491 | 0.00042063 | 0.00042384
| 2 | 8 | 12 | 0.00053665 | 0.00056836 | 0.00048539 | 0.00054937 | 0.00058562 | 0.00048899 | 0.00050618
| 2 | 8 | 13 | 0.00057599 | 0.0005842 | 0.00055598 | 0.00058705 | 0.00065615 | 0.00056045 | 0.00056449
| 2 | 8 | 14 | 0.00059187 | 0.00058924 | 0.000607 | 0.00059557 | 0.00064239 | 0.00057564 | 0.00059908
| 2 | 8 | 15 | 0.00052031 | 0.00053287 | 0.000548 | 0.00055392 | 0.00059484 | 0.00054549 | 0.0005392
| 2 | 8 | 16 | 0.00041656 | 0.00043605 | 0.00044737 | 0.0004773 | 0.00047278 | 0.00047939 | 0.00044079
| 2 | 8 | 17 | 0.00029504 | 0.00028389 | 0.00030958 | 0.00028589 | 0.00030686 | 0.00029281 | 0.00030234
| 2 | 8 | 18 | 0.00011567 | 0.00012052 | 0.00012986 | 0.0001201 | 0.00013895 | 0.00013406 | 0.00012559
| 2 | 8 | 19 | 0 | 0 | 0 | 0 | 0 | 0 | 0
| 2 | 8 | 20 | 0 | 0 | 0 | 0 | 0 | 0 | 0
| 2 | 8 | 21 | 0 | 0 | 0 | 0 | 0 | 0 | 0
| 2 | 8 | 22 | 0 | 0 | 0 | 0 | 0 | 0 | 0
| 2 | 8 | 23 | 0 | 0 | 0 | 0 | 0 | 0 | 0
| 2 | 8 | 24 | 0 | 0 | 0 | 0 | 0 | 0 | 0
| 2 | 9 | 1 | 0 | 0 | 0 | 0 | 0 | 0 | 0
| 2 | 9 | 2 | 0 | 0 | 0 | 0 | 0 | 0 | 0
| 2 | 9 | 3 | 0 | 0 | 0 | 0 | 0 | 0 | 0
| 2 | 9 | 4 | 0 | 0 | 0 | 0 | 0 | 0 | 0
| 2 | 9 | 5 | 0 | 0 | 0 | 0 | 0 | 0 | 0
| 2 | 9 | 6 | 0 | 0 | 0 | 0 | 0 | 0 | 0
| 2 | 9 | 7 | 0 | 0 | 0 | 0 | 0 | 0 | 0
| 2 | 9 | 8 | 1.4815e-05 | 1.8979e-05 | 3.2333e-05 | 1.3631e-05 | 9.6025e-06 | 1.5723e-05 | 2.4878e-05
| 2 | 9 | 9 | 0.0001512 | 0.0001841 | 0.00015459 | 0.00015961 | 0.00012416 | 0.00014957 | 0.00015476
| 2 | 9 | 10 | 0.00028922 | 0.00034115 | 0.00027542 | 0.00028847 | 0.00030841 | 0.00031129 | 0.00028658
| 2 | 9 | 11 | 0.00042897 | 0.00046457 | 0.00041678 | 0.00043407 | 0.00047491 | 0.00042063 | 0.00042384
| 2 | 9 | 12 | 0.00053665 | 0.00056836 | 0.00048539 | 0.00054937 | 0.00058562 | 0.00048899 | 0.00050618
| 2 | 9 | 13 | 0.00057599 | 0.0005842 | 0.00055598 | 0.00058705 | 0.00065615 | 0.00056045 | 0.00056449
| 2 | 9 | 14 | 0.00059187 | 0.00058924 | 0.000607 | 0.00059557 | 0.00064239 | 0.00057564 | 0.00059908
| 2 | 9 | 15 | 0.00052031 | 0.00053287 | 0.000548 | 0.00055392 | 0.00059484 | 0.00054549 | 0.0005392
| 2 | 9 | 16 | 0.00041656 | 0.00043605 | 0.00044737 | 0.0004773 | 0.00047278 | 0.00047939 | 0.00044079
| 2 | 9 | 17 | 0.00029504 | 0.00028389 | 0.00030958 | 0.00028589 | 0.00030686 | 0.00029281 | 0.00030234
| 2 | 9 | 18 | 0.00011567 | 0.00012052 | 0.00012986 | 0.0001201 | 0.00013895 | 0.00013406 | 0.00012559
| 2 | 9 | 19 | 0 | 0 | 0 | 0 | 0 | 0 | 0
| 2 | 9 | 20 | 0 | 0 | 0 | 0 | 0 | 0 | 0
| 2 | 9 | 21 | 0 | 0 | 0 | 0 | 0 | 0 | 0
| 2 | 9 | 22 | 0 | 0 | 0 | 0 | 0 | 0 | 0
| 2 | 9 | 23 | 0 | 0 | 0 | 0 | 0 | 0 | 0
| 2 | 9 | 24 | 0 | 0 | 0 | 0 | 0 | 0 | 0
| 2 | 10 | 1 | 0 | 0 | 0 | 0 | 0 | 0 | 0
| 2 | 10 | 2 | 0 | 0 | 0 | 0 | 0 | 0 | 0
| 2 | 10 | 3 | 0 | 0 | 0 | 0 | 0 | 0 | 0
| 2 | 10 | 4 | 0 | 0 | 0 | 0 | 0 | 0 | 0
| 2 | 10 | 5 | 0 | 0 | 0 | 0 | 0 | 0 | 0
| 2 | 10 | 6 | 0 | 0 | 0 | 0 | 0 | 0 | 0
| 2 | 10 | 7 | 0 | 0 | 0 | 0 | 0 | 0 | 0
| 2 | 10 | 8 | 1.4815e-05 | 1.8979e-05 | 3.2333e-05 | 1.3631e-05 | 9.6025e-06 | 1.5723e-05 | 2.4878e-05
| 2 | 10 | 9 | 0.0001512 | 0.0001841 | 0.00015459 | 0.00015961 | 0.00012416 | 0.00014957 | 0.00015476
| 2 | 10 | 10 | 0.00028922 | 0.00034115 | 0.00027542 | 0.00028847 | 0.00030841 | 0.00031129 | 0.00028658
| 2 | 10 | 11 | 0.00042897 | 0.00046457 | 0.00041678 | 0.00043407 | 0.00047491 | 0.00042063 | 0.00042384
| 2 | 10 | 12 | 0.00053665 | 0.00056836 | 0.00048539 | 0.00054937 | 0.00058562 | 0.00048899 | 0.00050618
| 2 | 10 | 13 | 0.00057599 | 0.0005842 | 0.00055598 | 0.00058705 | 0.00065615 | 0.00056045 | 0.00056449
| 2 | 10 | 14 | 0.00059187 | 0.00058924 | 0.000607 | 0.00059557 | 0.00064239 | 0.00057564 | 0.00059908
| 2 | 10 | 15 | 0.00052031 | 0.00053287 | 0.000548 | 0.00055392 | 0.00059484 | 0.00054549 | 0.0005392
| 2 | 10 | 16 | 0.00041656 | 0.00043605 | 0.00044737 | 0.0004773 | 0.00047278 | 0.00047939 | 0.00044079
| 2 | 10 | 17 | 0.00029504 | 0.00028389 | 0.00030958 | 0.00028589 | 0.00030686 | 0.00029281 | 0.00030234
| 2 | 10 | 18 | 0.00011567 | 0.00012052 | 0.00012986 | 0.0001201 | 0.00013895 | 0.00013406 | 0.00012559
| 2 | 10 | 19 | 0 | 0 | 0 | 0 | 0 | 0 | 0
| 2 | 10 | 20 | 0 | 0 | 0 | 0 | 0 | 0 | 0
| 2 | 10 | 21 | 0 | 0 | 0 | 0 | 0 | 0 | 0
| 2 | 10 | 22 | 0 | 0 | 0 | 0 | 0 | 0 | 0
| 2 | 10 | 23 | 0 | 0 | 0 | 0 | 0 | 0 | 0
| 2 | 10 | 24 | 0 | 0 | 0 | 0 | 0 | 0 | 0
| 2 | 11 | 1 | 0 | 0 | 0 | 0 | 0 | 0 | 0
| 2 | 11 | 2 | 0 | 0 | 0 | 0 | 0 | 0 | 0
| 2 | 11 | 3 | 0 | 0 | 0 | 0 | 0 | 0 | 0
| 2 | 11 | 4 | 0 | 0 | 0 | 0 | 0 | 0 | 0
| 2 | 11 | 5 | 0 | 0 | 0 | 0 | 0 | 0 | 0
| 2 | 11 | 6 | 0 | 0 | 0 | 0 | 0 | 0 | 0
| 2 | 11 | 7 | 0 | 0 | 0 | 0 | 0 | 0 | 0
| 2 | 11 | 8 | 1.4815e-05 | 1.8979e-05 | 3.2333e-05 | 1.3631e-05 | 9.6025e-06 | 1.5723e-05 | 2.4878e-05
| 2 | 11 | 9 | 0.0001512 | 0.0001841 | 0.00015459 | 0.00015961 | 0.00012416 | 0.00014957 | 0.00015476
| 2 | 11 | 10 | 0.00028922 | 0.00034115 | 0.00027542 | 0.00028847 | 0.00030841 | 0.00031129 | 0.00028658
| 2 | 11 | 11 | 0.00042897 | 0.00046457 | 0.00041678 | 0.00043407 | 0.00047491 | 0.00042063 | 0.00042384
| 2 | 11 | 12 | 0.00053665 | 0.00056836 | 0.00048539 | 0.00054937 | 0.00058562 | 0.00048899 | 0.00050618
| 2 | 11 | 13 | 0.00057599 | 0.0005842 | 0.00055598 | 0.00058705 | 0.00065615 | 0.00056045 | 0.00056449
| 2 | 11 | 14 | 0.00059187 | 0.00058924 | 0.000607 | 0.00059557 | 0.00064239 | 0.00057564 | 0.00059908
| 2 | 11 | 15 | 0.00052031 | 0.00053287 | 0.000548 | 0.00055392 | 0.00059484 | 0.00054549 | 0.0005392
| 2 | 11 | 16 | 0.00041656 | 0.00043605 | 0.00044737 | 0.0004773 | 0.00047278 | 0.00047939 | 0.00044079
| 2 | 11 | 17 | 0.00029504 | 0.00028389 | 0.00030958 | 0.00028589 | 0.00030686 | 0.00029281 | 0.00030234
| 2 | 11 | 18 | 0.00011567 | 0.00012052 | 0.00012986 | 0.0001201 | 0.00013895 | 0.00013406 | 0.00012559
| 2 | 11 | 19 | 0 | 0 | 0 | 0 | 0 | 0 | 0
| 2 | 11 | 20 | 0 | 0 | 0 | 0 | 0 | 0 | 0
| 2 | 11 | 21 | 0 | 0 | 0 | 0 | 0 | 0 | 0
| 2 | 11 | 22 | 0 | 0 | 0 | 0 | 0 | 0 | 0
| 2 | 11 | 23 | 0 | 0 | 0 | 0 | 0 | 0 | 0
| 2 | 11 | 24 | 0 | 0 | 0 | 0 | 0 | 0 | 0
| 2 | 12 | 1 | 0 | 0 | 0 | 0 | 0 | 0 | 0
| 2 | 12 | 2 | 0 | 0 | 0 | 0 | 0 | 0 | 0
| 2 | 12 | 3 | 0 | 0 | 0 | 0 | 0 | 0 | 0
| 2 | 12 | 4 | 0 | 0 | 0 | 0 | 0 | 0 | 0
| 2 | 12 | 5 | 0 | 0 | 0 | 0 | 0 | 0 | 0
| 2 | 12 | 6 | 0 | 0 | 0 | 0 | 0 | 0 | 0
| 2 | 12 | 7 | 0 | 0 | 0 | 0 | 0 | 0 | 0
| 2 | 12 | 8 | 1.4815e-05 | 1.8979e-05 | 3.2333e-05 | 1.3631e-05 | 9.6025e-06 | 1.5723e-05 | 2.4878e-05
| 2 | 12 | 9 | 0.0001512 | 0.0001841 | 0.00015459 | 0.00015961 | 0.00012416 | 0.00014957 | 0.00015476
| 2 | 12 | 10 | 0.00028922 | 0.00034115 | 0.00027542 | 0.00028847 | 0.00030841 | 0.00031129 | 0.00028658
| 2 | 12 | 11 | 0.00042897 | 0.00046457 | 0.00041678 | 0.00043407 | 0.00047491 | 0.00042063 | 0.00042384
| 2 | 12 | 12 | 0.00053665 | 0.00056836 | 0.00048539 | 0.00054937 | 0.00058562 | 0.00048899 | 0.00050618
| 2 | 12 | 13 | 0.00057599 | 0.0005842 | 0.00055598 | 0.00058705 | 0.00065615 | 0.00056045 | 0.00056449
| 2 | 12 | 14 | 0.00059187 | 0.00058924 | 0.000607 | 0.00059557 | 0.00064239 | 0.00057564 | 0.00059908
| 2 | 12 | 15 | 0.00052031 | 0.00053287 | 0.000548 | 0.00055392 | 0.00059484 | 0.00054549 | 0.0005392
| 2 | 12 | 16 | 0.00041656 | 0.00043605 | 0.00044737 | 0.0004773 | 0.00047278 | 0.00047939 | 0.00044079
| 2 | 12 | 17 | 0.00029504 | 0.00028389 | 0.00030958 | 0.00028589 | 0.00030686 | 0.00029281 | 0.00030234
| 2 | 12 | 18 | 0.00011567 | 0.00012052 | 0.00012986 | 0.0001201 | 0.00013895 | 0.00013406 | 0.00012559
| 2 | 12 | 19 | 0 | 0 | 0 | 0 | 0 | 0 | 0
| 2 | 12 | 20 | 0 | 0 | 0 | 0 | 0 | 0 | 0
| 2 | 12 | 21 | 0 | 0 | 0 | 0 | 0 | 0 | 0
| 2 | 12 | 22 | 0 | 0 | 0 | 0 | 0 | 0 | 0
| 2 | 12 | 23 | 0 | 0 | 0 | 0 | 0 | 0 | 0
| 2 | 12 | 24 | 0 | 0 | 0 | 0 | 0 | 0 | 0
| 2 | 13 | 1 | 0 | 0 | 0 | 0 | 0 | 0 | 0
| 2 | 13 | 2 | 0 | 0 | 0 | 0 | 0 | 0 | 0
| 2 | 13 | 3 | 0 | 0 | 0 | 0 | 0 | 0 | 0
| 2 | 13 | 4 | 0 | 0 | 0 | 0 | 0 | 0 | 0
| 2 | 13 | 5 | 0 | 0 | 0 | 0 | 0 | 0 | 0
| 2 | 13 | 6 | 0 | 0 | 0 | 0 | 0 | 0 | 0
| 2 | 13 | 7 | 0 | 0 | 0 | 0 | 0 | 0 | 0
| 2 | 13 | 8 | 1.4815e-05 | 1.8979e-05 | 3.2333e-05 | 1.3631e-05 | 9.6025e-06 | 1.5723e-05 | 2.4878e-05
| 2 | 13 | 9 | 0.0001512 | 0.0001841 | 0.00015459 | 0.00015961 | 0.00012416 | 0.00014957 | 0.00015476
| 2 | 13 | 10 | 0.00028922 | 0.00034115 | 0.00027542 | 0.00028847 | 0.00030841 | 0.00031129 | 0.00028658
| 2 | 13 | 11 | 0.00042897 | 0.00046457 | 0.00041678 | 0.00043407 | 0.00047491 | 0.00042063 | 0.00042384
| 2 | 13 | 12 | 0.00053665 | 0.00056836 | 0.00048539 | 0.00054937 | 0.00058562 | 0.00048899 | 0.00050618
| 2 | 13 | 13 | 0.00057599 | 0.0005842 | 0.00055598 | 0.00058705 | 0.00065615 | 0.00056045 | 0.00056449
| 2 | 13 | 14 | 0.00059187 | 0.00058924 | 0.000607 | 0.00059557 | 0.00064239 | 0.00057564 | 0.00059908
| 2 | 13 | 15 | 0.00052031 | 0.00053287 | 0.000548 | 0.00055392 | 0.00059484 | 0.00054549 | 0.0005392
| 2 | 13 | 16 | 0.00041656 | 0.00043605 | 0.00044737 | 0.0004773 | 0.00047278 | 0.00047939 | 0.00044079
| 2 | 13 | 17 | 0.00029504 | 0.00028389 | 0.00030958 | 0.00028589 | 0.00030686 | 0.00029281 | 0.00030234
| 2 | 13 | 18 | 0.00011567 | 0.00012052 | 0.00012986 | 0.0001201 | 0.00013895 | 0.00013406 | 0.00012559
| 2 | 13 | 19 | 0 | 0 | 0 | 0 | 0 | 0 | 0
| 2 | 13 | 20 | 0 | 0 | 0 | 0 | 0 | 0 | 0
| 2 | 13 | 21 | 0 | 0 | 0 | 0 | 0 | 0 | 0
| 2 | 13 | 22 | 0 | 0 | 0 | 0 | 0 | 0 | 0
| 2 | 13 | 23 | 0 | 0 | 0 | 0 | 0 | 0 | 0
| 2 | 13 | 24 | 0 | 0 | 0 | 0 | 0 | 0 | 0
| 2 | 14 | 1 | 0 | 0 | 0 | 0 | 0 | 0 | 0
| 2 | 14 | 2 | 0 | 0 | 0 | 0 | 0 | 0 | 0
| 2 | 14 | 3 | 0 | 0 | 0 | 0 | 0 | 0 | 0
| 2 | 14 | 4 | 0 | 0 | 0 | 0 | 0 | 0 | 0
| 2 | 14 | 5 | 0 | 0 | 0 | 0 | 0 | 0 | 0
| 2 | 14 | 6 | 0 | 0 | 0 | 0 | 0 | 0 | 0
| 2 | 14 | 7 | 0 | 0 | 0 | 0 | 0 | 0 | 0
| 2 | 14 | 8 | 1.4815e-05 | 1.8979e-05 | 3.2333e-05 | 1.3631e-05 | 9.6025e-06 | 1.5723e-05 | 2.4878e-05
| 2 | 14 | 9 | 0.0001512 | 0.0001841 | 0.00015459 | 0.00015961 | 0.00012416 | 0.00014957 | 0.00015476
| 2 | 14 | 10 | 0.00028922 | 0.00034115 | 0.00027542 | 0.00028847 | 0.00030841 | 0.00031129 | 0.00028658
| 2 | 14 | 11 | 0.00042897 | 0.00046457 | 0.00041678 | 0.00043407 | 0.00047491 | 0.00042063 | 0.00042384
| 2 | 14 | 12 | 0.00053665 | 0.00056836 | 0.00048539 | 0.00054937 | 0.00058562 | 0.00048899 | 0.00050618
| 2 | 14 | 13 | 0.00057599 | 0.0005842 | 0.00055598 | 0.00058705 | 0.00065615 | 0.00056045 | 0.00056449
| 2 | 14 | 14 | 0.00059187 | 0.00058924 | 0.000607 | 0.00059557 | 0.00064239 | 0.00057564 | 0.00059908
| 2 | 14 | 15 | 0.00052031 | 0.00053287 | 0.000548 | 0.00055392 | 0.00059484 | 0.00054549 | 0.0005392
| 2 | 14 | 16 | 0.00041656 | 0.00043605 | 0.00044737 | 0.0004773 | 0.00047278 | 0.00047939 | 0.00044079
| 2 | 14 | 17 | 0.00029504 | 0.00028389 | 0.00030958 | 0.00028589 | 0.00030686 | 0.00029281 | 0.00030234
| 2 | 14 | 18 | 0.00011567 | 0.00012052 | 0.00012986 | 0.0001201 | 0.00013895 | 0.00013406 | 0.00012559
| 2 | 14 | 19 | 0 | 0 | 0 | 0 | 0 | 0 | 0
| 2 | 14 | 20 | 0 | 0 | 0 | 0 | 0 | 0 | 0
| 2 | 14 | 21 | 0 | 0 | 0 | 0 | 0 | 0 | 0
| 2 | 14 | 22 | 0 | 0 | 0 | 0 | 0 | 0 | 0
| 2 | 14 | 23 | 0 | 0 | 0 | 0 | 0 | 0 | 0
| 2 | 14 | 24 | 0 | 0 | 0 | 0 | 0 | 0 | 0
| 2 | 15 | 1 | 0 | 0 | 0 | 0 | 0 | 0 | 0
| 2 | 15 | 2 | 0 | 0 | 0 | 0 | 0 | 0 | 0
| 2 | 15 | 3 | 0 | 0 | 0 | 0 | 0 | 0 | 0
| 2 | 15 | 4 | 0 | 0 | 0 | 0 | 0 | 0 | 0
| 2 | 15 | 5 | 0 | 0 | 0 | 0 | 0 | 0 | 0
| 2 | 15 | 6 | 0 | 0 | 0 | 0 | 0 | 0 | 0
| 2 | 15 | 7 | 0 | 0 | 0 | 0 | 0 | 0 | 0
| 2 | 15 | 8 | 1.4815e-05 | 1.8979e-05 | 3.2333e-05 | 1.3631e-05 | 9.6025e-06 | 1.5723e-05 | 2.4878e-05
| 2 | 15 | 9 | 0.0001512 | 0.0001841 | 0.00015459 | 0.00015961 | 0.00012416 | 0.00014957 | 0.00015476
| 2 | 15 | 10 | 0.00028922 | 0.00034115 | 0.00027542 | 0.00028847 | 0.00030841 | 0.00031129 | 0.00028658
| 2 | 15 | 11 | 0.00042897 | 0.00046457 | 0.00041678 | 0.00043407 | 0.00047491 | 0.00042063 | 0.00042384
| 2 | 15 | 12 | 0.00053665 | 0.00056836 | 0.00048539 | 0.00054937 | 0.00058562 | 0.00048899 | 0.00050618
| 2 | 15 | 13 | 0.00057599 | 0.0005842 | 0.00055598 | 0.00058705 | 0.00065615 | 0.00056045 | 0.00056449
| 2 | 15 | 14 | 0.00059187 | 0.00058924 | 0.000607 | 0.00059557 | 0.00064239 | 0.00057564 | 0.00059908
| 2 | 15 | 15 | 0.00052031 | 0.00053287 | 0.000548 | 0.00055392 | 0.00059484 | 0.00054549 | 0.0005392
| 2 | 15 | 16 | 0.00041656 | 0.00043605 | 0.00044737 | 0.0004773 | 0.00047278 | 0.00047939 | 0.00044079
| 2 | 15 | 17 | 0.00029504 | 0.00028389 | 0.00030958 | 0.00028589 | 0.00030686 | 0.00029281 | 0.00030234
| 2 | 15 | 18 | 0.00011567 | 0.00012052 | 0.00012986 | 0.0001201 | 0.00013895 | 0.00013406 | 0.00012559
| 2 | 15 | 19 | 0 | 0 | 0 | 0 | 0 | 0 | 0
| 2 | 15 | 20 | 0 | 0 | 0 | 0 | 0 | 0 | 0
| 2 | 15 | 21 | 0 | 0 | 0 | 0 | 0 | 0 | 0
| 2 | 15 | 22 | 0 | 0 | 0 | 0 | 0 | 0 | 0
| 2 | 15 | 23 | 0 | 0 | 0 | 0 | 0 | 0 | 0
| 2 | 15 | 24 | 0 | 0 | 0 | 0 | 0 | 0 | 0
| 2 | 16 | 1 | 0 | 0 | 0 | 0 | 0 | 0 | 0
| 2 | 16 | 2 | 0 | 0 | 0 | 0 | 0 | 0 | 0
| 2 | 16 | 3 | 0 | 0 | 0 | 0 | 0 | 0 | 0
| 2 | 16 | 4 | 0 | 0 | 0 | 0 | 0 | 0 | 0
| 2 | 16 | 5 | 0 | 0 | 0 | 0 | 0 | 0 | 0
| 2 | 16 | 6 | 0 | 0 | 0 | 0 | 0 | 0 | 0
| 2 | 16 | 7 | 0 | 0 | 0 | 0 | 0 | 0 | 0
| 2 | 16 | 8 | 1.4815e-05 | 1.8979e-05 | 3.2333e-05 | 1.3631e-05 | 9.6025e-06 | 1.5723e-05 | 2.4878e-05
| 2 | 16 | 9 | 0.0001512 | 0.0001841 | 0.00015459 | 0.00015961 | 0.00012416 | 0.00014957 | 0.00015476
| 2 | 16 | 10 | 0.00028922 | 0.00034115 | 0.00027542 | 0.00028847 | 0.00030841 | 0.00031129 | 0.00028658
| 2 | 16 | 11 | 0.00042897 | 0.00046457 | 0.00041678 | 0.00043407 | 0.00047491 | 0.00042063 | 0.00042384
| 2 | 16 | 12 | 0.00053665 | 0.00056836 | 0.00048539 | 0.00054937 | 0.00058562 | 0.00048899 | 0.00050618
| 2 | 16 | 13 | 0.00057599 | 0.0005842 | 0.00055598 | 0.00058705 | 0.00065615 | 0.00056045 | 0.00056449
| 2 | 16 | 14 | 0.00059187 | 0.00058924 | 0.000607 | 0.00059557 | 0.00064239 | 0.00057564 | 0.00059908
| 2 | 16 | 15 | 0.00052031 | 0.00053287 | 0.000548 | 0.00055392 | 0.00059484 | 0.00054549 | 0.0005392
| 2 | 16 | 16 | 0.00041656 | 0.00043605 | 0.00044737 | 0.0004773 | 0.00047278 | 0.00047939 | 0.00044079
| 2 | 16 | 17 | 0.00029504 | 0.00028389 | 0.00030958 | 0.00028589 | 0.00030686 | 0.00029281 | 0.00030234
| 2 | 16 | 18 | 0.00011567 | 0.00012052 | 0.00012986 | 0.0001201 | 0.00013895 | 0.00013406 | 0.00012559
| 2 | 16 | 19 | 0 | 0 | 0 | 0 | 0 | 0 | 0
| 2 | 16 | 20 | 0 | 0 | 0 | 0 | 0 | 0 | 0
| 2 | 16 | 21 | 0 | 0 | 0 | 0 | 0 | 0 | 0
| 2 | 16 | 22 | 0 | 0 | 0 | 0 | 0 | 0 | 0
| 2 | 16 | 23 | 0 | 0 | 0 | 0 | 0 | 0 | 0
| 2 | 16 | 24 | 0 | 0 | 0 | 0 | 0 | 0 | 0
| 2 | 17 | 1 | 0 | 0 | 0 | 0 | 0 | 0 | 0
| 2 | 17 | 2 | 0 | 0 | 0 | 0 | 0 | 0 | 0
| 2 | 17 | 3 | 0 | 0 | 0 | 0 | 0 | 0 | 0
| 2 | 17 | 4 | 0 | 0 | 0 | 0 | 0 | 0 | 0
| 2 | 17 | 5 | 0 | 0 | 0 | 0 | 0 | 0 | 0
| 2 | 17 | 6 | 0 | 0 | 0 | 0 | 0 | 0 | 0
| 2 | 17 | 7 | 0 | 0 | 0 | 0 | 0 | 0 | 0
| 2 | 17 | 8 | 1.4815e-05 | 1.8979e-05 | 3.2333e-05 | 1.3631e-05 | 9.6025e-06 | 1.5723e-05 | 2.4878e-05
| 2 | 17 | 9 | 0.0001512 | 0.0001841 | 0.00015459 | 0.00015961 | 0.00012416 | 0.00014957 | 0.00015476
| 2 | 17 | 10 | 0.00028922 | 0.00034115 | 0.00027542 | 0.00028847 | 0.00030841 | 0.00031129 | 0.00028658
| 2 | 17 | 11 | 0.00042897 | 0.00046457 | 0.00041678 | 0.00043407 | 0.00047491 | 0.00042063 | 0.00042384
| 2 | 17 | 12 | 0.00053665 | 0.00056836 | 0.00048539 | 0.00054937 | 0.00058562 | 0.00048899 | 0.00050618
| 2 | 17 | 13 | 0.00057599 | 0.0005842 | 0.00055598 | 0.00058705 | 0.00065615 | 0.00056045 | 0.00056449
| 2 | 17 | 14 | 0.00059187 | 0.00058924 | 0.000607 | 0.00059557 | 0.00064239 | 0.00057564 | 0.00059908
| 2 | 17 | 15 | 0.00052031 | 0.00053287 | 0.000548 | 0.00055392 | 0.00059484 | 0.00054549 | 0.0005392
| 2 | 17 | 16 | 0.00041656 | 0.00043605 | 0.00044737 | 0.0004773 | 0.00047278 | 0.00047939 | 0.00044079
| 2 | 17 | 17 | 0.00029504 | 0.00028389 | 0.00030958 | 0.00028589 | 0.00030686 | 0.00029281 | 0.00030234
| 2 | 17 | 18 | 0.00011567 | 0.00012052 | 0.00012986 | 0.0001201 | 0.00013895 | 0.00013406 | 0.00012559
| 2 | 17 | 19 | 0 | 0 | 0 | 0 | 0 | 0 | 0
| 2 | 17 | 20 | 0 | 0 | 0 | 0 | 0 | 0 | 0
| 2 | 17 | 21 | 0 | 0 | 0 | 0 | 0 | 0 | 0
| 2 | 17 | 22 | 0 | 0 | 0 | 0 | 0 | 0 | 0
| 2 | 17 | 23 | 0 | 0 | 0 | 0 | 0 | 0 | 0
| 2 | 17 | 24 | 0 | 0 | 0 | 0 | 0 | 0 | 0
| 2 | 18 | 1 | 0 | 0 | 0 | 0 | 0 | 0 | 0
| 2 | 18 | 2 | 0 | 0 | 0 | 0 | 0 | 0 | 0
| 2 | 18 | 3 | 0 | 0 | 0 | 0 | 0 | 0 | 0
| 2 | 18 | 4 | 0 | 0 | 0 | 0 | 0 | 0 | 0
| 2 | 18 | 5 | 0 | 0 | 0 | 0 | 0 | 0 | 0
| 2 | 18 | 6 | 0 | 0 | 0 | 0 | 0 | 0 | 0
| 2 | 18 | 7 | 0 | 0 | 0 | 0 | 0 | 0 | 0
| 2 | 18 | 8 | 1.4815e-05 | 1.8979e-05 | 3.2333e-05 | 1.3631e-05 | 9.6025e-06 | 1.5723e-05 | 2.4878e-05
| 2 | 18 | 9 | 0.0001512 | 0.0001841 | 0.00015459 | 0.00015961 | 0.00012416 | 0.00014957 | 0.00015476
| 2 | 18 | 10 | 0.00028922 | 0.00034115 | 0.00027542 | 0.00028847 | 0.00030841 | 0.00031129 | 0.00028658
| 2 | 18 | 11 | 0.00042897 | 0.00046457 | 0.00041678 | 0.00043407 | 0.00047491 | 0.00042063 | 0.00042384
| 2 | 18 | 12 | 0.00053665 | 0.00056836 | 0.00048539 | 0.00054937 | 0.00058562 | 0.00048899 | 0.00050618
| 2 | 18 | 13 | 0.00057599 | 0.0005842 | 0.00055598 | 0.00058705 | 0.00065615 | 0.00056045 | 0.00056449
| 2 | 18 | 14 | 0.00059187 | 0.00058924 | 0.000607 | 0.00059557 | 0.00064239 | 0.00057564 | 0.00059908
| 2 | 18 | 15 | 0.00052031 | 0.00053287 | 0.000548 | 0.00055392 | 0.00059484 | 0.00054549 | 0.0005392
| 2 | 18 | 16 | 0.00041656 | 0.00043605 | 0.00044737 | 0.0004773 | 0.00047278 | 0.00047939 | 0.00044079
| 2 | 18 | 17 | 0.00029504 | 0.00028389 | 0.00030958 | 0.00028589 | 0.00030686 | 0.00029281 | 0.00030234
| 2 | 18 | 18 | 0.00011567 | 0.00012052 | 0.00012986 | 0.0001201 | 0.00013895 | 0.00013406 | 0.00012559
| 2 | 18 | 19 | 0 | 0 | 0 | 0 | 0 | 0 | 0
| 2 | 18 | 20 | 0 | 0 | 0 | 0 | 0 | 0 | 0
| 2 | 18 | 21 | 0 | 0 | 0 | 0 | 0 | 0 | 0
| 2 | 18 | 22 | 0 | 0 | 0 | 0 | 0 | 0 | 0
| 2 | 18 | 23 | 0 | 0 | 0 | 0 | 0 | 0 | 0
| 2 | 18 | 24 | 0 | 0 | 0 | 0 | 0 | 0 | 0
| 2 | 19 | 1 | 0 | 0 | 0 | 0 | 0 | 0 | 0
| 2 | 19 | 2 | 0 | 0 | 0 | 0 | 0 | 0 | 0
| 2 | 19 | 3 | 0 | 0 | 0 | 0 | 0 | 0 | 0
| 2 | 19 | 4 | 0 | 0 | 0 | 0 | 0 | 0 | 0
| 2 | 19 | 5 | 0 | 0 | 0 | 0 | 0 | 0 | 0
| 2 | 19 | 6 | 0 | 0 | 0 | 0 | 0 | 0 | 0
| 2 | 19 | 7 | 0 | 0 | 0 | 0 | 0 | 0 | 0
| 2 | 19 | 8 | 1.4815e-05 | 1.8979e-05 | 3.2333e-05 | 1.3631e-05 | 9.6025e-06 | 1.5723e-05 | 2.4878e-05
| 2 | 19 | 9 | 0.0001512 | 0.0001841 | 0.00015459 | 0.00015961 | 0.00012416 | 0.00014957 | 0.00015476
| 2 | 19 | 10 | 0.00028922 | 0.00034115 | 0.00027542 | 0.00028847 | 0.00030841 | 0.00031129 | 0.00028658
| 2 | 19 | 11 | 0.00042897 | 0.00046457 | 0.00041678 | 0.00043407 | 0.00047491 | 0.00042063 | 0.00042384
| 2 | 19 | 12 | 0.00053665 | 0.00056836 | 0.00048539 | 0.00054937 | 0.00058562 | 0.00048899 | 0.00050618
| 2 | 19 | 13 | 0.00057599 | 0.0005842 | 0.00055598 | 0.00058705 | 0.00065615 | 0.00056045 | 0.00056449
| 2 | 19 | 14 | 0.00059187 | 0.00058924 | 0.000607 | 0.00059557 | 0.00064239 | 0.00057564 | 0.00059908
| 2 | 19 | 15 | 0.00052031 | 0.00053287 | 0.000548 | 0.00055392 | 0.00059484 | 0.00054549 | 0.0005392
| 2 | 19 | 16 | 0.00041656 | 0.00043605 | 0.00044737 | 0.0004773 | 0.00047278 | 0.00047939 | 0.00044079
| 2 | 19 | 17 | 0.00029504 | 0.00028389 | 0.00030958 | 0.00028589 | 0.00030686 | 0.00029281 | 0.00030234
| 2 | 19 | 18 | 0.00011567 | 0.00012052 | 0.00012986 | 0.0001201 | 0.00013895 | 0.00013406 | 0.00012559
| 2 | 19 | 19 | 0 | 0 | 0 | 0 | 0 | 0 | 0
| 2 | 19 | 20 | 0 | 0 | 0 | 0 | 0 | 0 | 0
| 2 | 19 | 21 | 0 | 0 | 0 | 0 | 0 | 0 | 0
| 2 | 19 | 22 | 0 | 0 | 0 | 0 | 0 | 0 | 0
| 2 | 19 | 23 | 0 | 0 | 0 | 0 | 0 | 0 | 0
| 2 | 19 | 24 | 0 | 0 | 0 | 0 | 0 | 0 | 0
| 2 | 20 | 1 | 0 | 0 | 0 | 0 | 0 | 0 | 0
| 2 | 20 | 2 | 0 | 0 | 0 | 0 | 0 | 0 | 0
| 2 | 20 | 3 | 0 | 0 | 0 | 0 | 0 | 0 | 0
| 2 | 20 | 4 | 0 | 0 | 0 | 0 | 0 | 0 | 0
| 2 | 20 | 5 | 0 | 0 | 0 | 0 | 0 | 0 | 0
| 2 | 20 | 6 | 0 | 0 | 0 | 0 | 0 | 0 | 0
| 2 | 20 | 7 | 0 | 0 | 0 | 0 | 0 | 0 | 0
| 2 | 20 | 8 | 1.4815e-05 | 1.8979e-05 | 3.2333e-05 | 1.3631e-05 | 9.6025e-06 | 1.5723e-05 | 2.4878e-05
| 2 | 20 | 9 | 0.0001512 | 0.0001841 | 0.00015459 | 0.00015961 | 0.00012416 | 0.00014957 | 0.00015476
| 2 | 20 | 10 | 0.00028922 | 0.00034115 | 0.00027542 | 0.00028847 | 0.00030841 | 0.00031129 | 0.00028658
| 2 | 20 | 11 | 0.00042897 | 0.00046457 | 0.00041678 | 0.00043407 | 0.00047491 | 0.00042063 | 0.00042384
| 2 | 20 | 12 | 0.00053665 | 0.00056836 | 0.00048539 | 0.00054937 | 0.00058562 | 0.00048899 | 0.00050618
| 2 | 20 | 13 | 0.00057599 | 0.0005842 | 0.00055598 | 0.00058705 | 0.00065615 | 0.00056045 | 0.00056449
| 2 | 20 | 14 | 0.00059187 | 0.00058924 | 0.000607 | 0.00059557 | 0.00064239 | 0.00057564 | 0.00059908
| 2 | 20 | 15 | 0.00052031 | 0.00053287 | 0.000548 | 0.00055392 | 0.00059484 | 0.00054549 | 0.0005392
| 2 | 20 | 16 | 0.00041656 | 0.00043605 | 0.00044737 | 0.0004773 | 0.00047278 | 0.00047939 | 0.00044079
| 2 | 20 | 17 | 0.00029504 | 0.00028389 | 0.00030958 | 0.00028589 | 0.00030686 | 0.00029281 | 0.00030234
| 2 | 20 | 18 | 0.00011567 | 0.00012052 | 0.00012986 | 0.0001201 | 0.00013895 | 0.00013406 | 0.00012559
| 2 | 20 | 19 | 0 | 0 | 0 | 0 | 0 | 0 | 0
| 2 | 20 | 20 | 0 | 0 | 0 | 0 | 0 | 0 | 0
| 2 | 20 | 21 | 0 | 0 | 0 | 0 | 0 | 0 | 0
| 2 | 20 | 22 | 0 | 0 | 0 | 0 | 0 | 0 | 0
| 2 | 20 | 23 | 0 | 0 | 0 | 0 | 0 | 0 | 0
| 2 | 20 | 24 | 0 | 0 | 0 | 0 | 0 | 0 | 0
| 2 | 21 | 1 | 0 | 0 | 0 | 0 | 0 | 0 | 0
| 2 | 21 | 2 | 0 | 0 | 0 | 0 | 0 | 0 | 0
| 2 | 21 | 3 | 0 | 0 | 0 | 0 | 0 | 0 | 0
| 2 | 21 | 4 | 0 | 0 | 0 | 0 | 0 | 0 | 0
| 2 | 21 | 5 | 0 | 0 | 0 | 0 | 0 | 0 | 0
| 2 | 21 | 6 | 0 | 0 | 0 | 0 | 0 | 0 | 0
| 2 | 21 | 7 | 0 | 0 | 0 | 0 | 0 | 0 | 0
| 2 | 21 | 8 | 1.4815e-05 | 1.8979e-05 | 3.2333e-05 | 1.3631e-05 | 9.6025e-06 | 1.5723e-05 | 2.4878e-05
| 2 | 21 | 9 | 0.0001512 | 0.0001841 | 0.00015459 | 0.00015961 | 0.00012416 | 0.00014957 | 0.00015476
| 2 | 21 | 10 | 0.00028922 | 0.00034115 | 0.00027542 | 0.00028847 | 0.00030841 | 0.00031129 | 0.00028658
| 2 | 21 | 11 | 0.00042897 | 0.00046457 | 0.00041678 | 0.00043407 | 0.00047491 | 0.00042063 | 0.00042384
| 2 | 21 | 12 | 0.00053665 | 0.00056836 | 0.00048539 | 0.00054937 | 0.00058562 | 0.00048899 | 0.00050618
| 2 | 21 | 13 | 0.00057599 | 0.0005842 | 0.00055598 | 0.00058705 | 0.00065615 | 0.00056045 | 0.00056449
| 2 | 21 | 14 | 0.00059187 | 0.00058924 | 0.000607 | 0.00059557 | 0.00064239 | 0.00057564 | 0.00059908
| 2 | 21 | 15 | 0.00052031 | 0.00053287 | 0.000548 | 0.00055392 | 0.00059484 | 0.00054549 | 0.0005392
| 2 | 21 | 16 | 0.00041656 | 0.00043605 | 0.00044737 | 0.0004773 | 0.00047278 | 0.00047939 | 0.00044079
| 2 | 21 | 17 | 0.00029504 | 0.00028389 | 0.00030958 | 0.00028589 | 0.00030686 | 0.00029281 | 0.00030234
| 2 | 21 | 18 | 0.00011567 | 0.00012052 | 0.00012986 | 0.0001201 | 0.00013895 | 0.00013406 | 0.00012559
| 2 | 21 | 19 | 0 | 0 | 0 | 0 | 0 | 0 | 0
| 2 | 21 | 20 | 0 | 0 | 0 | 0 | 0 | 0 | 0
| 2 | 21 | 21 | 0 | 0 | 0 | 0 | 0 | 0 | 0
| 2 | 21 | 22 | 0 | 0 | 0 | 0 | 0 | 0 | 0
| 2 | 21 | 23 | 0 | 0 | 0 | 0 | 0 | 0 | 0
| 2 | 21 | 24 | 0 | 0 | 0 | 0 | 0 | 0 | 0
| 2 | 22 | 1 | 0 | 0 | 0 | 0 | 0 | 0 | 0
| 2 | 22 | 2 | 0 | 0 | 0 | 0 | 0 | 0 | 0
| 2 | 22 | 3 | 0 | 0 | 0 | 0 | 0 | 0 | 0
| 2 | 22 | 4 | 0 | 0 | 0 | 0 | 0 | 0 | 0
| 2 | 22 | 5 | 0 | 0 | 0 | 0 | 0 | 0 | 0
| 2 | 22 | 6 | 0 | 0 | 0 | 0 | 0 | 0 | 0
| 2 | 22 | 7 | 0 | 0 | 0 | 0 | 0 | 0 | 0
| 2 | 22 | 8 | 1.4815e-05 | 1.8979e-05 | 3.2333e-05 | 1.3631e-05 | 9.6025e-06 | 1.5723e-05 | 2.4878e-05
| 2 | 22 | 9 | 0.0001512 | 0.0001841 | 0.00015459 | 0.00015961 | 0.00012416 | 0.00014957 | 0.00015476
| 2 | 22 | 10 | 0.00028922 | 0.00034115 | 0.00027542 | 0.00028847 | 0.00030841 | 0.00031129 | 0.00028658
| 2 | 22 | 11 | 0.00042897 | 0.00046457 | 0.00041678 | 0.00043407 | 0.00047491 | 0.00042063 | 0.00042384
| 2 | 22 | 12 | 0.00053665 | 0.00056836 | 0.00048539 | 0.00054937 | 0.00058562 | 0.00048899 | 0.00050618
| 2 | 22 | 13 | 0.00057599 | 0.0005842 | 0.00055598 | 0.00058705 | 0.00065615 | 0.00056045 | 0.00056449
| 2 | 22 | 14 | 0.00059187 | 0.00058924 | 0.000607 | 0.00059557 | 0.00064239 | 0.00057564 | 0.00059908
| 2 | 22 | 15 | 0.00052031 | 0.00053287 | 0.000548 | 0.00055392 | 0.00059484 | 0.00054549 | 0.0005392
| 2 | 22 | 16 | 0.00041656 | 0.00043605 | 0.00044737 | 0.0004773 | 0.00047278 | 0.00047939 | 0.00044079
| 2 | 22 | 17 | 0.00029504 | 0.00028389 | 0.00030958 | 0.00028589 | 0.00030686 | 0.00029281 | 0.00030234
| 2 | 22 | 18 | 0.00011567 | 0.00012052 | 0.00012986 | 0.0001201 | 0.00013895 | 0.00013406 | 0.00012559
| 2 | 22 | 19 | 0 | 0 | 0 | 0 | 0 | 0 | 0
| 2 | 22 | 20 | 0 | 0 | 0 | 0 | 0 | 0 | 0
| 2 | 22 | 21 | 0 | 0 | 0 | 0 | 0 | 0 | 0
| 2 | 22 | 22 | 0 | 0 | 0 | 0 | 0 | 0 | 0
| 2 | 22 | 23 | 0 | 0 | 0 | 0 | 0 | 0 | 0
| 2 | 22 | 24 | 0 | 0 | 0 | 0 | 0 | 0 | 0
| 2 | 23 | 1 | 0 | 0 | 0 | 0 | 0 | 0 | 0
| 2 | 23 | 2 | 0 | 0 | 0 | 0 | 0 | 0 | 0
| 2 | 23 | 3 | 0 | 0 | 0 | 0 | 0 | 0 | 0
| 2 | 23 | 4 | 0 | 0 | 0 | 0 | 0 | 0 | 0
| 2 | 23 | 5 | 0 | 0 | 0 | 0 | 0 | 0 | 0
| 2 | 23 | 6 | 0 | 0 | 0 | 0 | 0 | 0 | 0
| 2 | 23 | 7 | 0 | 0 | 0 | 0 | 0 | 0 | 0
| 2 | 23 | 8 | 1.4815e-05 | 1.8979e-05 | 3.2333e-05 | 1.3631e-05 | 9.6025e-06 | 1.5723e-05 | 2.4878e-05
| 2 | 23 | 9 | 0.0001512 | 0.0001841 | 0.00015459 | 0.00015961 | 0.00012416 | 0.00014957 | 0.00015476
| 2 | 23 | 10 | 0.00028922 | 0.00034115 | 0.00027542 | 0.00028847 | 0.00030841 | 0.00031129 | 0.00028658
| 2 | 23 | 11 | 0.00042897 | 0.00046457 | 0.00041678 | 0.00043407 | 0.00047491 | 0.00042063 | 0.00042384
| 2 | 23 | 12 | 0.00053665 | 0.00056836 | 0.00048539 | 0.00054937 | 0.00058562 | 0.00048899 | 0.00050618
| 2 | 23 | 13 | 0.00057599 | 0.0005842 | 0.00055598 | 0.00058705 | 0.00065615 | 0.00056045 | 0.00056449
| 2 | 23 | 14 | 0.00059187 | 0.00058924 | 0.000607 | 0.00059557 | 0.00064239 | 0.00057564 | 0.00059908
| 2 | 23 | 15 | 0.00052031 | 0.00053287 | 0.000548 | 0.00055392 | 0.00059484 | 0.00054549 | 0.0005392
| 2 | 23 | 16 | 0.00041656 | 0.00043605 | 0.00044737 | 0.0004773 | 0.00047278 | 0.00047939 | 0.00044079
| 2 | 23 | 17 | 0.00029504 | 0.00028389 | 0.00030958 | 0.00028589 | 0.00030686 | 0.00029281 | 0.00030234
| 2 | 23 | 18 | 0.00011567 | 0.00012052 | 0.00012986 | 0.0001201 | 0.00013895 | 0.00013406 | 0.00012559
| 2 | 23 | 19 | 0 | 0 | 0 | 0 | 0 | 0 | 0
| 2 | 23 | 20 | 0 | 0 | 0 | 0 | 0 | 0 | 0
| 2 | 23 | 21 | 0 | 0 | 0 | 0 | 0 | 0 | 0
| 2 | 23 | 22 | 0 | 0 | 0 | 0 | 0 | 0 | 0
| 2 | 23 | 23 | 0 | 0 | 0 | 0 | 0 | 0 | 0
| 2 | 23 | 24 | 0 | 0 | 0 | 0 | 0 | 0 | 0
| 2 | 24 | 1 | 0 | 0 | 0 | 0 | 0 | 0 | 0
| 2 | 24 | 2 | 0 | 0 | 0 | 0 | 0 | 0 | 0
| 2 | 24 | 3 | 0 | 0 | 0 | 0 | 0 | 0 | 0
| 2 | 24 | 4 | 0 | 0 | 0 | 0 | 0 | 0 | 0
| 2 | 24 | 5 | 0 | 0 | 0 | 0 | 0 | 0 | 0
| 2 | 24 | 6 | 0 | 0 | 0 | 0 | 0 | 0 | 0
| 2 | 24 | 7 | 0 | 0 | 0 | 0 | 0 | 0 | 0
| 2 | 24 | 8 | 1.4815e-05 | 1.8979e-05 | 3.2333e-05 | 1.3631e-05 | 9.6025e-06 | 1.5723e-05 | 2.4878e-05
| 2 | 24 | 9 | 0.0001512 | 0.0001841 | 0.00015459 | 0.00015961 | 0.00012416 | 0.00014957 | 0.00015476
| 2 | 24 | 10 | 0.00028922 | 0.00034115 | 0.00027542 | 0.00028847 | 0.00030841 | 0.00031129 | 0.00028658
| 2 | 24 | 11 | 0.00042897 | 0.00046457 | 0.00041678 | 0.00043407 | 0.00047491 | 0.00042063 | 0.00042384
| 2 | 24 | 12 | 0.00053665 | 0.00056836 | 0.00048539 | 0.00054937 | 0.00058562 | 0.00048899 | 0.00050618
| 2 | 24 | 13 | 0.00057599 | 0.0005842 | 0.00055598 | 0.00058705 | 0.00065615 | 0.00056045 | 0.00056449
| 2 | 24 | 14 | 0.00059187 | 0.00058924 | 0.000607 | 0.00059557 | 0.00064239 | 0.00057564 | 0.00059908
| 2 | 24 | 15 | 0.00052031 | 0.00053287 | 0.000548 | 0.00055392 | 0.00059484 | 0.00054549 | 0.0005392
| 2 | 24 | 16 | 0.00041656 | 0.00043605 | 0.00044737 | 0.0004773 | 0.00047278 | 0.00047939 | 0.00044079
| 2 | 24 | 17 | 0.00029504 | 0.00028389 | 0.00030958 | 0.00028589 | 0.00030686 | 0.00029281 | 0.00030234
| 2 | 24 | 18 | 0.00011567 | 0.00012052 | 0.00012986 | 0.0001201 | 0.00013895 | 0.00013406 | 0.00012559
| 2 | 24 | 19 | 0 | 0 | 0 | 0 | 0 | 0 | 0
| 2 | 24 | 20 | 0 | 0 | 0 | 0 | 0 | 0 | 0
| 2 | 24 | 21 | 0 | 0 | 0 | 0 | 0 | 0 | 0
| 2 | 24 | 22 | 0 | 0 | 0 | 0 | 0 | 0 | 0
| 2 | 24 | 23 | 0 | 0 | 0 | 0 | 0 | 0 | 0
| 2 | 24 | 24 | 0 | 0 | 0 | 0 | 0 | 0 | 0
| 2 | 25 | 1 | 0 | 0 | 0 | 0 | 0 | 0 | 0
| 2 | 25 | 2 | 0 | 0 | 0 | 0 | 0 | 0 | 0
| 2 | 25 | 3 | 0 | 0 | 0 | 0 | 0 | 0 | 0
| 2 | 25 | 4 | 0 | 0 | 0 | 0 | 0 | 0 | 0
| 2 | 25 | 5 | 0 | 0 | 0 | 0 | 0 | 0 | 0
| 2 | 25 | 6 | 0 | 0 | 0 | 0 | 0 | 0 | 0
| 2 | 25 | 7 | 0 | 0 | 0 | 0 | 0 | 0 | 0
| 2 | 25 | 8 | 1.4815e-05 | 1.8979e-05 | 3.2333e-05 | 1.3631e-05 | 9.6025e-06 | 1.5723e-05 | 2.4878e-05
| 2 | 25 | 9 | 0.0001512 | 0.0001841 | 0.00015459 | 0.00015961 | 0.00012416 | 0.00014957 | 0.00015476
| 2 | 25 | 10 | 0.00028922 | 0.00034115 | 0.00027542 | 0.00028847 | 0.00030841 | 0.00031129 | 0.00028658
| 2 | 25 | 11 | 0.00042897 | 0.00046457 | 0.00041678 | 0.00043407 | 0.00047491 | 0.00042063 | 0.00042384
| 2 | 25 | 12 | 0.00053665 | 0.00056836 | 0.00048539 | 0.00054937 | 0.00058562 | 0.00048899 | 0.00050618
| 2 | 25 | 13 | 0.00057599 | 0.0005842 | 0.00055598 | 0.00058705 | 0.00065615 | 0.00056045 | 0.00056449
| 2 | 25 | 14 | 0.00059187 | 0.00058924 | 0.000607 | 0.00059557 | 0.00064239 | 0.00057564 | 0.00059908
| 2 | 25 | 15 | 0.00052031 | 0.00053287 | 0.000548 | 0.00055392 | 0.00059484 | 0.00054549 | 0.0005392
| 2 | 25 | 16 | 0.00041656 | 0.00043605 | 0.00044737 | 0.0004773 | 0.00047278 | 0.00047939 | 0.00044079
| 2 | 25 | 17 | 0.00029504 | 0.00028389 | 0.00030958 | 0.00028589 | 0.00030686 | 0.00029281 | 0.00030234
| 2 | 25 | 18 | 0.00011567 | 0.00012052 | 0.00012986 | 0.0001201 | 0.00013895 | 0.00013406 | 0.00012559
| 2 | 25 | 19 | 0 | 0 | 0 | 0 | 0 | 0 | 0
| 2 | 25 | 20 | 0 | 0 | 0 | 0 | 0 | 0 | 0
| 2 | 25 | 21 | 0 | 0 | 0 | 0 | 0 | 0 | 0
| 2 | 25 | 22 | 0 | 0 | 0 | 0 | 0 | 0 | 0
| 2 | 25 | 23 | 0 | 0 | 0 | 0 | 0 | 0 | 0
| 2 | 25 | 24 | 0 | 0 | 0 | 0 | 0 | 0 | 0
| 2 | 26 | 1 | 0 | 0 | 0 | 0 | 0 | 0 | 0
| 2 | 26 | 2 | 0 | 0 | 0 | 0 | 0 | 0 | 0
| 2 | 26 | 3 | 0 | 0 | 0 | 0 | 0 | 0 | 0
| 2 | 26 | 4 | 0 | 0 | 0 | 0 | 0 | 0 | 0
| 2 | 26 | 5 | 0 | 0 | 0 | 0 | 0 | 0 | 0
| 2 | 26 | 6 | 0 | 0 | 0 | 0 | 0 | 0 | 0
| 2 | 26 | 7 | 0 | 0 | 0 | 0 | 0 | 0 | 0
| 2 | 26 | 8 | 1.4815e-05 | 1.8979e-05 | 3.2333e-05 | 1.3631e-05 | 9.6025e-06 | 1.5723e-05 | 2.4878e-05
| 2 | 26 | 9 | 0.0001512 | 0.0001841 | 0.00015459 | 0.00015961 | 0.00012416 | 0.00014957 | 0.00015476
| 2 | 26 | 10 | 0.00028922 | 0.00034115 | 0.00027542 | 0.00028847 | 0.00030841 | 0.00031129 | 0.00028658
| 2 | 26 | 11 | 0.00042897 | 0.00046457 | 0.00041678 | 0.00043407 | 0.00047491 | 0.00042063 | 0.00042384
| 2 | 26 | 12 | 0.00053665 | 0.00056836 | 0.00048539 | 0.00054937 | 0.00058562 | 0.00048899 | 0.00050618
| 2 | 26 | 13 | 0.00057599 | 0.0005842 | 0.00055598 | 0.00058705 | 0.00065615 | 0.00056045 | 0.00056449
| 2 | 26 | 14 | 0.00059187 | 0.00058924 | 0.000607 | 0.00059557 | 0.00064239 | 0.00057564 | 0.00059908
| 2 | 26 | 15 | 0.00052031 | 0.00053287 | 0.000548 | 0.00055392 | 0.00059484 | 0.00054549 | 0.0005392
| 2 | 26 | 16 | 0.00041656 | 0.00043605 | 0.00044737 | 0.0004773 | 0.00047278 | 0.00047939 | 0.00044079
| 2 | 26 | 17 | 0.00029504 | 0.00028389 | 0.00030958 | 0.00028589 | 0.00030686 | 0.00029281 | 0.00030234
| 2 | 26 | 18 | 0.00011567 | 0.00012052 | 0.00012986 | 0.0001201 | 0.00013895 | 0.00013406 | 0.00012559
| 2 | 26 | 19 | 0 | 0 | 0 | 0 | 0 | 0 | 0
| 2 | 26 | 20 | 0 | 0 | 0 | 0 | 0 | 0 | 0
| 2 | 26 | 21 | 0 | 0 | 0 | 0 | 0 | 0 | 0
| 2 | 26 | 22 | 0 | 0 | 0 | 0 | 0 | 0 | 0
| 2 | 26 | 23 | 0 | 0 | 0 | 0 | 0 | 0 | 0
| 2 | 26 | 24 | 0 | 0 | 0 | 0 | 0 | 0 | 0
| 2 | 27 | 1 | 0 | 0 | 0 | 0 | 0 | 0 | 0
| 2 | 27 | 2 | 0 | 0 | 0 | 0 | 0 | 0 | 0
| 2 | 27 | 3 | 0 | 0 | 0 | 0 | 0 | 0 | 0
| 2 | 27 | 4 | 0 | 0 | 0 | 0 | 0 | 0 | 0
| 2 | 27 | 5 | 0 | 0 | 0 | 0 | 0 | 0 | 0
| 2 | 27 | 6 | 0 | 0 | 0 | 0 | 0 | 0 | 0
| 2 | 27 | 7 | 0 | 0 | 0 | 0 | 0 | 0 | 0
| 2 | 27 | 8 | 1.4815e-05 | 1.8979e-05 | 3.2333e-05 | 1.3631e-05 | 9.6025e-06 | 1.5723e-05 | 2.4878e-05
| 2 | 27 | 9 | 0.0001512 | 0.0001841 | 0.00015459 | 0.00015961 | 0.00012416 | 0.00014957 | 0.00015476
| 2 | 27 | 10 | 0.00028922 | 0.00034115 | 0.00027542 | 0.00028847 | 0.00030841 | 0.00031129 | 0.00028658
| 2 | 27 | 11 | 0.00042897 | 0.00046457 | 0.00041678 | 0.00043407 | 0.00047491 | 0.00042063 | 0.00042384
| 2 | 27 | 12 | 0.00053665 | 0.00056836 | 0.00048539 | 0.00054937 | 0.00058562 | 0.00048899 | 0.00050618
| 2 | 27 | 13 | 0.00057599 | 0.0005842 | 0.00055598 | 0.00058705 | 0.00065615 | 0.00056045 | 0.00056449
| 2 | 27 | 14 | 0.00059187 | 0.00058924 | 0.000607 | 0.00059557 | 0.00064239 | 0.00057564 | 0.00059908
| 2 | 27 | 15 | 0.00052031 | 0.00053287 | 0.000548 | 0.00055392 | 0.00059484 | 0.00054549 | 0.0005392
| 2 | 27 | 16 | 0.00041656 | 0.00043605 | 0.00044737 | 0.0004773 | 0.00047278 | 0.00047939 | 0.00044079
| 2 | 27 | 17 | 0.00029504 | 0.00028389 | 0.00030958 | 0.00028589 | 0.00030686 | 0.00029281 | 0.00030234
| 2 | 27 | 18 | 0.00011567 | 0.00012052 | 0.00012986 | 0.0001201 | 0.00013895 | 0.00013406 | 0.00012559
| 2 | 27 | 19 | 0 | 0 | 0 | 0 | 0 | 0 | 0
| 2 | 27 | 20 | 0 | 0 | 0 | 0 | 0 | 0 | 0
| 2 | 27 | 21 | 0 | 0 | 0 | 0 | 0 | 0 | 0
| 2 | 27 | 22 | 0 | 0 | 0 | 0 | 0 | 0 | 0
| 2 | 27 | 23 | 0 | 0 | 0 | 0 | 0 | 0 | 0
| 2 | 27 | 24 | 0 | 0 | 0 | 0 | 0 | 0 | 0
| 2 | 28 | 1 | 0 | 0 | 0 | 0 | 0 | 0 | 0
| 2 | 28 | 2 | 0 | 0 | 0 | 0 | 0 | 0 | 0
| 2 | 28 | 3 | 0 | 0 | 0 | 0 | 0 | 0 | 0
| 2 | 28 | 4 | 0 | 0 | 0 | 0 | 0 | 0 | 0
| 2 | 28 | 5 | 0 | 0 | 0 | 0 | 0 | 0 | 0
| 2 | 28 | 6 | 0 | 0 | 0 | 0 | 0 | 0 | 0
| 2 | 28 | 7 | 0 | 0 | 0 | 0 | 0 | 0 | 0
| 2 | 28 | 8 | 1.4815e-05 | 1.8979e-05 | 3.2333e-05 | 1.3631e-05 | 9.6025e-06 | 1.5723e-05 | 2.4878e-05
| 2 | 28 | 9 | 0.0001512 | 0.0001841 | 0.00015459 | 0.00015961 | 0.00012416 | 0.00014957 | 0.00015476
| 2 | 28 | 10 | 0.00028922 | 0.00034115 | 0.00027542 | 0.00028847 | 0.00030841 | 0.00031129 | 0.00028658
| 2 | 28 | 11 | 0.00042897 | 0.00046457 | 0.00041678 | 0.00043407 | 0.00047491 | 0.00042063 | 0.00042384
| 2 | 28 | 12 | 0.00053665 | 0.00056836 | 0.00048539 | 0.00054937 | 0.00058562 | 0.00048899 | 0.00050618
| 2 | 28 | 13 | 0.00057599 | 0.0005842 | 0.00055598 | 0.00058705 | 0.00065615 | 0.00056045 | 0.00056449
| 2 | 28 | 14 | 0.00059187 | 0.00058924 | 0.000607 | 0.00059557 | 0.00064239 | 0.00057564 | 0.00059908
| 2 | 28 | 15 | 0.00052031 | 0.00053287 | 0.000548 | 0.00055392 | 0.00059484 | 0.00054549 | 0.0005392
| 2 | 28 | 16 | 0.00041656 | 0.00043605 | 0.00044737 | 0.0004773 | 0.00047278 | 0.00047939 | 0.00044079
| 2 | 28 | 17 | 0.00029504 | 0.00028389 | 0.00030958 | 0.00028589 | 0.00030686 | 0.00029281 | 0.00030234
| 2 | 28 | 18 | 0.00011567 | 0.00012052 | 0.00012986 | 0.0001201 | 0.00013895 | 0.00013406 | 0.00012559
| 2 | 28 | 19 | 0 | 0 | 0 | 0 | 0 | 0 | 0
| 2 | 28 | 20 | 0 | 0 | 0 | 0 | 0 | 0 | 0
| 2 | 28 | 21 | 0 | 0 | 0 | 0 | 0 | 0 | 0
| 2 | 28 | 22 | 0 | 0 | 0 | 0 | 0 | 0 | 0
| 2 | 28 | 23 | 0 | 0 | 0 | 0 | 0 | 0 | 0
| 2 | 28 | 24 | 0 | 0 | 0 | 0 | 0 | 0 | 0
| 2 | 29 | 1 | 0 | 0 | 0 | 0 | 0 | 0 | 0
| 2 | 29 | 2 | 0 | 0 | 0 | 0 | 0 | 0 | 0
| 2 | 29 | 3 | 0 | 0 | 0 | 0 | 0 | 0 | 0
| 2 | 29 | 4 | 0 | 0 | 0 | 0 | 0 | 0 | 0
| 2 | 29 | 5 | 0 | 0 | 0 | 0 | 0 | 0 | 0
| 2 | 29 | 6 | 0 | 0 | 0 | 0 | 0 | 0 | 0
| 2 | 29 | 7 | 0 | 0 | 0 | 0 | 0 | 0 | 0
| 2 | 29 | 8 | 1.4815e-05 | 1.8979e-05 | 3.2333e-05 | 1.3631e-05 | 9.6025e-06 | 1.5723e-05 | 2.4878e-05
| 2 | 29 | 9 | 0.0001512 | 0.0001841 | 0.00015459 | 0.00015961 | 0.00012416 | 0.00014957 | 0.00015476
| 2 | 29 | 10 | 0.00028922 | 0.00034115 | 0.00027542 | 0.00028847 | 0.00030841 | 0.00031129 | 0.00028658
| 2 | 29 | 11 | 0.00042897 | 0.00046457 | 0.00041678 | 0.00043407 | 0.00047491 | 0.00042063 | 0.00042384
| 2 | 29 | 12 | 0.00053665 | 0.00056836 | 0.00048539 | 0.00054937 | 0.00058562 | 0.00048899 | 0.00050618
| 2 | 29 | 13 | 0.00057599 | 0.0005842 | 0.00055598 | 0.00058705 | 0.00065615 | 0.00056045 | 0.00056449
| 2 | 29 | 14 | 0.00059187 | 0.00058924 | 0.000607 | 0.00059557 | 0.00064239 | 0.00057564 | 0.00059908
| 2 | 29 | 15 | 0.00052031 | 0.00053287 | 0.000548 | 0.00055392 | 0.00059484 | 0.00054549 | 0.0005392
| 2 | 29 | 16 | 0.00041656 | 0.00043605 | 0.00044737 | 0.0004773 | 0.00047278 | 0.00047939 | 0.00044079
| 2 | 29 | 17 | 0.00029504 | 0.00028389 | 0.00030958 | 0.00028589 | 0.00030686 | 0.00029281 | 0.00030234
| 2 | 29 | 18 | 0.00011567 | 0.00012052 | 0.00012986 | 0.0001201 | 0.00013895 | 0.00013406 | 0.00012559
| 2 | 29 | 19 | 0 | 0 | 0 | 0 | 0 | 0 | 0
| 2 | 29 | 20 | 0 | 0 | 0 | 0 | 0 | 0 | 0
| 2 | 29 | 21 | 0 | 0 | 0 | 0 | 0 | 0 | 0
| 2 | 29 | 22 | 0 | 0 | 0 | 0 | 0 | 0 | 0
| 2 | 29 | 23 | 0 | 0 | 0 | 0 | 0 | 0 | 0
| 2 | 29 | 24 | 0 | 0 | 0 | 0 | 0 | 0 | 0
| 3 | 1 | 1 | 0 | 0 | 0 | 0 | 0 | 0 | 0
| 3 | 1 | 2 | 0 | 0 | 0 | 0 | 0 | 0 | 0
| 3 | 1 | 3 | 0 | 0 | 0 | 0 | 0 | 0 | 0
| 3 | 1 | 4 | 0 | 0 | 0 | 0 | 0 | 0 | 0
| 3 | 1 | 5 | 0 | 0 | 0 | 0 | 0 | 0 | 0
| 3 | 1 | 6 | 0 | 0 | 0 | 0 | 0 | 0 | 0
| 3 | 1 | 7 | 0 | 0 | 0 | 0 | 0 | 0 | 0
| 3 | 1 | 8 | 5.8081e-05 | 6.6187e-05 | 5.9323e-05 | 6.1882e-05 | 5.459e-05 | 6.4634e-05 | 5.9803e-05
| 3 | 1 | 9 | 0.00020811 | 0.0002204 | 0.00019189 | 0.00020653 | 0.00018786 | 0.00021093 | 0.0001999
| 3 | 1 | 10 | 0.00035783 | 0.00038777 | 0.00032915 | 0.00035271 | 0.00035505 | 0.00033278 | 0.00034142
| 3 | 1 | 11 | 0.00048884 | 0.00050016 | 0.0004503 | 0.00048374 | 0.00049708 | 0.00045238 | 0.00046492
| 3 | 1 | 12 | 0.00060066 | 0.00061394 | 0.0004812 | 0.00057272 | 0.00058109 | 0.00052533 | 0.00052816
| 3 | 1 | 13 | 0.00063205 | 0.0006555 | 0.00055246 | 0.00063753 | 0.00060789 | 0.000571 | 0.00058369
| 3 | 1 | 14 | 0.00061331 | 0.00062111 | 0.00057304 | 0.00066671 | 0.00063679 | 0.00061349 | 0.00059163
| 3 | 1 | 15 | 0.00058266 | 0.00057172 | 0.00054709 | 0.00058522 | 0.00057405 | 0.00058608 | 0.00056241
| 3 | 1 | 16 | 0.00047864 | 0.00047549 | 0.00045409 | 0.000479 | 0.00048664 | 0.00044609 | 0.00046203
| 3 | 1 | 17 | 0.0003334 | 0.00032301 | 0.00029695 | 0.0003412 | 0.00032836 | 0.00030699 | 0.00031019
| 3 | 1 | 18 | 0.00013928 | 0.00015406 | 0.00012883 | 0.0001612 | 0.0001671 | 0.00015756 | 0.00013611
| 3 | 1 | 19 | 6.953e-06 | 7.0791e-06 | 5.5779e-06 | 1.1075e-05 | 1.5594e-05 | 8.2907e-06 | 6.3714e-06
| 3 | 1 | 20 | 0 | 0 | 0 | 0 | 0 | 0 | 0
| 3 | 1 | 21 | 0 | 0 | 0 | 0 | 0 | 0 | 0
| 3 | 1 | 22 | 0 | 0 | 0 | 0 | 0 | 0 | 0
| 3 | 1 | 23 | 0 | 0 | 0 | 0 | 0 | 0 | 0
| 3 | 1 | 24 | 0 | 0 | 0 | 0 | 0 | 0 | 0
| 3 | 2 | 1 | 0 | 0 | 0 | 0 | 0 | 0 | 0
| 3 | 2 | 2 | 0 | 0 | 0 | 0 | 0 | 0 | 0
| 3 | 2 | 3 | 0 | 0 | 0 | 0 | 0 | 0 | 0
| 3 | 2 | 4 | 0 | 0 | 0 | 0 | 0 | 0 | 0
| 3 | 2 | 5 | 0 | 0 | 0 | 0 | 0 | 0 | 0
| 3 | 2 | 6 | 0 | 0 | 0 | 0 | 0 | 0 | 0
| 3 | 2 | 7 | 0 | 0 | 0 | 0 | 0 | 0 | 0
| 3 | 2 | 8 | 5.8081e-05 | 6.6187e-05 | 5.9323e-05 | 6.1882e-05 | 5.459e-05 | 6.4634e-05 | 5.9803e-05
| 3 | 2 | 9 | 0.00020811 | 0.0002204 | 0.00019189 | 0.00020653 | 0.00018786 | 0.00021093 | 0.0001999
| 3 | 2 | 10 | 0.00035783 | 0.00038777 | 0.00032915 | 0.00035271 | 0.00035505 | 0.00033278 | 0.00034142
| 3 | 2 | 11 | 0.00048884 | 0.00050016 | 0.0004503 | 0.00048374 | 0.00049708 | 0.00045238 | 0.00046492
| 3 | 2 | 12 | 0.00060066 | 0.00061394 | 0.0004812 | 0.00057272 | 0.00058109 | 0.00052533 | 0.00052816
| 3 | 2 | 13 | 0.00063205 | 0.0006555 | 0.00055246 | 0.00063753 | 0.00060789 | 0.000571 | 0.00058369
| 3 | 2 | 14 | 0.00061331 | 0.00062111 | 0.00057304 | 0.00066671 | 0.00063679 | 0.00061349 | 0.00059163
| 3 | 2 | 15 | 0.00058266 | 0.00057172 | 0.00054709 | 0.00058522 | 0.00057405 | 0.00058608 | 0.00056241
| 3 | 2 | 16 | 0.00047864 | 0.00047549 | 0.00045409 | 0.000479 | 0.00048664 | 0.00044609 | 0.00046203
| 3 | 2 | 17 | 0.0003334 | 0.00032301 | 0.00029695 | 0.0003412 | 0.00032836 | 0.00030699 | 0.00031019
| 3 | 2 | 18 | 0.00013928 | 0.00015406 | 0.00012883 | 0.0001612 | 0.0001671 | 0.00015756 | 0.00013611
| 3 | 2 | 19 | 6.953e-06 | 7.0791e-06 | 5.5779e-06 | 1.1075e-05 | 1.5594e-05 | 8.2907e-06 | 6.3714e-06
| 3 | 2 | 20 | 0 | 0 | 0 | 0 | 0 | 0 | 0
| 3 | 2 | 21 | 0 | 0 | 0 | 0 | 0 | 0 | 0
| 3 | 2 | 22 | 0 | 0 | 0 | 0 | 0 | 0 | 0
| 3 | 2 | 23 | 0 | 0 | 0 | 0 | 0 | 0 | 0
| 3 | 2 | 24 | 0 | 0 | 0 | 0 | 0 | 0 | 0
| 3 | 3 | 1 | 0 | 0 | 0 | 0 | 0 | 0 | 0
| 3 | 3 | 2 | 0 | 0 | 0 | 0 | 0 | 0 | 0
| 3 | 3 | 3 | 0 | 0 | 0 | 0 | 0 | 0 | 0
| 3 | 3 | 4 | 0 | 0 | 0 | 0 | 0 | 0 | 0
| 3 | 3 | 5 | 0 | 0 | 0 | 0 | 0 | 0 | 0
| 3 | 3 | 6 | 0 | 0 | 0 | 0 | 0 | 0 | 0
| 3 | 3 | 7 | 0 | 0 | 0 | 0 | 0 | 0 | 0
| 3 | 3 | 8 | 5.8081e-05 | 6.6187e-05 | 5.9323e-05 | 6.1882e-05 | 5.459e-05 | 6.4634e-05 | 5.9803e-05
| 3 | 3 | 9 | 0.00020811 | 0.0002204 | 0.00019189 | 0.00020653 | 0.00018786 | 0.00021093 | 0.0001999
| 3 | 3 | 10 | 0.00035783 | 0.00038777 | 0.00032915 | 0.00035271 | 0.00035505 | 0.00033278 | 0.00034142
| 3 | 3 | 11 | 0.00048884 | 0.00050016 | 0.0004503 | 0.00048374 | 0.00049708 | 0.00045238 | 0.00046492
| 3 | 3 | 12 | 0.00060066 | 0.00061394 | 0.0004812 | 0.00057272 | 0.00058109 | 0.00052533 | 0.00052816
| 3 | 3 | 13 | 0.00063205 | 0.0006555 | 0.00055246 | 0.00063753 | 0.00060789 | 0.000571 | 0.00058369
| 3 | 3 | 14 | 0.00061331 | 0.00062111 | 0.00057304 | 0.00066671 | 0.00063679 | 0.00061349 | 0.00059163
| 3 | 3 | 15 | 0.00058266 | 0.00057172 | 0.00054709 | 0.00058522 | 0.00057405 | 0.00058608 | 0.00056241
| 3 | 3 | 16 | 0.00047864 | 0.00047549 | 0.00045409 | 0.000479 | 0.00048664 | 0.00044609 | 0.00046203
| 3 | 3 | 17 | 0.0003334 | 0.00032301 | 0.00029695 | 0.0003412 | 0.00032836 | 0.00030699 | 0.00031019
| 3 | 3 | 18 | 0.00013928 | 0.00015406 | 0.00012883 | 0.0001612 | 0.0001671 | 0.00015756 | 0.00013611
| 3 | 3 | 19 | 6.953e-06 | 7.0791e-06 | 5.5779e-06 | 1.1075e-05 | 1.5594e-05 | 8.2907e-06 | 6.3714e-06
| 3 | 3 | 20 | 0 | 0 | 0 | 0 | 0 | 0 | 0
| 3 | 3 | 21 | 0 | 0 | 0 | 0 | 0 | 0 | 0
| 3 | 3 | 22 | 0 | 0 | 0 | 0 | 0 | 0 | 0
| 3 | 3 | 23 | 0 | 0 | 0 | 0 | 0 | 0 | 0
| 3 | 3 | 24 | 0 | 0 | 0 | 0 | 0 | 0 | 0
| 3 | 4 | 1 | 0 | 0 | 0 | 0 | 0 | 0 | 0
| 3 | 4 | 2 | 0 | 0 | 0 | 0 | 0 | 0 | 0
| 3 | 4 | 3 | 0 | 0 | 0 | 0 | 0 | 0 | 0
| 3 | 4 | 4 | 0 | 0 | 0 | 0 | 0 | 0 | 0
| 3 | 4 | 5 | 0 | 0 | 0 | 0 | 0 | 0 | 0
| 3 | 4 | 6 | 0 | 0 | 0 | 0 | 0 | 0 | 0
| 3 | 4 | 7 | 0 | 0 | 0 | 0 | 0 | 0 | 0
| 3 | 4 | 8 | 5.8081e-05 | 6.6187e-05 | 5.9323e-05 | 6.1882e-05 | 5.459e-05 | 6.4634e-05 | 5.9803e-05
| 3 | 4 | 9 | 0.00020811 | 0.0002204 | 0.00019189 | 0.00020653 | 0.00018786 | 0.00021093 | 0.0001999
| 3 | 4 | 10 | 0.00035783 | 0.00038777 | 0.00032915 | 0.00035271 | 0.00035505 | 0.00033278 | 0.00034142
| 3 | 4 | 11 | 0.00048884 | 0.00050016 | 0.0004503 | 0.00048374 | 0.00049708 | 0.00045238 | 0.00046492
| 3 | 4 | 12 | 0.00060066 | 0.00061394 | 0.0004812 | 0.00057272 | 0.00058109 | 0.00052533 | 0.00052816
| 3 | 4 | 13 | 0.00063205 | 0.0006555 | 0.00055246 | 0.00063753 | 0.00060789 | 0.000571 | 0.00058369
| 3 | 4 | 14 | 0.00061331 | 0.00062111 | 0.00057304 | 0.00066671 | 0.00063679 | 0.00061349 | 0.00059163
| 3 | 4 | 15 | 0.00058266 | 0.00057172 | 0.00054709 | 0.00058522 | 0.00057405 | 0.00058608 | 0.00056241
| 3 | 4 | 16 | 0.00047864 | 0.00047549 | 0.00045409 | 0.000479 | 0.00048664 | 0.00044609 | 0.00046203
| 3 | 4 | 17 | 0.0003334 | 0.00032301 | 0.00029695 | 0.0003412 | 0.00032836 | 0.00030699 | 0.00031019
| 3 | 4 | 18 | 0.00013928 | 0.00015406 | 0.00012883 | 0.0001612 | 0.0001671 | 0.00015756 | 0.00013611
| 3 | 4 | 19 | 6.953e-06 | 7.0791e-06 | 5.5779e-06 | 1.1075e-05 | 1.5594e-05 | 8.2907e-06 | 6.3714e-06
| 3 | 4 | 20 | 0 | 0 | 0 | 0 | 0 | 0 | 0
| 3 | 4 | 21 | 0 | 0 | 0 | 0 | 0 | 0 | 0
| 3 | 4 | 22 | 0 | 0 | 0 | 0 | 0 | 0 | 0
| 3 | 4 | 23 | 0 | 0 | 0 | 0 | 0 | 0 | 0
| 3 | 4 | 24 | 0 | 0 | 0 | 0 | 0 | 0 | 0
| 3 | 5 | 1 | 0 | 0 | 0 | 0 | 0 | 0 | 0
| 3 | 5 | 2 | 0 | 0 | 0 | 0 | 0 | 0 | 0
| 3 | 5 | 3 | 0 | 0 | 0 | 0 | 0 | 0 | 0
| 3 | 5 | 4 | 0 | 0 | 0 | 0 | 0 | 0 | 0
| 3 | 5 | 5 | 0 | 0 | 0 | 0 | 0 | 0 | 0
| 3 | 5 | 6 | 0 | 0 | 0 | 0 | 0 | 0 | 0
| 3 | 5 | 7 | 0 | 0 | 0 | 0 | 0 | 0 | 0
| 3 | 5 | 8 | 5.8081e-05 | 6.6187e-05 | 5.9323e-05 | 6.1882e-05 | 5.459e-05 | 6.4634e-05 | 5.9803e-05
| 3 | 5 | 9 | 0.00020811 | 0.0002204 | 0.00019189 | 0.00020653 | 0.00018786 | 0.00021093 | 0.0001999
| 3 | 5 | 10 | 0.00035783 | 0.00038777 | 0.00032915 | 0.00035271 | 0.00035505 | 0.00033278 | 0.00034142
| 3 | 5 | 11 | 0.00048884 | 0.00050016 | 0.0004503 | 0.00048374 | 0.00049708 | 0.00045238 | 0.00046492
| 3 | 5 | 12 | 0.00060066 | 0.00061394 | 0.0004812 | 0.00057272 | 0.00058109 | 0.00052533 | 0.00052816
| 3 | 5 | 13 | 0.00063205 | 0.0006555 | 0.00055246 | 0.00063753 | 0.00060789 | 0.000571 | 0.00058369
| 3 | 5 | 14 | 0.00061331 | 0.00062111 | 0.00057304 | 0.00066671 | 0.00063679 | 0.00061349 | 0.00059163
| 3 | 5 | 15 | 0.00058266 | 0.00057172 | 0.00054709 | 0.00058522 | 0.00057405 | 0.00058608 | 0.00056241
| 3 | 5 | 16 | 0.00047864 | 0.00047549 | 0.00045409 | 0.000479 | 0.00048664 | 0.00044609 | 0.00046203
| 3 | 5 | 17 | 0.0003334 | 0.00032301 | 0.00029695 | 0.0003412 | 0.00032836 | 0.00030699 | 0.00031019
| 3 | 5 | 18 | 0.00013928 | 0.00015406 | 0.00012883 | 0.0001612 | 0.0001671 | 0.00015756 | 0.00013611
| 3 | 5 | 19 | 6.953e-06 | 7.0791e-06 | 5.5779e-06 | 1.1075e-05 | 1.5594e-05 | 8.2907e-06 | 6.3714e-06
| 3 | 5 | 20 | 0 | 0 | 0 | 0 | 0 | 0 | 0
| 3 | 5 | 21 | 0 | 0 | 0 | 0 | 0 | 0 | 0
| 3 | 5 | 22 | 0 | 0 | 0 | 0 | 0 | 0 | 0
| 3 | 5 | 23 | 0 | 0 | 0 | 0 | 0 | 0 | 0
| 3 | 5 | 24 | 0 | 0 | 0 | 0 | 0 | 0 | 0
| 3 | 6 | 1 | 0 | 0 | 0 | 0 | 0 | 0 | 0
| 3 | 6 | 2 | 0 | 0 | 0 | 0 | 0 | 0 | 0
| 3 | 6 | 3 | 0 | 0 | 0 | 0 | 0 | 0 | 0
| 3 | 6 | 4 | 0 | 0 | 0 | 0 | 0 | 0 | 0
| 3 | 6 | 5 | 0 | 0 | 0 | 0 | 0 | 0 | 0
| 3 | 6 | 6 | 0 | 0 | 0 | 0 | 0 | 0 | 0
| 3 | 6 | 7 | 0 | 0 | 0 | 0 | 0 | 0 | 0
| 3 | 6 | 8 | 5.8081e-05 | 6.6187e-05 | 5.9323e-05 | 6.1882e-05 | 5.459e-05 | 6.4634e-05 | 5.9803e-05
| 3 | 6 | 9 | 0.00020811 | 0.0002204 | 0.00019189 | 0.00020653 | 0.00018786 | 0.00021093 | 0.0001999
| 3 | 6 | 10 | 0.00035783 | 0.00038777 | 0.00032915 | 0.00035271 | 0.00035505 | 0.00033278 | 0.00034142
| 3 | 6 | 11 | 0.00048884 | 0.00050016 | 0.0004503 | 0.00048374 | 0.00049708 | 0.00045238 | 0.00046492
| 3 | 6 | 12 | 0.00060066 | 0.00061394 | 0.0004812 | 0.00057272 | 0.00058109 | 0.00052533 | 0.00052816
| 3 | 6 | 13 | 0.00063205 | 0.0006555 | 0.00055246 | 0.00063753 | 0.00060789 | 0.000571 | 0.00058369
| 3 | 6 | 14 | 0.00061331 | 0.00062111 | 0.00057304 | 0.00066671 | 0.00063679 | 0.00061349 | 0.00059163
| 3 | 6 | 15 | 0.00058266 | 0.00057172 | 0.00054709 | 0.00058522 | 0.00057405 | 0.00058608 | 0.00056241
| 3 | 6 | 16 | 0.00047864 | 0.00047549 | 0.00045409 | 0.000479 | 0.00048664 | 0.00044609 | 0.00046203
| 3 | 6 | 17 | 0.0003334 | 0.00032301 | 0.00029695 | 0.0003412 | 0.00032836 | 0.00030699 | 0.00031019
| 3 | 6 | 18 | 0.00013928 | 0.00015406 | 0.00012883 | 0.0001612 | 0.0001671 | 0.00015756 | 0.00013611
| 3 | 6 | 19 | 6.953e-06 | 7.0791e-06 | 5.5779e-06 | 1.1075e-05 | 1.5594e-05 | 8.2907e-06 | 6.3714e-06
| 3 | 6 | 20 | 0 | 0 | 0 | 0 | 0 | 0 | 0
| 3 | 6 | 21 | 0 | 0 | 0 | 0 | 0 | 0 | 0
| 3 | 6 | 22 | 0 | 0 | 0 | 0 | 0 | 0 | 0
| 3 | 6 | 23 | 0 | 0 | 0 | 0 | 0 | 0 | 0
| 3 | 6 | 24 | 0 | 0 | 0 | 0 | 0 | 0 | 0
| 3 | 7 | 1 | 0 | 0 | 0 | 0 | 0 | 0 | 0
| 3 | 7 | 2 | 0 | 0 | 0 | 0 | 0 | 0 | 0
| 3 | 7 | 3 | 0 | 0 | 0 | 0 | 0 | 0 | 0
| 3 | 7 | 4 | 0 | 0 | 0 | 0 | 0 | 0 | 0
| 3 | 7 | 5 | 0 | 0 | 0 | 0 | 0 | 0 | 0
| 3 | 7 | 6 | 0 | 0 | 0 | 0 | 0 | 0 | 0
| 3 | 7 | 7 | 0 | 0 | 0 | 0 | 0 | 0 | 0
| 3 | 7 | 8 | 5.8081e-05 | 6.6187e-05 | 5.9323e-05 | 6.1882e-05 | 5.459e-05 | 6.4634e-05 | 5.9803e-05
| 3 | 7 | 9 | 0.00020811 | 0.0002204 | 0.00019189 | 0.00020653 | 0.00018786 | 0.00021093 | 0.0001999
| 3 | 7 | 10 | 0.00035783 | 0.00038777 | 0.00032915 | 0.00035271 | 0.00035505 | 0.00033278 | 0.00034142
| 3 | 7 | 11 | 0.00048884 | 0.00050016 | 0.0004503 | 0.00048374 | 0.00049708 | 0.00045238 | 0.00046492
| 3 | 7 | 12 | 0.00060066 | 0.00061394 | 0.0004812 | 0.00057272 | 0.00058109 | 0.00052533 | 0.00052816
| 3 | 7 | 13 | 0.00063205 | 0.0006555 | 0.00055246 | 0.00063753 | 0.00060789 | 0.000571 | 0.00058369
| 3 | 7 | 14 | 0.00061331 | 0.00062111 | 0.00057304 | 0.00066671 | 0.00063679 | 0.00061349 | 0.00059163
| 3 | 7 | 15 | 0.00058266 | 0.00057172 | 0.00054709 | 0.00058522 | 0.00057405 | 0.00058608 | 0.00056241
| 3 | 7 | 16 | 0.00047864 | 0.00047549 | 0.00045409 | 0.000479 | 0.00048664 | 0.00044609 | 0.00046203
| 3 | 7 | 17 | 0.0003334 | 0.00032301 | 0.00029695 | 0.0003412 | 0.00032836 | 0.00030699 | 0.00031019
| 3 | 7 | 18 | 0.00013928 | 0.00015406 | 0.00012883 | 0.0001612 | 0.0001671 | 0.00015756 | 0.00013611
| 3 | 7 | 19 | 6.953e-06 | 7.0791e-06 | 5.5779e-06 | 1.1075e-05 | 1.5594e-05 | 8.2907e-06 | 6.3714e-06
| 3 | 7 | 20 | 0 | 0 | 0 | 0 | 0 | 0 | 0
| 3 | 7 | 21 | 0 | 0 | 0 | 0 | 0 | 0 | 0
| 3 | 7 | 22 | 0 | 0 | 0 | 0 | 0 | 0 | 0
| 3 | 7 | 23 | 0 | 0 | 0 | 0 | 0 | 0 | 0
| 3 | 7 | 24 | 0 | 0 | 0 | 0 | 0 | 0 | 0
| 3 | 8 | 1 | 0 | 0 | 0 | 0 | 0 | 0 | 0
| 3 | 8 | 2 | 0 | 0 | 0 | 0 | 0 | 0 | 0
| 3 | 8 | 3 | 0 | 0 | 0 | 0 | 0 | 0 | 0
| 3 | 8 | 4 | 0 | 0 | 0 | 0 | 0 | 0 | 0
| 3 | 8 | 5 | 0 | 0 | 0 | 0 | 0 | 0 | 0
| 3 | 8 | 6 | 0 | 0 | 0 | 0 | 0 | 0 | 0
| 3 | 8 | 7 | 0 | 0 | 0 | 0 | 0 | 0 | 0
| 3 | 8 | 8 | 5.8081e-05 | 6.6187e-05 | 5.9323e-05 | 6.1882e-05 | 5.459e-05 | 6.4634e-05 | 5.9803e-05
| 3 | 8 | 9 | 0.00020811 | 0.0002204 | 0.00019189 | 0.00020653 | 0.00018786 | 0.00021093 | 0.0001999
| 3 | 8 | 10 | 0.00035783 | 0.00038777 | 0.00032915 | 0.00035271 | 0.00035505 | 0.00033278 | 0.00034142
| 3 | 8 | 11 | 0.00048884 | 0.00050016 | 0.0004503 | 0.00048374 | 0.00049708 | 0.00045238 | 0.00046492
| 3 | 8 | 12 | 0.00060066 | 0.00061394 | 0.0004812 | 0.00057272 | 0.00058109 | 0.00052533 | 0.00052816
| 3 | 8 | 13 | 0.00063205 | 0.0006555 | 0.00055246 | 0.00063753 | 0.00060789 | 0.000571 | 0.00058369
| 3 | 8 | 14 | 0.00061331 | 0.00062111 | 0.00057304 | 0.00066671 | 0.00063679 | 0.00061349 | 0.00059163
| 3 | 8 | 15 | 0.00058266 | 0.00057172 | 0.00054709 | 0.00058522 | 0.00057405 | 0.00058608 | 0.00056241
| 3 | 8 | 16 | 0.00047864 | 0.00047549 | 0.00045409 | 0.000479 | 0.00048664 | 0.00044609 | 0.00046203
| 3 | 8 | 17 | 0.0003334 | 0.00032301 | 0.00029695 | 0.0003412 | 0.00032836 | 0.00030699 | 0.00031019
| 3 | 8 | 18 | 0.00013928 | 0.00015406 | 0.00012883 | 0.0001612 | 0.0001671 | 0.00015756 | 0.00013611
| 3 | 8 | 19 | 6.953e-06 | 7.0791e-06 | 5.5779e-06 | 1.1075e-05 | 1.5594e-05 | 8.2907e-06 | 6.3714e-06
| 3 | 8 | 20 | 0 | 0 | 0 | 0 | 0 | 0 | 0
| 3 | 8 | 21 | 0 | 0 | 0 | 0 | 0 | 0 | 0
| 3 | 8 | 22 | 0 | 0 | 0 | 0 | 0 | 0 | 0
| 3 | 8 | 23 | 0 | 0 | 0 | 0 | 0 | 0 | 0
| 3 | 8 | 24 | 0 | 0 | 0 | 0 | 0 | 0 | 0
| 3 | 9 | 1 | 0 | 0 | 0 | 0 | 0 | 0 | 0
| 3 | 9 | 2 | 0 | 0 | 0 | 0 | 0 | 0 | 0
| 3 | 9 | 3 | 0 | 0 | 0 | 0 | 0 | 0 | 0
| 3 | 9 | 4 | 0 | 0 | 0 | 0 | 0 | 0 | 0
| 3 | 9 | 5 | 0 | 0 | 0 | 0 | 0 | 0 | 0
| 3 | 9 | 6 | 0 | 0 | 0 | 0 | 0 | 0 | 0
| 3 | 9 | 7 | 0 | 0 | 0 | 0 | 0 | 0 | 0
| 3 | 9 | 8 | 5.8081e-05 | 6.6187e-05 | 5.9323e-05 | 6.1882e-05 | 5.459e-05 | 6.4634e-05 | 5.9803e-05
| 3 | 9 | 9 | 0.00020811 | 0.0002204 | 0.00019189 | 0.00020653 | 0.00018786 | 0.00021093 | 0.0001999
| 3 | 9 | 10 | 0.00035783 | 0.00038777 | 0.00032915 | 0.00035271 | 0.00035505 | 0.00033278 | 0.00034142
| 3 | 9 | 11 | 0.00048884 | 0.00050016 | 0.0004503 | 0.00048374 | 0.00049708 | 0.00045238 | 0.00046492
| 3 | 9 | 12 | 0.00060066 | 0.00061394 | 0.0004812 | 0.00057272 | 0.00058109 | 0.00052533 | 0.00052816
| 3 | 9 | 13 | 0.00063205 | 0.0006555 | 0.00055246 | 0.00063753 | 0.00060789 | 0.000571 | 0.00058369
| 3 | 9 | 14 | 0.00061331 | 0.00062111 | 0.00057304 | 0.00066671 | 0.00063679 | 0.00061349 | 0.00059163
| 3 | 9 | 15 | 0.00058266 | 0.00057172 | 0.00054709 | 0.00058522 | 0.00057405 | 0.00058608 | 0.00056241
| 3 | 9 | 16 | 0.00047864 | 0.00047549 | 0.00045409 | 0.000479 | 0.00048664 | 0.00044609 | 0.00046203
| 3 | 9 | 17 | 0.0003334 | 0.00032301 | 0.00029695 | 0.0003412 | 0.00032836 | 0.00030699 | 0.00031019
| 3 | 9 | 18 | 0.00013928 | 0.00015406 | 0.00012883 | 0.0001612 | 0.0001671 | 0.00015756 | 0.00013611
| 3 | 9 | 19 | 6.953e-06 | 7.0791e-06 | 5.5779e-06 | 1.1075e-05 | 1.5594e-05 | 8.2907e-06 | 6.3714e-06
| 3 | 9 | 20 | 0 | 0 | 0 | 0 | 0 | 0 | 0
| 3 | 9 | 21 | 0 | 0 | 0 | 0 | 0 | 0 | 0
| 3 | 9 | 22 | 0 | 0 | 0 | 0 | 0 | 0 | 0
| 3 | 9 | 23 | 0 | 0 | 0 | 0 | 0 | 0 | 0
| 3 | 9 | 24 | 0 | 0 | 0 | 0 | 0 | 0 | 0
| 3 | 10 | 1 | 0 | 0 | 0 | 0 | 0 | 0 | 0
| 3 | 10 | 2 | 0 | 0 | 0 | 0 | 0 | 0 | 0
| 3 | 10 | 3 | 0 | 0 | 0 | 0 | 0 | 0 | 0
| 3 | 10 | 4 | 0 | 0 | 0 | 0 | 0 | 0 | 0
| 3 | 10 | 5 | 0 | 0 | 0 | 0 | 0 | 0 | 0
| 3 | 10 | 6 | 0 | 0 | 0 | 0 | 0 | 0 | 0
| 3 | 10 | 7 | 0 | 0 | 0 | 0 | 0 | 0 | 0
| 3 | 10 | 8 | 5.8081e-05 | 6.6187e-05 | 5.9323e-05 | 6.1882e-05 | 5.459e-05 | 6.4634e-05 | 5.9803e-05
| 3 | 10 | 9 | 0.00020811 | 0.0002204 | 0.00019189 | 0.00020653 | 0.00018786 | 0.00021093 | 0.0001999
| 3 | 10 | 10 | 0.00035783 | 0.00038777 | 0.00032915 | 0.00035271 | 0.00035505 | 0.00033278 | 0.00034142
| 3 | 10 | 11 | 0.00048884 | 0.00050016 | 0.0004503 | 0.00048374 | 0.00049708 | 0.00045238 | 0.00046492
| 3 | 10 | 12 | 0.00060066 | 0.00061394 | 0.0004812 | 0.00057272 | 0.00058109 | 0.00052533 | 0.00052816
| 3 | 10 | 13 | 0.00063205 | 0.0006555 | 0.00055246 | 0.00063753 | 0.00060789 | 0.000571 | 0.00058369
| 3 | 10 | 14 | 0.00061331 | 0.00062111 | 0.00057304 | 0.00066671 | 0.00063679 | 0.00061349 | 0.00059163
| 3 | 10 | 15 | 0.00058266 | 0.00057172 | 0.00054709 | 0.00058522 | 0.00057405 | 0.00058608 | 0.00056241
| 3 | 10 | 16 | 0.00047864 | 0.00047549 | 0.00045409 | 0.000479 | 0.00048664 | 0.00044609 | 0.00046203
| 3 | 10 | 17 | 0.0003334 | 0.00032301 | 0.00029695 | 0.0003412 | 0.00032836 | 0.00030699 | 0.00031019
| 3 | 10 | 18 | 0.00013928 | 0.00015406 | 0.00012883 | 0.0001612 | 0.0001671 | 0.00015756 | 0.00013611
| 3 | 10 | 19 | 6.953e-06 | 7.0791e-06 | 5.5779e-06 | 1.1075e-05 | 1.5594e-05 | 8.2907e-06 | 6.3714e-06
| 3 | 10 | 20 | 0 | 0 | 0 | 0 | 0 | 0 | 0
| 3 | 10 | 21 | 0 | 0 | 0 | 0 | 0 | 0 | 0
| 3 | 10 | 22 | 0 | 0 | 0 | 0 | 0 | 0 | 0
| 3 | 10 | 23 | 0 | 0 | 0 | 0 | 0 | 0 | 0
| 3 | 10 | 24 | 0 | 0 | 0 | 0 | 0 | 0 | 0
| 3 | 11 | 1 | 0 | 0 | 0 | 0 | 0 | 0 | 0
| 3 | 11 | 2 | 0 | 0 | 0 | 0 | 0 | 0 | 0
| 3 | 11 | 3 | 0 | 0 | 0 | 0 | 0 | 0 | 0
| 3 | 11 | 4 | 0 | 0 | 0 | 0 | 0 | 0 | 0
| 3 | 11 | 5 | 0 | 0 | 0 | 0 | 0 | 0 | 0
| 3 | 11 | 6 | 0 | 0 | 0 | 0 | 0 | 0 | 0
| 3 | 11 | 7 | 0 | 0 | 0 | 0 | 0 | 0 | 0
| 3 | 11 | 8 | 5.8081e-05 | 6.6187e-05 | 5.9323e-05 | 6.1882e-05 | 5.459e-05 | 6.4634e-05 | 5.9803e-05
| 3 | 11 | 9 | 0.00020811 | 0.0002204 | 0.00019189 | 0.00020653 | 0.00018786 | 0.00021093 | 0.0001999
| 3 | 11 | 10 | 0.00035783 | 0.00038777 | 0.00032915 | 0.00035271 | 0.00035505 | 0.00033278 | 0.00034142
| 3 | 11 | 11 | 0.00048884 | 0.00050016 | 0.0004503 | 0.00048374 | 0.00049708 | 0.00045238 | 0.00046492
| 3 | 11 | 12 | 0.00060066 | 0.00061394 | 0.0004812 | 0.00057272 | 0.00058109 | 0.00052533 | 0.00052816
| 3 | 11 | 13 | 0.00063205 | 0.0006555 | 0.00055246 | 0.00063753 | 0.00060789 | 0.000571 | 0.00058369
| 3 | 11 | 14 | 0.00061331 | 0.00062111 | 0.00057304 | 0.00066671 | 0.00063679 | 0.00061349 | 0.00059163
| 3 | 11 | 15 | 0.00058266 | 0.00057172 | 0.00054709 | 0.00058522 | 0.00057405 | 0.00058608 | 0.00056241
| 3 | 11 | 16 | 0.00047864 | 0.00047549 | 0.00045409 | 0.000479 | 0.00048664 | 0.00044609 | 0.00046203
| 3 | 11 | 17 | 0.0003334 | 0.00032301 | 0.00029695 | 0.0003412 | 0.00032836 | 0.00030699 | 0.00031019
| 3 | 11 | 18 | 0.00013928 | 0.00015406 | 0.00012883 | 0.0001612 | 0.0001671 | 0.00015756 | 0.00013611
| 3 | 11 | 19 | 6.953e-06 | 7.0791e-06 | 5.5779e-06 | 1.1075e-05 | 1.5594e-05 | 8.2907e-06 | 6.3714e-06
| 3 | 11 | 20 | 0 | 0 | 0 | 0 | 0 | 0 | 0
| 3 | 11 | 21 | 0 | 0 | 0 | 0 | 0 | 0 | 0
| 3 | 11 | 22 | 0 | 0 | 0 | 0 | 0 | 0 | 0
| 3 | 11 | 23 | 0 | 0 | 0 | 0 | 0 | 0 | 0
| 3 | 11 | 24 | 0 | 0 | 0 | 0 | 0 | 0 | 0
| 3 | 12 | 1 | 0 | 0 | 0 | 0 | 0 | 0 | 0
| 3 | 12 | 2 | 0 | 0 | 0 | 0 | 0 | 0 | 0
| 3 | 12 | 3 | 0 | 0 | 0 | 0 | 0 | 0 | 0
| 3 | 12 | 4 | 0 | 0 | 0 | 0 | 0 | 0 | 0
| 3 | 12 | 5 | 0 | 0 | 0 | 0 | 0 | 0 | 0
| 3 | 12 | 6 | 0 | 0 | 0 | 0 | 0 | 0 | 0
| 3 | 12 | 7 | 0 | 0 | 0 | 0 | 0 | 0 | 0
| 3 | 12 | 8 | 5.8081e-05 | 6.6187e-05 | 5.9323e-05 | 6.1882e-05 | 5.459e-05 | 6.4634e-05 | 5.9803e-05
| 3 | 12 | 9 | 0.00020811 | 0.0002204 | 0.00019189 | 0.00020653 | 0.00018786 | 0.00021093 | 0.0001999
| 3 | 12 | 10 | 0.00035783 | 0.00038777 | 0.00032915 | 0.00035271 | 0.00035505 | 0.00033278 | 0.00034142
| 3 | 12 | 11 | 0.00048884 | 0.00050016 | 0.0004503 | 0.00048374 | 0.00049708 | 0.00045238 | 0.00046492
| 3 | 12 | 12 | 0.00060066 | 0.00061394 | 0.0004812 | 0.00057272 | 0.00058109 | 0.00052533 | 0.00052816
| 3 | 12 | 13 | 0.00063205 | 0.0006555 | 0.00055246 | 0.00063753 | 0.00060789 | 0.000571 | 0.00058369
| 3 | 12 | 14 | 0.00061331 | 0.00062111 | 0.00057304 | 0.00066671 | 0.00063679 | 0.00061349 | 0.00059163
| 3 | 12 | 15 | 0.00058266 | 0.00057172 | 0.00054709 | 0.00058522 | 0.00057405 | 0.00058608 | 0.00056241
| 3 | 12 | 16 | 0.00047864 | 0.00047549 | 0.00045409 | 0.000479 | 0.00048664 | 0.00044609 | 0.00046203
| 3 | 12 | 17 | 0.0003334 | 0.00032301 | 0.00029695 | 0.0003412 | 0.00032836 | 0.00030699 | 0.00031019
| 3 | 12 | 18 | 0.00013928 | 0.00015406 | 0.00012883 | 0.0001612 | 0.0001671 | 0.00015756 | 0.00013611
| 3 | 12 | 19 | 6.953e-06 | 7.0791e-06 | 5.5779e-06 | 1.1075e-05 | 1.5594e-05 | 8.2907e-06 | 6.3714e-06
| 3 | 12 | 20 | 0 | 0 | 0 | 0 | 0 | 0 | 0
| 3 | 12 | 21 | 0 | 0 | 0 | 0 | 0 | 0 | 0
| 3 | 12 | 22 | 0 | 0 | 0 | 0 | 0 | 0 | 0
| 3 | 12 | 23 | 0 | 0 | 0 | 0 | 0 | 0 | 0
| 3 | 12 | 24 | 0 | 0 | 0 | 0 | 0 | 0 | 0
| 3 | 13 | 1 | 0 | 0 | 0 | 0 | 0 | 0 | 0
| 3 | 13 | 2 | 0 | 0 | 0 | 0 | 0 | 0 | 0
| 3 | 13 | 3 | 0 | 0 | 0 | 0 | 0 | 0 | 0
| 3 | 13 | 4 | 0 | 0 | 0 | 0 | 0 | 0 | 0
| 3 | 13 | 5 | 0 | 0 | 0 | 0 | 0 | 0 | 0
| 3 | 13 | 6 | 0 | 0 | 0 | 0 | 0 | 0 | 0
| 3 | 13 | 7 | 0 | 0 | 0 | 0 | 0 | 0 | 0
| 3 | 13 | 8 | 5.8081e-05 | 6.6187e-05 | 5.9323e-05 | 6.1882e-05 | 5.459e-05 | 6.4634e-05 | 5.9803e-05
| 3 | 13 | 9 | 0.00020811 | 0.0002204 | 0.00019189 | 0.00020653 | 0.00018786 | 0.00021093 | 0.0001999
| 3 | 13 | 10 | 0.00035783 | 0.00038777 | 0.00032915 | 0.00035271 | 0.00035505 | 0.00033278 | 0.00034142
| 3 | 13 | 11 | 0.00048884 | 0.00050016 | 0.0004503 | 0.00048374 | 0.00049708 | 0.00045238 | 0.00046492
| 3 | 13 | 12 | 0.00060066 | 0.00061394 | 0.0004812 | 0.00057272 | 0.00058109 | 0.00052533 | 0.00052816
| 3 | 13 | 13 | 0.00063205 | 0.0006555 | 0.00055246 | 0.00063753 | 0.00060789 | 0.000571 | 0.00058369
| 3 | 13 | 14 | 0.00061331 | 0.00062111 | 0.00057304 | 0.00066671 | 0.00063679 | 0.00061349 | 0.00059163
| 3 | 13 | 15 | 0.00058266 | 0.00057172 | 0.00054709 | 0.00058522 | 0.00057405 | 0.00058608 | 0.00056241
| 3 | 13 | 16 | 0.00047864 | 0.00047549 | 0.00045409 | 0.000479 | 0.00048664 | 0.00044609 | 0.00046203
| 3 | 13 | 17 | 0.0003334 | 0.00032301 | 0.00029695 | 0.0003412 | 0.00032836 | 0.00030699 | 0.00031019
| 3 | 13 | 18 | 0.00013928 | 0.00015406 | 0.00012883 | 0.0001612 | 0.0001671 | 0.00015756 | 0.00013611
| 3 | 13 | 19 | 6.953e-06 | 7.0791e-06 | 5.5779e-06 | 1.1075e-05 | 1.5594e-05 | 8.2907e-06 | 6.3714e-06
| 3 | 13 | 20 | 0 | 0 | 0 | 0 | 0 | 0 | 0
| 3 | 13 | 21 | 0 | 0 | 0 | 0 | 0 | 0 | 0
| 3 | 13 | 22 | 0 | 0 | 0 | 0 | 0 | 0 | 0
| 3 | 13 | 23 | 0 | 0 | 0 | 0 | 0 | 0 | 0
| 3 | 13 | 24 | 0 | 0 | 0 | 0 | 0 | 0 | 0
| 3 | 14 | 1 | 0 | 0 | 0 | 0 | 0 | 0 | 0
| 3 | 14 | 2 | 0 | 0 | 0 | 0 | 0 | 0 | 0
| 3 | 14 | 3 | 0 | 0 | 0 | 0 | 0 | 0 | 0
| 3 | 14 | 4 | 0 | 0 | 0 | 0 | 0 | 0 | 0
| 3 | 14 | 5 | 0 | 0 | 0 | 0 | 0 | 0 | 0
| 3 | 14 | 6 | 0 | 0 | 0 | 0 | 0 | 0 | 0
| 3 | 14 | 7 | 0 | 0 | 0 | 0 | 0 | 0 | 0
| 3 | 14 | 8 | 5.8081e-05 | 6.6187e-05 | 5.9323e-05 | 6.1882e-05 | 5.459e-05 | 6.4634e-05 | 5.9803e-05
| 3 | 14 | 9 | 0.00020811 | 0.0002204 | 0.00019189 | 0.00020653 | 0.00018786 | 0.00021093 | 0.0001999
| 3 | 14 | 10 | 0.00035783 | 0.00038777 | 0.00032915 | 0.00035271 | 0.00035505 | 0.00033278 | 0.00034142
| 3 | 14 | 11 | 0.00048884 | 0.00050016 | 0.0004503 | 0.00048374 | 0.00049708 | 0.00045238 | 0.00046492
| 3 | 14 | 12 | 0.00060066 | 0.00061394 | 0.0004812 | 0.00057272 | 0.00058109 | 0.00052533 | 0.00052816
| 3 | 14 | 13 | 0.00063205 | 0.0006555 | 0.00055246 | 0.00063753 | 0.00060789 | 0.000571 | 0.00058369
| 3 | 14 | 14 | 0.00061331 | 0.00062111 | 0.00057304 | 0.00066671 | 0.00063679 | 0.00061349 | 0.00059163
| 3 | 14 | 15 | 0.00058266 | 0.00057172 | 0.00054709 | 0.00058522 | 0.00057405 | 0.00058608 | 0.00056241
| 3 | 14 | 16 | 0.00047864 | 0.00047549 | 0.00045409 | 0.000479 | 0.00048664 | 0.00044609 | 0.00046203
| 3 | 14 | 17 | 0.0003334 | 0.00032301 | 0.00029695 | 0.0003412 | 0.00032836 | 0.00030699 | 0.00031019
| 3 | 14 | 18 | 0.00013928 | 0.00015406 | 0.00012883 | 0.0001612 | 0.0001671 | 0.00015756 | 0.00013611
| 3 | 14 | 19 | 6.953e-06 | 7.0791e-06 | 5.5779e-06 | 1.1075e-05 | 1.5594e-05 | 8.2907e-06 | 6.3714e-06
| 3 | 14 | 20 | 0 | 0 | 0 | 0 | 0 | 0 | 0
| 3 | 14 | 21 | 0 | 0 | 0 | 0 | 0 | 0 | 0
| 3 | 14 | 22 | 0 | 0 | 0 | 0 | 0 | 0 | 0
| 3 | 14 | 23 | 0 | 0 | 0 | 0 | 0 | 0 | 0
| 3 | 14 | 24 | 0 | 0 | 0 | 0 | 0 | 0 | 0
| 3 | 15 | 1 | 0 | 0 | 0 | 0 | 0 | 0 | 0
| 3 | 15 | 2 | 0 | 0 | 0 | 0 | 0 | 0 | 0
| 3 | 15 | 3 | 0 | 0 | 0 | 0 | 0 | 0 | 0
| 3 | 15 | 4 | 0 | 0 | 0 | 0 | 0 | 0 | 0
| 3 | 15 | 5 | 0 | 0 | 0 | 0 | 0 | 0 | 0
| 3 | 15 | 6 | 0 | 0 | 0 | 0 | 0 | 0 | 0
| 3 | 15 | 7 | 0 | 0 | 0 | 0 | 0 | 0 | 0
| 3 | 15 | 8 | 5.8081e-05 | 6.6187e-05 | 5.9323e-05 | 6.1882e-05 | 5.459e-05 | 6.4634e-05 | 5.9803e-05
| 3 | 15 | 9 | 0.00020811 | 0.0002204 | 0.00019189 | 0.00020653 | 0.00018786 | 0.00021093 | 0.0001999
| 3 | 15 | 10 | 0.00035783 | 0.00038777 | 0.00032915 | 0.00035271 | 0.00035505 | 0.00033278 | 0.00034142
| 3 | 15 | 11 | 0.00048884 | 0.00050016 | 0.0004503 | 0.00048374 | 0.00049708 | 0.00045238 | 0.00046492
| 3 | 15 | 12 | 0.00060066 | 0.00061394 | 0.0004812 | 0.00057272 | 0.00058109 | 0.00052533 | 0.00052816
| 3 | 15 | 13 | 0.00063205 | 0.0006555 | 0.00055246 | 0.00063753 | 0.00060789 | 0.000571 | 0.00058369
| 3 | 15 | 14 | 0.00061331 | 0.00062111 | 0.00057304 | 0.00066671 | 0.00063679 | 0.00061349 | 0.00059163
| 3 | 15 | 15 | 0.00058266 | 0.00057172 | 0.00054709 | 0.00058522 | 0.00057405 | 0.00058608 | 0.00056241
| 3 | 15 | 16 | 0.00047864 | 0.00047549 | 0.00045409 | 0.000479 | 0.00048664 | 0.00044609 | 0.00046203
| 3 | 15 | 17 | 0.0003334 | 0.00032301 | 0.00029695 | 0.0003412 | 0.00032836 | 0.00030699 | 0.00031019
| 3 | 15 | 18 | 0.00013928 | 0.00015406 | 0.00012883 | 0.0001612 | 0.0001671 | 0.00015756 | 0.00013611
| 3 | 15 | 19 | 6.953e-06 | 7.0791e-06 | 5.5779e-06 | 1.1075e-05 | 1.5594e-05 | 8.2907e-06 | 6.3714e-06
| 3 | 15 | 20 | 0 | 0 | 0 | 0 | 0 | 0 | 0
| 3 | 15 | 21 | 0 | 0 | 0 | 0 | 0 | 0 | 0
| 3 | 15 | 22 | 0 | 0 | 0 | 0 | 0 | 0 | 0
| 3 | 15 | 23 | 0 | 0 | 0 | 0 | 0 | 0 | 0
| 3 | 15 | 24 | 0 | 0 | 0 | 0 | 0 | 0 | 0
| 3 | 16 | 1 | 0 | 0 | 0 | 0 | 0 | 0 | 0
| 3 | 16 | 2 | 0 | 0 | 0 | 0 | 0 | 0 | 0
| 3 | 16 | 3 | 0 | 0 | 0 | 0 | 0 | 0 | 0
| 3 | 16 | 4 | 0 | 0 | 0 | 0 | 0 | 0 | 0
| 3 | 16 | 5 | 0 | 0 | 0 | 0 | 0 | 0 | 0
| 3 | 16 | 6 | 0 | 0 | 0 | 0 | 0 | 0 | 0
| 3 | 16 | 7 | 0 | 0 | 0 | 0 | 0 | 0 | 0
| 3 | 16 | 8 | 5.8081e-05 | 6.6187e-05 | 5.9323e-05 | 6.1882e-05 | 5.459e-05 | 6.4634e-05 | 5.9803e-05
| 3 | 16 | 9 | 0.00020811 | 0.0002204 | 0.00019189 | 0.00020653 | 0.00018786 | 0.00021093 | 0.0001999
| 3 | 16 | 10 | 0.00035783 | 0.00038777 | 0.00032915 | 0.00035271 | 0.00035505 | 0.00033278 | 0.00034142
| 3 | 16 | 11 | 0.00048884 | 0.00050016 | 0.0004503 | 0.00048374 | 0.00049708 | 0.00045238 | 0.00046492
| 3 | 16 | 12 | 0.00060066 | 0.00061394 | 0.0004812 | 0.00057272 | 0.00058109 | 0.00052533 | 0.00052816
| 3 | 16 | 13 | 0.00063205 | 0.0006555 | 0.00055246 | 0.00063753 | 0.00060789 | 0.000571 | 0.00058369
| 3 | 16 | 14 | 0.00061331 | 0.00062111 | 0.00057304 | 0.00066671 | 0.00063679 | 0.00061349 | 0.00059163
| 3 | 16 | 15 | 0.00058266 | 0.00057172 | 0.00054709 | 0.00058522 | 0.00057405 | 0.00058608 | 0.00056241
| 3 | 16 | 16 | 0.00047864 | 0.00047549 | 0.00045409 | 0.000479 | 0.00048664 | 0.00044609 | 0.00046203
| 3 | 16 | 17 | 0.0003334 | 0.00032301 | 0.00029695 | 0.0003412 | 0.00032836 | 0.00030699 | 0.00031019
| 3 | 16 | 18 | 0.00013928 | 0.00015406 | 0.00012883 | 0.0001612 | 0.0001671 | 0.00015756 | 0.00013611
| 3 | 16 | 19 | 6.953e-06 | 7.0791e-06 | 5.5779e-06 | 1.1075e-05 | 1.5594e-05 | 8.2907e-06 | 6.3714e-06
| 3 | 16 | 20 | 0 | 0 | 0 | 0 | 0 | 0 | 0
| 3 | 16 | 21 | 0 | 0 | 0 | 0 | 0 | 0 | 0
| 3 | 16 | 22 | 0 | 0 | 0 | 0 | 0 | 0 | 0
| 3 | 16 | 23 | 0 | 0 | 0 | 0 | 0 | 0 | 0
| 3 | 16 | 24 | 0 | 0 | 0 | 0 | 0 | 0 | 0
| 3 | 17 | 1 | 0 | 0 | 0 | 0 | 0 | 0 | 0
| 3 | 17 | 2 | 0 | 0 | 0 | 0 | 0 | 0 | 0
| 3 | 17 | 3 | 0 | 0 | 0 | 0 | 0 | 0 | 0
| 3 | 17 | 4 | 0 | 0 | 0 | 0 | 0 | 0 | 0
| 3 | 17 | 5 | 0 | 0 | 0 | 0 | 0 | 0 | 0
| 3 | 17 | 6 | 0 | 0 | 0 | 0 | 0 | 0 | 0
| 3 | 17 | 7 | 0 | 0 | 0 | 0 | 0 | 0 | 0
| 3 | 17 | 8 | 5.8081e-05 | 6.6187e-05 | 5.9323e-05 | 6.1882e-05 | 5.459e-05 | 6.4634e-05 | 5.9803e-05
| 3 | 17 | 9 | 0.00020811 | 0.0002204 | 0.00019189 | 0.00020653 | 0.00018786 | 0.00021093 | 0.0001999
| 3 | 17 | 10 | 0.00035783 | 0.00038777 | 0.00032915 | 0.00035271 | 0.00035505 | 0.00033278 | 0.00034142
| 3 | 17 | 11 | 0.00048884 | 0.00050016 | 0.0004503 | 0.00048374 | 0.00049708 | 0.00045238 | 0.00046492
| 3 | 17 | 12 | 0.00060066 | 0.00061394 | 0.0004812 | 0.00057272 | 0.00058109 | 0.00052533 | 0.00052816
| 3 | 17 | 13 | 0.00063205 | 0.0006555 | 0.00055246 | 0.00063753 | 0.00060789 | 0.000571 | 0.00058369
| 3 | 17 | 14 | 0.00061331 | 0.00062111 | 0.00057304 | 0.00066671 | 0.00063679 | 0.00061349 | 0.00059163
| 3 | 17 | 15 | 0.00058266 | 0.00057172 | 0.00054709 | 0.00058522 | 0.00057405 | 0.00058608 | 0.00056241
| 3 | 17 | 16 | 0.00047864 | 0.00047549 | 0.00045409 | 0.000479 | 0.00048664 | 0.00044609 | 0.00046203
| 3 | 17 | 17 | 0.0003334 | 0.00032301 | 0.00029695 | 0.0003412 | 0.00032836 | 0.00030699 | 0.00031019
| 3 | 17 | 18 | 0.00013928 | 0.00015406 | 0.00012883 | 0.0001612 | 0.0001671 | 0.00015756 | 0.00013611
| 3 | 17 | 19 | 6.953e-06 | 7.0791e-06 | 5.5779e-06 | 1.1075e-05 | 1.5594e-05 | 8.2907e-06 | 6.3714e-06
| 3 | 17 | 20 | 0 | 0 | 0 | 0 | 0 | 0 | 0
| 3 | 17 | 21 | 0 | 0 | 0 | 0 | 0 | 0 | 0
| 3 | 17 | 22 | 0 | 0 | 0 | 0 | 0 | 0 | 0
| 3 | 17 | 23 | 0 | 0 | 0 | 0 | 0 | 0 | 0
| 3 | 17 | 24 | 0 | 0 | 0 | 0 | 0 | 0 | 0
| 3 | 18 | 1 | 0 | 0 | 0 | 0 | 0 | 0 | 0
| 3 | 18 | 2 | 0 | 0 | 0 | 0 | 0 | 0 | 0
| 3 | 18 | 3 | 0 | 0 | 0 | 0 | 0 | 0 | 0
| 3 | 18 | 4 | 0 | 0 | 0 | 0 | 0 | 0 | 0
| 3 | 18 | 5 | 0 | 0 | 0 | 0 | 0 | 0 | 0
| 3 | 18 | 6 | 0 | 0 | 0 | 0 | 0 | 0 | 0
| 3 | 18 | 7 | 0 | 0 | 0 | 0 | 0 | 0 | 0
| 3 | 18 | 8 | 5.8081e-05 | 6.6187e-05 | 5.9323e-05 | 6.1882e-05 | 5.459e-05 | 6.4634e-05 | 5.9803e-05
| 3 | 18 | 9 | 0.00020811 | 0.0002204 | 0.00019189 | 0.00020653 | 0.00018786 | 0.00021093 | 0.0001999
| 3 | 18 | 10 | 0.00035783 | 0.00038777 | 0.00032915 | 0.00035271 | 0.00035505 | 0.00033278 | 0.00034142
| 3 | 18 | 11 | 0.00048884 | 0.00050016 | 0.0004503 | 0.00048374 | 0.00049708 | 0.00045238 | 0.00046492
| 3 | 18 | 12 | 0.00060066 | 0.00061394 | 0.0004812 | 0.00057272 | 0.00058109 | 0.00052533 | 0.00052816
| 3 | 18 | 13 | 0.00063205 | 0.0006555 | 0.00055246 | 0.00063753 | 0.00060789 | 0.000571 | 0.00058369
| 3 | 18 | 14 | 0.00061331 | 0.00062111 | 0.00057304 | 0.00066671 | 0.00063679 | 0.00061349 | 0.00059163
| 3 | 18 | 15 | 0.00058266 | 0.00057172 | 0.00054709 | 0.00058522 | 0.00057405 | 0.00058608 | 0.00056241
| 3 | 18 | 16 | 0.00047864 | 0.00047549 | 0.00045409 | 0.000479 | 0.00048664 | 0.00044609 | 0.00046203
| 3 | 18 | 17 | 0.0003334 | 0.00032301 | 0.00029695 | 0.0003412 | 0.00032836 | 0.00030699 | 0.00031019
| 3 | 18 | 18 | 0.00013928 | 0.00015406 | 0.00012883 | 0.0001612 | 0.0001671 | 0.00015756 | 0.00013611
| 3 | 18 | 19 | 6.953e-06 | 7.0791e-06 | 5.5779e-06 | 1.1075e-05 | 1.5594e-05 | 8.2907e-06 | 6.3714e-06
| 3 | 18 | 20 | 0 | 0 | 0 | 0 | 0 | 0 | 0
| 3 | 18 | 21 | 0 | 0 | 0 | 0 | 0 | 0 | 0
| 3 | 18 | 22 | 0 | 0 | 0 | 0 | 0 | 0 | 0
| 3 | 18 | 23 | 0 | 0 | 0 | 0 | 0 | 0 | 0
| 3 | 18 | 24 | 0 | 0 | 0 | 0 | 0 | 0 | 0
| 3 | 19 | 1 | 0 | 0 | 0 | 0 | 0 | 0 | 0
| 3 | 19 | 2 | 0 | 0 | 0 | 0 | 0 | 0 | 0
| 3 | 19 | 3 | 0 | 0 | 0 | 0 | 0 | 0 | 0
| 3 | 19 | 4 | 0 | 0 | 0 | 0 | 0 | 0 | 0
| 3 | 19 | 5 | 0 | 0 | 0 | 0 | 0 | 0 | 0
| 3 | 19 | 6 | 0 | 0 | 0 | 0 | 0 | 0 | 0
| 3 | 19 | 7 | 0 | 0 | 0 | 0 | 0 | 0 | 0
| 3 | 19 | 8 | 5.8081e-05 | 6.6187e-05 | 5.9323e-05 | 6.1882e-05 | 5.459e-05 | 6.4634e-05 | 5.9803e-05
| 3 | 19 | 9 | 0.00020811 | 0.0002204 | 0.00019189 | 0.00020653 | 0.00018786 | 0.00021093 | 0.0001999
| 3 | 19 | 10 | 0.00035783 | 0.00038777 | 0.00032915 | 0.00035271 | 0.00035505 | 0.00033278 | 0.00034142
| 3 | 19 | 11 | 0.00048884 | 0.00050016 | 0.0004503 | 0.00048374 | 0.00049708 | 0.00045238 | 0.00046492
| 3 | 19 | 12 | 0.00060066 | 0.00061394 | 0.0004812 | 0.00057272 | 0.00058109 | 0.00052533 | 0.00052816
| 3 | 19 | 13 | 0.00063205 | 0.0006555 | 0.00055246 | 0.00063753 | 0.00060789 | 0.000571 | 0.00058369
| 3 | 19 | 14 | 0.00061331 | 0.00062111 | 0.00057304 | 0.00066671 | 0.00063679 | 0.00061349 | 0.00059163
| 3 | 19 | 15 | 0.00058266 | 0.00057172 | 0.00054709 | 0.00058522 | 0.00057405 | 0.00058608 | 0.00056241
| 3 | 19 | 16 | 0.00047864 | 0.00047549 | 0.00045409 | 0.000479 | 0.00048664 | 0.00044609 | 0.00046203
| 3 | 19 | 17 | 0.0003334 | 0.00032301 | 0.00029695 | 0.0003412 | 0.00032836 | 0.00030699 | 0.00031019
| 3 | 19 | 18 | 0.00013928 | 0.00015406 | 0.00012883 | 0.0001612 | 0.0001671 | 0.00015756 | 0.00013611
| 3 | 19 | 19 | 6.953e-06 | 7.0791e-06 | 5.5779e-06 | 1.1075e-05 | 1.5594e-05 | 8.2907e-06 | 6.3714e-06
| 3 | 19 | 20 | 0 | 0 | 0 | 0 | 0 | 0 | 0
| 3 | 19 | 21 | 0 | 0 | 0 | 0 | 0 | 0 | 0
| 3 | 19 | 22 | 0 | 0 | 0 | 0 | 0 | 0 | 0
| 3 | 19 | 23 | 0 | 0 | 0 | 0 | 0 | 0 | 0
| 3 | 19 | 24 | 0 | 0 | 0 | 0 | 0 | 0 | 0
| 3 | 20 | 1 | 0 | 0 | 0 | 0 | 0 | 0 | 0
| 3 | 20 | 2 | 0 | 0 | 0 | 0 | 0 | 0 | 0
| 3 | 20 | 3 | 0 | 0 | 0 | 0 | 0 | 0 | 0
| 3 | 20 | 4 | 0 | 0 | 0 | 0 | 0 | 0 | 0
| 3 | 20 | 5 | 0 | 0 | 0 | 0 | 0 | 0 | 0
| 3 | 20 | 6 | 0 | 0 | 0 | 0 | 0 | 0 | 0
| 3 | 20 | 7 | 0 | 0 | 0 | 0 | 0 | 0 | 0
| 3 | 20 | 8 | 5.8081e-05 | 6.6187e-05 | 5.9323e-05 | 6.1882e-05 | 5.459e-05 | 6.4634e-05 | 5.9803e-05
| 3 | 20 | 9 | 0.00020811 | 0.0002204 | 0.00019189 | 0.00020653 | 0.00018786 | 0.00021093 | 0.0001999
| 3 | 20 | 10 | 0.00035783 | 0.00038777 | 0.00032915 | 0.00035271 | 0.00035505 | 0.00033278 | 0.00034142
| 3 | 20 | 11 | 0.00048884 | 0.00050016 | 0.0004503 | 0.00048374 | 0.00049708 | 0.00045238 | 0.00046492
| 3 | 20 | 12 | 0.00060066 | 0.00061394 | 0.0004812 | 0.00057272 | 0.00058109 | 0.00052533 | 0.00052816
| 3 | 20 | 13 | 0.00063205 | 0.0006555 | 0.00055246 | 0.00063753 | 0.00060789 | 0.000571 | 0.00058369
| 3 | 20 | 14 | 0.00061331 | 0.00062111 | 0.00057304 | 0.00066671 | 0.00063679 | 0.00061349 | 0.00059163
| 3 | 20 | 15 | 0.00058266 | 0.00057172 | 0.00054709 | 0.00058522 | 0.00057405 | 0.00058608 | 0.00056241
| 3 | 20 | 16 | 0.00047864 | 0.00047549 | 0.00045409 | 0.000479 | 0.00048664 | 0.00044609 | 0.00046203
| 3 | 20 | 17 | 0.0003334 | 0.00032301 | 0.00029695 | 0.0003412 | 0.00032836 | 0.00030699 | 0.00031019
| 3 | 20 | 18 | 0.00013928 | 0.00015406 | 0.00012883 | 0.0001612 | 0.0001671 | 0.00015756 | 0.00013611
| 3 | 20 | 19 | 6.953e-06 | 7.0791e-06 | 5.5779e-06 | 1.1075e-05 | 1.5594e-05 | 8.2907e-06 | 6.3714e-06
| 3 | 20 | 20 | 0 | 0 | 0 | 0 | 0 | 0 | 0
| 3 | 20 | 21 | 0 | 0 | 0 | 0 | 0 | 0 | 0
| 3 | 20 | 22 | 0 | 0 | 0 | 0 | 0 | 0 | 0
| 3 | 20 | 23 | 0 | 0 | 0 | 0 | 0 | 0 | 0
| 3 | 20 | 24 | 0 | 0 | 0 | 0 | 0 | 0 | 0
| 3 | 21 | 1 | 0 | 0 | 0 | 0 | 0 | 0 | 0
| 3 | 21 | 2 | 0 | 0 | 0 | 0 | 0 | 0 | 0
| 3 | 21 | 3 | 0 | 0 | 0 | 0 | 0 | 0 | 0
| 3 | 21 | 4 | 0 | 0 | 0 | 0 | 0 | 0 | 0
| 3 | 21 | 5 | 0 | 0 | 0 | 0 | 0 | 0 | 0
| 3 | 21 | 6 | 0 | 0 | 0 | 0 | 0 | 0 | 0
| 3 | 21 | 7 | 0 | 0 | 0 | 0 | 0 | 0 | 0
| 3 | 21 | 8 | 5.8081e-05 | 6.6187e-05 | 5.9323e-05 | 6.1882e-05 | 5.459e-05 | 6.4634e-05 | 5.9803e-05
| 3 | 21 | 9 | 0.00020811 | 0.0002204 | 0.00019189 | 0.00020653 | 0.00018786 | 0.00021093 | 0.0001999
| 3 | 21 | 10 | 0.00035783 | 0.00038777 | 0.00032915 | 0.00035271 | 0.00035505 | 0.00033278 | 0.00034142
| 3 | 21 | 11 | 0.00048884 | 0.00050016 | 0.0004503 | 0.00048374 | 0.00049708 | 0.00045238 | 0.00046492
| 3 | 21 | 12 | 0.00060066 | 0.00061394 | 0.0004812 | 0.00057272 | 0.00058109 | 0.00052533 | 0.00052816
| 3 | 21 | 13 | 0.00063205 | 0.0006555 | 0.00055246 | 0.00063753 | 0.00060789 | 0.000571 | 0.00058369
| 3 | 21 | 14 | 0.00061331 | 0.00062111 | 0.00057304 | 0.00066671 | 0.00063679 | 0.00061349 | 0.00059163
| 3 | 21 | 15 | 0.00058266 | 0.00057172 | 0.00054709 | 0.00058522 | 0.00057405 | 0.00058608 | 0.00056241
| 3 | 21 | 16 | 0.00047864 | 0.00047549 | 0.00045409 | 0.000479 | 0.00048664 | 0.00044609 | 0.00046203
| 3 | 21 | 17 | 0.0003334 | 0.00032301 | 0.00029695 | 0.0003412 | 0.00032836 | 0.00030699 | 0.00031019
| 3 | 21 | 18 | 0.00013928 | 0.00015406 | 0.00012883 | 0.0001612 | 0.0001671 | 0.00015756 | 0.00013611
| 3 | 21 | 19 | 6.953e-06 | 7.0791e-06 | 5.5779e-06 | 1.1075e-05 | 1.5594e-05 | 8.2907e-06 | 6.3714e-06
| 3 | 21 | 20 | 0 | 0 | 0 | 0 | 0 | 0 | 0
| 3 | 21 | 21 | 0 | 0 | 0 | 0 | 0 | 0 | 0
| 3 | 21 | 22 | 0 | 0 | 0 | 0 | 0 | 0 | 0
| 3 | 21 | 23 | 0 | 0 | 0 | 0 | 0 | 0 | 0
| 3 | 21 | 24 | 0 | 0 | 0 | 0 | 0 | 0 | 0
| 3 | 22 | 1 | 0 | 0 | 0 | 0 | 0 | 0 | 0
| 3 | 22 | 2 | 0 | 0 | 0 | 0 | 0 | 0 | 0
| 3 | 22 | 3 | 0 | 0 | 0 | 0 | 0 | 0 | 0
| 3 | 22 | 4 | 0 | 0 | 0 | 0 | 0 | 0 | 0
| 3 | 22 | 5 | 0 | 0 | 0 | 0 | 0 | 0 | 0
| 3 | 22 | 6 | 0 | 0 | 0 | 0 | 0 | 0 | 0
| 3 | 22 | 7 | 0 | 0 | 0 | 0 | 0 | 0 | 0
| 3 | 22 | 8 | 5.8081e-05 | 6.6187e-05 | 5.9323e-05 | 6.1882e-05 | 5.459e-05 | 6.4634e-05 | 5.9803e-05
| 3 | 22 | 9 | 0.00020811 | 0.0002204 | 0.00019189 | 0.00020653 | 0.00018786 | 0.00021093 | 0.0001999
| 3 | 22 | 10 | 0.00035783 | 0.00038777 | 0.00032915 | 0.00035271 | 0.00035505 | 0.00033278 | 0.00034142
| 3 | 22 | 11 | 0.00048884 | 0.00050016 | 0.0004503 | 0.00048374 | 0.00049708 | 0.00045238 | 0.00046492
| 3 | 22 | 12 | 0.00060066 | 0.00061394 | 0.0004812 | 0.00057272 | 0.00058109 | 0.00052533 | 0.00052816
| 3 | 22 | 13 | 0.00063205 | 0.0006555 | 0.00055246 | 0.00063753 | 0.00060789 | 0.000571 | 0.00058369
| 3 | 22 | 14 | 0.00061331 | 0.00062111 | 0.00057304 | 0.00066671 | 0.00063679 | 0.00061349 | 0.00059163
| 3 | 22 | 15 | 0.00058266 | 0.00057172 | 0.00054709 | 0.00058522 | 0.00057405 | 0.00058608 | 0.00056241
| 3 | 22 | 16 | 0.00047864 | 0.00047549 | 0.00045409 | 0.000479 | 0.00048664 | 0.00044609 | 0.00046203
| 3 | 22 | 17 | 0.0003334 | 0.00032301 | 0.00029695 | 0.0003412 | 0.00032836 | 0.00030699 | 0.00031019
| 3 | 22 | 18 | 0.00013928 | 0.00015406 | 0.00012883 | 0.0001612 | 0.0001671 | 0.00015756 | 0.00013611
| 3 | 22 | 19 | 6.953e-06 | 7.0791e-06 | 5.5779e-06 | 1.1075e-05 | 1.5594e-05 | 8.2907e-06 | 6.3714e-06
| 3 | 22 | 20 | 0 | 0 | 0 | 0 | 0 | 0 | 0
| 3 | 22 | 21 | 0 | 0 | 0 | 0 | 0 | 0 | 0
| 3 | 22 | 22 | 0 | 0 | 0 | 0 | 0 | 0 | 0
| 3 | 22 | 23 | 0 | 0 | 0 | 0 | 0 | 0 | 0
| 3 | 22 | 24 | 0 | 0 | 0 | 0 | 0 | 0 | 0
| 3 | 23 | 1 | 0 | 0 | 0 | 0 | 0 | 0 | 0
| 3 | 23 | 2 | 0 | 0 | 0 | 0 | 0 | 0 | 0
| 3 | 23 | 3 | 0 | 0 | 0 | 0 | 0 | 0 | 0
| 3 | 23 | 4 | 0 | 0 | 0 | 0 | 0 | 0 | 0
| 3 | 23 | 5 | 0 | 0 | 0 | 0 | 0 | 0 | 0
| 3 | 23 | 6 | 0 | 0 | 0 | 0 | 0 | 0 | 0
| 3 | 23 | 7 | 0 | 0 | 0 | 0 | 0 | 0 | 0
| 3 | 23 | 8 | 5.8081e-05 | 6.6187e-05 | 5.9323e-05 | 6.1882e-05 | 5.459e-05 | 6.4634e-05 | 5.9803e-05
| 3 | 23 | 9 | 0.00020811 | 0.0002204 | 0.00019189 | 0.00020653 | 0.00018786 | 0.00021093 | 0.0001999
| 3 | 23 | 10 | 0.00035783 | 0.00038777 | 0.00032915 | 0.00035271 | 0.00035505 | 0.00033278 | 0.00034142
| 3 | 23 | 11 | 0.00048884 | 0.00050016 | 0.0004503 | 0.00048374 | 0.00049708 | 0.00045238 | 0.00046492
| 3 | 23 | 12 | 0.00060066 | 0.00061394 | 0.0004812 | 0.00057272 | 0.00058109 | 0.00052533 | 0.00052816
| 3 | 23 | 13 | 0.00063205 | 0.0006555 | 0.00055246 | 0.00063753 | 0.00060789 | 0.000571 | 0.00058369
| 3 | 23 | 14 | 0.00061331 | 0.00062111 | 0.00057304 | 0.00066671 | 0.00063679 | 0.00061349 | 0.00059163
| 3 | 23 | 15 | 0.00058266 | 0.00057172 | 0.00054709 | 0.00058522 | 0.00057405 | 0.00058608 | 0.00056241
| 3 | 23 | 16 | 0.00047864 | 0.00047549 | 0.00045409 | 0.000479 | 0.00048664 | 0.00044609 | 0.00046203
| 3 | 23 | 17 | 0.0003334 | 0.00032301 | 0.00029695 | 0.0003412 | 0.00032836 | 0.00030699 | 0.00031019
| 3 | 23 | 18 | 0.00013928 | 0.00015406 | 0.00012883 | 0.0001612 | 0.0001671 | 0.00015756 | 0.00013611
| 3 | 23 | 19 | 6.953e-06 | 7.0791e-06 | 5.5779e-06 | 1.1075e-05 | 1.5594e-05 | 8.2907e-06 | 6.3714e-06
| 3 | 23 | 20 | 0 | 0 | 0 | 0 | 0 | 0 | 0
| 3 | 23 | 21 | 0 | 0 | 0 | 0 | 0 | 0 | 0
| 3 | 23 | 22 | 0 | 0 | 0 | 0 | 0 | 0 | 0
| 3 | 23 | 23 | 0 | 0 | 0 | 0 | 0 | 0 | 0
| 3 | 23 | 24 | 0 | 0 | 0 | 0 | 0 | 0 | 0
| 3 | 24 | 1 | 0 | 0 | 0 | 0 | 0 | 0 | 0
| 3 | 24 | 2 | 0 | 0 | 0 | 0 | 0 | 0 | 0
| 3 | 24 | 3 | 0 | 0 | 0 | 0 | 0 | 0 | 0
| 3 | 24 | 4 | 0 | 0 | 0 | 0 | 0 | 0 | 0
| 3 | 24 | 5 | 0 | 0 | 0 | 0 | 0 | 0 | 0
| 3 | 24 | 6 | 0 | 0 | 0 | 0 | 0 | 0 | 0
| 3 | 24 | 7 | 0 | 0 | 0 | 0 | 0 | 0 | 0
| 3 | 24 | 8 | 5.8081e-05 | 6.6187e-05 | 5.9323e-05 | 6.1882e-05 | 5.459e-05 | 6.4634e-05 | 5.9803e-05
| 3 | 24 | 9 | 0.00020811 | 0.0002204 | 0.00019189 | 0.00020653 | 0.00018786 | 0.00021093 | 0.0001999
| 3 | 24 | 10 | 0.00035783 | 0.00038777 | 0.00032915 | 0.00035271 | 0.00035505 | 0.00033278 | 0.00034142
| 3 | 24 | 11 | 0.00048884 | 0.00050016 | 0.0004503 | 0.00048374 | 0.00049708 | 0.00045238 | 0.00046492
| 3 | 24 | 12 | 0.00060066 | 0.00061394 | 0.0004812 | 0.00057272 | 0.00058109 | 0.00052533 | 0.00052816
| 3 | 24 | 13 | 0.00063205 | 0.0006555 | 0.00055246 | 0.00063753 | 0.00060789 | 0.000571 | 0.00058369
| 3 | 24 | 14 | 0.00061331 | 0.00062111 | 0.00057304 | 0.00066671 | 0.00063679 | 0.00061349 | 0.00059163
| 3 | 24 | 15 | 0.00058266 | 0.00057172 | 0.00054709 | 0.00058522 | 0.00057405 | 0.00058608 | 0.00056241
| 3 | 24 | 16 | 0.00047864 | 0.00047549 | 0.00045409 | 0.000479 | 0.00048664 | 0.00044609 | 0.00046203
| 3 | 24 | 17 | 0.0003334 | 0.00032301 | 0.00029695 | 0.0003412 | 0.00032836 | 0.00030699 | 0.00031019
| 3 | 24 | 18 | 0.00013928 | 0.00015406 | 0.00012883 | 0.0001612 | 0.0001671 | 0.00015756 | 0.00013611
| 3 | 24 | 19 | 6.953e-06 | 7.0791e-06 | 5.5779e-06 | 1.1075e-05 | 1.5594e-05 | 8.2907e-06 | 6.3714e-06
| 3 | 24 | 20 | 0 | 0 | 0 | 0 | 0 | 0 | 0
| 3 | 24 | 21 | 0 | 0 | 0 | 0 | 0 | 0 | 0
| 3 | 24 | 22 | 0 | 0 | 0 | 0 | 0 | 0 | 0
| 3 | 24 | 23 | 0 | 0 | 0 | 0 | 0 | 0 | 0
| 3 | 24 | 24 | 0 | 0 | 0 | 0 | 0 | 0 | 0
| 3 | 25 | 1 | 0 | 0 | 0 | 0 | 0 | 0 | 0
| 3 | 25 | 2 | 0 | 0 | 0 | 0 | 0 | 0 | 0
| 3 | 25 | 3 | 0 | 0 | 0 | 0 | 0 | 0 | 0
| 3 | 25 | 4 | 0 | 0 | 0 | 0 | 0 | 0 | 0
| 3 | 25 | 5 | 0 | 0 | 0 | 0 | 0 | 0 | 0
| 3 | 25 | 6 | 0 | 0 | 0 | 0 | 0 | 0 | 0
| 3 | 25 | 7 | 0 | 0 | 0 | 0 | 0 | 0 | 0
| 3 | 25 | 8 | 5.8081e-05 | 6.6187e-05 | 5.9323e-05 | 6.1882e-05 | 5.459e-05 | 6.4634e-05 | 5.9803e-05
| 3 | 25 | 9 | 0.00020811 | 0.0002204 | 0.00019189 | 0.00020653 | 0.00018786 | 0.00021093 | 0.0001999
| 3 | 25 | 10 | 0.00035783 | 0.00038777 | 0.00032915 | 0.00035271 | 0.00035505 | 0.00033278 | 0.00034142
| 3 | 25 | 11 | 0.00048884 | 0.00050016 | 0.0004503 | 0.00048374 | 0.00049708 | 0.00045238 | 0.00046492
| 3 | 25 | 12 | 0.00060066 | 0.00061394 | 0.0004812 | 0.00057272 | 0.00058109 | 0.00052533 | 0.00052816
| 3 | 25 | 13 | 0.00063205 | 0.0006555 | 0.00055246 | 0.00063753 | 0.00060789 | 0.000571 | 0.00058369
| 3 | 25 | 14 | 0.00061331 | 0.00062111 | 0.00057304 | 0.00066671 | 0.00063679 | 0.00061349 | 0.00059163
| 3 | 25 | 15 | 0.00058266 | 0.00057172 | 0.00054709 | 0.00058522 | 0.00057405 | 0.00058608 | 0.00056241
| 3 | 25 | 16 | 0.00047864 | 0.00047549 | 0.00045409 | 0.000479 | 0.00048664 | 0.00044609 | 0.00046203
| 3 | 25 | 17 | 0.0003334 | 0.00032301 | 0.00029695 | 0.0003412 | 0.00032836 | 0.00030699 | 0.00031019
| 3 | 25 | 18 | 0.00013928 | 0.00015406 | 0.00012883 | 0.0001612 | 0.0001671 | 0.00015756 | 0.00013611
| 3 | 25 | 19 | 6.953e-06 | 7.0791e-06 | 5.5779e-06 | 1.1075e-05 | 1.5594e-05 | 8.2907e-06 | 6.3714e-06
| 3 | 25 | 20 | 0 | 0 | 0 | 0 | 0 | 0 | 0
| 3 | 25 | 21 | 0 | 0 | 0 | 0 | 0 | 0 | 0
| 3 | 25 | 22 | 0 | 0 | 0 | 0 | 0 | 0 | 0
| 3 | 25 | 23 | 0 | 0 | 0 | 0 | 0 | 0 | 0
| 3 | 25 | 24 | 0 | 0 | 0 | 0 | 0 | 0 | 0
| 3 | 26 | 1 | 0 | 0 | 0 | 0 | 0 | 0 | 0
| 3 | 26 | 2 | 0 | 0 | 0 | 0 | 0 | 0 | 0
| 3 | 26 | 3 | 0 | 0 | 0 | 0 | 0 | 0 | 0
| 3 | 26 | 4 | 0 | 0 | 0 | 0 | 0 | 0 | 0
| 3 | 26 | 5 | 0 | 0 | 0 | 0 | 0 | 0 | 0
| 3 | 26 | 6 | 0 | 0 | 0 | 0 | 0 | 0 | 0
| 3 | 26 | 7 | 0 | 0 | 0 | 0 | 0 | 0 | 0
| 3 | 26 | 8 | 5.8081e-05 | 6.6187e-05 | 5.9323e-05 | 6.1882e-05 | 5.459e-05 | 6.4634e-05 | 5.9803e-05
| 3 | 26 | 9 | 0.00020811 | 0.0002204 | 0.00019189 | 0.00020653 | 0.00018786 | 0.00021093 | 0.0001999
| 3 | 26 | 10 | 0.00035783 | 0.00038777 | 0.00032915 | 0.00035271 | 0.00035505 | 0.00033278 | 0.00034142
| 3 | 26 | 11 | 0.00048884 | 0.00050016 | 0.0004503 | 0.00048374 | 0.00049708 | 0.00045238 | 0.00046492
| 3 | 26 | 12 | 0.00060066 | 0.00061394 | 0.0004812 | 0.00057272 | 0.00058109 | 0.00052533 | 0.00052816
| 3 | 26 | 13 | 0.00063205 | 0.0006555 | 0.00055246 | 0.00063753 | 0.00060789 | 0.000571 | 0.00058369
| 3 | 26 | 14 | 0.00061331 | 0.00062111 | 0.00057304 | 0.00066671 | 0.00063679 | 0.00061349 | 0.00059163
| 3 | 26 | 15 | 0.00058266 | 0.00057172 | 0.00054709 | 0.00058522 | 0.00057405 | 0.00058608 | 0.00056241
| 3 | 26 | 16 | 0.00047864 | 0.00047549 | 0.00045409 | 0.000479 | 0.00048664 | 0.00044609 | 0.00046203
| 3 | 26 | 17 | 0.0003334 | 0.00032301 | 0.00029695 | 0.0003412 | 0.00032836 | 0.00030699 | 0.00031019
| 3 | 26 | 18 | 0.00013928 | 0.00015406 | 0.00012883 | 0.0001612 | 0.0001671 | 0.00015756 | 0.00013611
| 3 | 26 | 19 | 6.953e-06 | 7.0791e-06 | 5.5779e-06 | 1.1075e-05 | 1.5594e-05 | 8.2907e-06 | 6.3714e-06
| 3 | 26 | 20 | 0 | 0 | 0 | 0 | 0 | 0 | 0
| 3 | 26 | 21 | 0 | 0 | 0 | 0 | 0 | 0 | 0
| 3 | 26 | 22 | 0 | 0 | 0 | 0 | 0 | 0 | 0
| 3 | 26 | 23 | 0 | 0 | 0 | 0 | 0 | 0 | 0
| 3 | 26 | 24 | 0 | 0 | 0 | 0 | 0 | 0 | 0
| 3 | 27 | 1 | 0 | 0 | 0 | 0 | 0 | 0 | 0
| 3 | 27 | 2 | 0 | 0 | 0 | 0 | 0 | 0 | 0
| 3 | 27 | 3 | 0 | 0 | 0 | 0 | 0 | 0 | 0
| 3 | 27 | 4 | 0 | 0 | 0 | 0 | 0 | 0 | 0
| 3 | 27 | 5 | 0 | 0 | 0 | 0 | 0 | 0 | 0
| 3 | 27 | 6 | 0 | 0 | 0 | 0 | 0 | 0 | 0
| 3 | 27 | 7 | 0 | 0 | 0 | 0 | 0 | 0 | 0
| 3 | 27 | 8 | 5.8081e-05 | 6.6187e-05 | 5.9323e-05 | 6.1882e-05 | 5.459e-05 | 6.4634e-05 | 5.9803e-05
| 3 | 27 | 9 | 0.00020811 | 0.0002204 | 0.00019189 | 0.00020653 | 0.00018786 | 0.00021093 | 0.0001999
| 3 | 27 | 10 | 0.00035783 | 0.00038777 | 0.00032915 | 0.00035271 | 0.00035505 | 0.00033278 | 0.00034142
| 3 | 27 | 11 | 0.00048884 | 0.00050016 | 0.0004503 | 0.00048374 | 0.00049708 | 0.00045238 | 0.00046492
| 3 | 27 | 12 | 0.00060066 | 0.00061394 | 0.0004812 | 0.00057272 | 0.00058109 | 0.00052533 | 0.00052816
| 3 | 27 | 13 | 0.00063205 | 0.0006555 | 0.00055246 | 0.00063753 | 0.00060789 | 0.000571 | 0.00058369
| 3 | 27 | 14 | 0.00061331 | 0.00062111 | 0.00057304 | 0.00066671 | 0.00063679 | 0.00061349 | 0.00059163
| 3 | 27 | 15 | 0.00058266 | 0.00057172 | 0.00054709 | 0.00058522 | 0.00057405 | 0.00058608 | 0.00056241
| 3 | 27 | 16 | 0.00047864 | 0.00047549 | 0.00045409 | 0.000479 | 0.00048664 | 0.00044609 | 0.00046203
| 3 | 27 | 17 | 0.0003334 | 0.00032301 | 0.00029695 | 0.0003412 | 0.00032836 | 0.00030699 | 0.00031019
| 3 | 27 | 18 | 0.00013928 | 0.00015406 | 0.00012883 | 0.0001612 | 0.0001671 | 0.00015756 | 0.00013611
| 3 | 27 | 19 | 6.953e-06 | 7.0791e-06 | 5.5779e-06 | 1.1075e-05 | 1.5594e-05 | 8.2907e-06 | 6.3714e-06
| 3 | 27 | 20 | 0 | 0 | 0 | 0 | 0 | 0 | 0
| 3 | 27 | 21 | 0 | 0 | 0 | 0 | 0 | 0 | 0
| 3 | 27 | 22 | 0 | 0 | 0 | 0 | 0 | 0 | 0
| 3 | 27 | 23 | 0 | 0 | 0 | 0 | 0 | 0 | 0
| 3 | 27 | 24 | 0 | 0 | 0 | 0 | 0 | 0 | 0
| 3 | 28 | 1 | 0 | 0 | 0 | 0 | 0 | 0 | 0
| 3 | 28 | 2 | 0 | 0 | 0 | 0 | 0 | 0 | 0
| 3 | 28 | 3 | 0 | 0 | 0 | 0 | 0 | 0 | 0
| 3 | 28 | 4 | 0 | 0 | 0 | 0 | 0 | 0 | 0
| 3 | 28 | 5 | 0 | 0 | 0 | 0 | 0 | 0 | 0
| 3 | 28 | 6 | 0 | 0 | 0 | 0 | 0 | 0 | 0
| 3 | 28 | 7 | 0 | 0 | 0 | 0 | 0 | 0 | 0
| 3 | 28 | 8 | 5.8081e-05 | 6.6187e-05 | 5.9323e-05 | 6.1882e-05 | 5.459e-05 | 6.4634e-05 | 5.9803e-05
| 3 | 28 | 9 | 0.00020811 | 0.0002204 | 0.00019189 | 0.00020653 | 0.00018786 | 0.00021093 | 0.0001999
| 3 | 28 | 10 | 0.00035783 | 0.00038777 | 0.00032915 | 0.00035271 | 0.00035505 | 0.00033278 | 0.00034142
| 3 | 28 | 11 | 0.00048884 | 0.00050016 | 0.0004503 | 0.00048374 | 0.00049708 | 0.00045238 | 0.00046492
| 3 | 28 | 12 | 0.00060066 | 0.00061394 | 0.0004812 | 0.00057272 | 0.00058109 | 0.00052533 | 0.00052816
| 3 | 28 | 13 | 0.00063205 | 0.0006555 | 0.00055246 | 0.00063753 | 0.00060789 | 0.000571 | 0.00058369
| 3 | 28 | 14 | 0.00061331 | 0.00062111 | 0.00057304 | 0.00066671 | 0.00063679 | 0.00061349 | 0.00059163
| 3 | 28 | 15 | 0.00058266 | 0.00057172 | 0.00054709 | 0.00058522 | 0.00057405 | 0.00058608 | 0.00056241
| 3 | 28 | 16 | 0.00047864 | 0.00047549 | 0.00045409 | 0.000479 | 0.00048664 | 0.00044609 | 0.00046203
| 3 | 28 | 17 | 0.0003334 | 0.00032301 | 0.00029695 | 0.0003412 | 0.00032836 | 0.00030699 | 0.00031019
| 3 | 28 | 18 | 0.00013928 | 0.00015406 | 0.00012883 | 0.0001612 | 0.0001671 | 0.00015756 | 0.00013611
| 3 | 28 | 19 | 6.953e-06 | 7.0791e-06 | 5.5779e-06 | 1.1075e-05 | 1.5594e-05 | 8.2907e-06 | 6.3714e-06
| 3 | 28 | 20 | 0 | 0 | 0 | 0 | 0 | 0 | 0
| 3 | 28 | 21 | 0 | 0 | 0 | 0 | 0 | 0 | 0
| 3 | 28 | 22 | 0 | 0 | 0 | 0 | 0 | 0 | 0
| 3 | 28 | 23 | 0 | 0 | 0 | 0 | 0 | 0 | 0
| 3 | 28 | 24 | 0 | 0 | 0 | 0 | 0 | 0 | 0
| 3 | 29 | 1 | 0 | 0 | 0 | 0 | 0 | 0 | 0
| 3 | 29 | 2 | 0 | 0 | 0 | 0 | 0 | 0 | 0
| 3 | 29 | 3 | 0 | 0 | 0 | 0 | 0 | 0 | 0
| 3 | 29 | 4 | 0 | 0 | 0 | 0 | 0 | 0 | 0
| 3 | 29 | 5 | 0 | 0 | 0 | 0 | 0 | 0 | 0
| 3 | 29 | 6 | 0 | 0 | 0 | 0 | 0 | 0 | 0
| 3 | 29 | 7 | 0 | 0 | 0 | 0 | 0 | 0 | 0
| 3 | 29 | 8 | 5.8081e-05 | 6.6187e-05 | 5.9323e-05 | 6.1882e-05 | 5.459e-05 | 6.4634e-05 | 5.9803e-05
| 3 | 29 | 9 | 0.00020811 | 0.0002204 | 0.00019189 | 0.00020653 | 0.00018786 | 0.00021093 | 0.0001999
| 3 | 29 | 10 | 0.00035783 | 0.00038777 | 0.00032915 | 0.00035271 | 0.00035505 | 0.00033278 | 0.00034142
| 3 | 29 | 11 | 0.00048884 | 0.00050016 | 0.0004503 | 0.00048374 | 0.00049708 | 0.00045238 | 0.00046492
| 3 | 29 | 12 | 0.00060066 | 0.00061394 | 0.0004812 | 0.00057272 | 0.00058109 | 0.00052533 | 0.00052816
| 3 | 29 | 13 | 0.00063205 | 0.0006555 | 0.00055246 | 0.00063753 | 0.00060789 | 0.000571 | 0.00058369
| 3 | 29 | 14 | 0.00061331 | 0.00062111 | 0.00057304 | 0.00066671 | 0.00063679 | 0.00061349 | 0.00059163
| 3 | 29 | 15 | 0.00058266 | 0.00057172 | 0.00054709 | 0.00058522 | 0.00057405 | 0.00058608 | 0.00056241
| 3 | 29 | 16 | 0.00047864 | 0.00047549 | 0.00045409 | 0.000479 | 0.00048664 | 0.00044609 | 0.00046203
| 3 | 29 | 17 | 0.0003334 | 0.00032301 | 0.00029695 | 0.0003412 | 0.00032836 | 0.00030699 | 0.00031019
| 3 | 29 | 18 | 0.00013928 | 0.00015406 | 0.00012883 | 0.0001612 | 0.0001671 | 0.00015756 | 0.00013611
| 3 | 29 | 19 | 6.953e-06 | 7.0791e-06 | 5.5779e-06 | 1.1075e-05 | 1.5594e-05 | 8.2907e-06 | 6.3714e-06
| 3 | 29 | 20 | 0 | 0 | 0 | 0 | 0 | 0 | 0
| 3 | 29 | 21 | 0 | 0 | 0 | 0 | 0 | 0 | 0
| 3 | 29 | 22 | 0 | 0 | 0 | 0 | 0 | 0 | 0
| 3 | 29 | 23 | 0 | 0 | 0 | 0 | 0 | 0 | 0
| 3 | 29 | 24 | 0 | 0 | 0 | 0 | 0 | 0 | 0
| 3 | 30 | 1 | 0 | 0 | 0 | 0 | 0 | 0 | 0
| 3 | 30 | 2 | 0 | 0 | 0 | 0 | 0 | 0 | 0
| 3 | 30 | 3 | 0 | 0 | 0 | 0 | 0 | 0 | 0
| 3 | 30 | 4 | 0 | 0 | 0 | 0 | 0 | 0 | 0
| 3 | 30 | 5 | 0 | 0 | 0 | 0 | 0 | 0 | 0
| 3 | 30 | 6 | 0 | 0 | 0 | 0 | 0 | 0 | 0
| 3 | 30 | 7 | 0 | 0 | 0 | 0 | 0 | 0 | 0
| 3 | 30 | 8 | 5.8081e-05 | 6.6187e-05 | 5.9323e-05 | 6.1882e-05 | 5.459e-05 | 6.4634e-05 | 5.9803e-05
| 3 | 30 | 9 | 0.00020811 | 0.0002204 | 0.00019189 | 0.00020653 | 0.00018786 | 0.00021093 | 0.0001999
| 3 | 30 | 10 | 0.00035783 | 0.00038777 | 0.00032915 | 0.00035271 | 0.00035505 | 0.00033278 | 0.00034142
| 3 | 30 | 11 | 0.00048884 | 0.00050016 | 0.0004503 | 0.00048374 | 0.00049708 | 0.00045238 | 0.00046492
| 3 | 30 | 12 | 0.00060066 | 0.00061394 | 0.0004812 | 0.00057272 | 0.00058109 | 0.00052533 | 0.00052816
| 3 | 30 | 13 | 0.00063205 | 0.0006555 | 0.00055246 | 0.00063753 | 0.00060789 | 0.000571 | 0.00058369
| 3 | 30 | 14 | 0.00061331 | 0.00062111 | 0.00057304 | 0.00066671 | 0.00063679 | 0.00061349 | 0.00059163
| 3 | 30 | 15 | 0.00058266 | 0.00057172 | 0.00054709 | 0.00058522 | 0.00057405 | 0.00058608 | 0.00056241
| 3 | 30 | 16 | 0.00047864 | 0.00047549 | 0.00045409 | 0.000479 | 0.00048664 | 0.00044609 | 0.00046203
| 3 | 30 | 17 | 0.0003334 | 0.00032301 | 0.00029695 | 0.0003412 | 0.00032836 | 0.00030699 | 0.00031019
| 3 | 30 | 18 | 0.00013928 | 0.00015406 | 0.00012883 | 0.0001612 | 0.0001671 | 0.00015756 | 0.00013611
| 3 | 30 | 19 | 6.953e-06 | 7.0791e-06 | 5.5779e-06 | 1.1075e-05 | 1.5594e-05 | 8.2907e-06 | 6.3714e-06
| 3 | 30 | 20 | 0 | 0 | 0 | 0 | 0 | 0 | 0
| 3 | 30 | 21 | 0 | 0 | 0 | 0 | 0 | 0 | 0
| 3 | 30 | 22 | 0 | 0 | 0 | 0 | 0 | 0 | 0
| 3 | 30 | 23 | 0 | 0 | 0 | 0 | 0 | 0 | 0
| 3 | 30 | 24 | 0 | 0 | 0 | 0 | 0 | 0 | 0
| 3 | 31 | 1 | 0 | 0 | 0 | 0 | 0 | 0 | 0
| 3 | 31 | 2 | 0 | 0 | 0 | 0 | 0 | 0 | 0
| 3 | 31 | 3 | 0 | 0 | 0 | 0 | 0 | 0 | 0
| 3 | 31 | 4 | 0 | 0 | 0 | 0 | 0 | 0 | 0
| 3 | 31 | 5 | 0 | 0 | 0 | 0 | 0 | 0 | 0
| 3 | 31 | 6 | 0 | 0 | 0 | 0 | 0 | 0 | 0
| 3 | 31 | 7 | 0 | 0 | 0 | 0 | 0 | 0 | 0
| 3 | 31 | 8 | 5.8081e-05 | 6.6187e-05 | 5.9323e-05 | 6.1882e-05 | 5.459e-05 | 6.4634e-05 | 5.9803e-05
| 3 | 31 | 9 | 0.00020811 | 0.0002204 | 0.00019189 | 0.00020653 | 0.00018786 | 0.00021093 | 0.0001999
| 3 | 31 | 10 | 0.00035783 | 0.00038777 | 0.00032915 | 0.00035271 | 0.00035505 | 0.00033278 | 0.00034142
| 3 | 31 | 11 | 0.00048884 | 0.00050016 | 0.0004503 | 0.00048374 | 0.00049708 | 0.00045238 | 0.00046492
| 3 | 31 | 12 | 0.00060066 | 0.00061394 | 0.0004812 | 0.00057272 | 0.00058109 | 0.00052533 | 0.00052816
| 3 | 31 | 13 | 0.00063205 | 0.0006555 | 0.00055246 | 0.00063753 | 0.00060789 | 0.000571 | 0.00058369
| 3 | 31 | 14 | 0.00061331 | 0.00062111 | 0.00057304 | 0.00066671 | 0.00063679 | 0.00061349 | 0.00059163
| 3 | 31 | 15 | 0.00058266 | 0.00057172 | 0.00054709 | 0.00058522 | 0.00057405 | 0.00058608 | 0.00056241
| 3 | 31 | 16 | 0.00047864 | 0.00047549 | 0.00045409 | 0.000479 | 0.00048664 | 0.00044609 | 0.00046203
| 3 | 31 | 17 | 0.0003334 | 0.00032301 | 0.00029695 | 0.0003412 | 0.00032836 | 0.00030699 | 0.00031019
| 3 | 31 | 18 | 0.00013928 | 0.00015406 | 0.00012883 | 0.0001612 | 0.0001671 | 0.00015756 | 0.00013611
| 3 | 31 | 19 | 6.953e-06 | 7.0791e-06 | 5.5779e-06 | 1.1075e-05 | 1.5594e-05 | 8.2907e-06 | 6.3714e-06
| 3 | 31 | 20 | 0 | 0 | 0 | 0 | 0 | 0 | 0
| 3 | 31 | 21 | 0 | 0 | 0 | 0 | 0 | 0 | 0
| 3 | 31 | 22 | 0 | 0 | 0 | 0 | 0 | 0 | 0
| 3 | 31 | 23 | 0 | 0 | 0 | 0 | 0 | 0 | 0
| 3 | 31 | 24 | 0 | 0 | 0 | 0 | 0 | 0 | 0
| 4 | 1 | 1 | 0 | 0 | 0 | 0 | 0 | 0 | 0
| 4 | 1 | 2 | 0 | 0 | 0 | 0 | 0 | 0 | 0
| 4 | 1 | 3 | 0 | 0 | 0 | 0 | 0 | 0 | 0
| 4 | 1 | 4 | 0 | 0 | 0 | 0 | 0 | 0 | 0
| 4 | 1 | 5 | 0 | 0 | 0 | 0 | 0 | 0 | 0
| 4 | 1 | 6 | 0 | 0 | 0 | 0 | 0 | 0 | 0
| 4 | 1 | 7 | 1.3783e-05 | 1.7038e-05 | 1.6976e-05 | 1.2447e-05 | 9.2492e-06 | 1.1125e-05 | 1.5499e-05
| 4 | 1 | 8 | 0.00011761 | 0.00011694 | 0.00011503 | 0.00012785 | 0.00011804 | 9.5237e-05 | 0.00011426
| 4 | 1 | 9 | 0.00026808 | 0.00025101 | 0.00024622 | 0.00025585 | 0.00029214 | 0.00021049 | 0.00025006
| 4 | 1 | 10 | 0.00042399 | 0.00038261 | 0.00038906 | 0.00042272 | 0.00042904 | 0.00035833 | 0.00039649
| 4 | 1 | 11 | 0.00053571 | 0.0005028 | 0.00051006 | 0.00056259 | 0.00056316 | 0.00050005 | 0.00051666
| 4 | 1 | 12 | 0.00060991 | 0.0005861 | 0.00056101 | 0.0006332 | 0.00064813 | 0.00057056 | 0.00057816
| 4 | 1 | 13 | 0.00064874 | 0.00060104 | 0.00059727 | 0.00068152 | 0.00067558 | 0.0006324 | 0.00061608
| 4 | 1 | 14 | 0.00063878 | 0.00058741 | 0.0006002 | 0.00064697 | 0.00064793 | 0.00059859 | 0.00061088
| 4 | 1 | 15 | 0.00055461 | 0.00058221 | 0.00053514 | 0.00062443 | 0.00059143 | 0.00057079 | 0.0005472
| 4 | 1 | 16 | 0.00047113 | 0.00048239 | 0.00043977 | 0.00048604 | 0.0004977 | 0.0004702 | 0.00045442
| 4 | 1 | 17 | 0.00034083 | 0.00033394 | 0.00031887 | 0.0003478 | 0.00034692 | 0.00031942 | 0.0003264
| 4 | 1 | 18 | 0.00015703 | 0.00015976 | 0.00015964 | 0.00016565 | 0.00017296 | 0.0001599 | 0.00015901
| 4 | 1 | 19 | 2.4573e-05 | 2.3809e-05 | 2.1265e-05 | 2.7526e-05 | 3.0786e-05 | 2.4143e-05 | 2.2692e-05
| 4 | 1 | 20 | 0 | 0 | 0 | 0 | 0 | 0 | 0
| 4 | 1 | 21 | 0 | 0 | 0 | 0 | 0 | 0 | 0
| 4 | 1 | 22 | 0 | 0 | 0 | 0 | 0 | 0 | 0
| 4 | 1 | 23 | 0 | 0 | 0 | 0 | 0 | 0 | 0
| 4 | 1 | 24 | 0 | 0 | 0 | 0 | 0 | 0 | 0
| 4 | 2 | 1 | 0 | 0 | 0 | 0 | 0 | 0 | 0
| 4 | 2 | 2 | 0 | 0 | 0 | 0 | 0 | 0 | 0
| 4 | 2 | 3 | 0 | 0 | 0 | 0 | 0 | 0 | 0
| 4 | 2 | 4 | 0 | 0 | 0 | 0 | 0 | 0 | 0
| 4 | 2 | 5 | 0 | 0 | 0 | 0 | 0 | 0 | 0
| 4 | 2 | 6 | 0 | 0 | 0 | 0 | 0 | 0 | 0
| 4 | 2 | 7 | 1.3783e-05 | 1.7038e-05 | 1.6976e-05 | 1.2447e-05 | 9.2492e-06 | 1.1125e-05 | 1.5499e-05
| 4 | 2 | 8 | 0.00011761 | 0.00011694 | 0.00011503 | 0.00012785 | 0.00011804 | 9.5237e-05 | 0.00011426
| 4 | 2 | 9 | 0.00026808 | 0.00025101 | 0.00024622 | 0.00025585 | 0.00029214 | 0.00021049 | 0.00025006
| 4 | 2 | 10 | 0.00042399 | 0.00038261 | 0.00038906 | 0.00042272 | 0.00042904 | 0.00035833 | 0.00039649
| 4 | 2 | 11 | 0.00053571 | 0.0005028 | 0.00051006 | 0.00056259 | 0.00056316 | 0.00050005 | 0.00051666
| 4 | 2 | 12 | 0.00060991 | 0.0005861 | 0.00056101 | 0.0006332 | 0.00064813 | 0.00057056 | 0.00057816
| 4 | 2 | 13 | 0.00064874 | 0.00060104 | 0.00059727 | 0.00068152 | 0.00067558 | 0.0006324 | 0.00061608
| 4 | 2 | 14 | 0.00063878 | 0.00058741 | 0.0006002 | 0.00064697 | 0.00064793 | 0.00059859 | 0.00061088
| 4 | 2 | 15 | 0.00055461 | 0.00058221 | 0.00053514 | 0.00062443 | 0.00059143 | 0.00057079 | 0.0005472
| 4 | 2 | 16 | 0.00047113 | 0.00048239 | 0.00043977 | 0.00048604 | 0.0004977 | 0.0004702 | 0.00045442
| 4 | 2 | 17 | 0.00034083 | 0.00033394 | 0.00031887 | 0.0003478 | 0.00034692 | 0.00031942 | 0.0003264
| 4 | 2 | 18 | 0.00015703 | 0.00015976 | 0.00015964 | 0.00016565 | 0.00017296 | 0.0001599 | 0.00015901
| 4 | 2 | 19 | 2.4573e-05 | 2.3809e-05 | 2.1265e-05 | 2.7526e-05 | 3.0786e-05 | 2.4143e-05 | 2.2692e-05
| 4 | 2 | 20 | 0 | 0 | 0 | 0 | 0 | 0 | 0
| 4 | 2 | 21 | 0 | 0 | 0 | 0 | 0 | 0 | 0
| 4 | 2 | 22 | 0 | 0 | 0 | 0 | 0 | 0 | 0
| 4 | 2 | 23 | 0 | 0 | 0 | 0 | 0 | 0 | 0
| 4 | 2 | 24 | 0 | 0 | 0 | 0 | 0 | 0 | 0
| 4 | 3 | 1 | 0 | 0 | 0 | 0 | 0 | 0 | 0
| 4 | 3 | 2 | 0 | 0 | 0 | 0 | 0 | 0 | 0
| 4 | 3 | 3 | 0 | 0 | 0 | 0 | 0 | 0 | 0
| 4 | 3 | 4 | 0 | 0 | 0 | 0 | 0 | 0 | 0
| 4 | 3 | 5 | 0 | 0 | 0 | 0 | 0 | 0 | 0
| 4 | 3 | 6 | 0 | 0 | 0 | 0 | 0 | 0 | 0
| 4 | 3 | 7 | 1.3783e-05 | 1.7038e-05 | 1.6976e-05 | 1.2447e-05 | 9.2492e-06 | 1.1125e-05 | 1.5499e-05
| 4 | 3 | 8 | 0.00011761 | 0.00011694 | 0.00011503 | 0.00012785 | 0.00011804 | 9.5237e-05 | 0.00011426
| 4 | 3 | 9 | 0.00026808 | 0.00025101 | 0.00024622 | 0.00025585 | 0.00029214 | 0.00021049 | 0.00025006
| 4 | 3 | 10 | 0.00042399 | 0.00038261 | 0.00038906 | 0.00042272 | 0.00042904 | 0.00035833 | 0.00039649
| 4 | 3 | 11 | 0.00053571 | 0.0005028 | 0.00051006 | 0.00056259 | 0.00056316 | 0.00050005 | 0.00051666
| 4 | 3 | 12 | 0.00060991 | 0.0005861 | 0.00056101 | 0.0006332 | 0.00064813 | 0.00057056 | 0.00057816
| 4 | 3 | 13 | 0.00064874 | 0.00060104 | 0.00059727 | 0.00068152 | 0.00067558 | 0.0006324 | 0.00061608
| 4 | 3 | 14 | 0.00063878 | 0.00058741 | 0.0006002 | 0.00064697 | 0.00064793 | 0.00059859 | 0.00061088
| 4 | 3 | 15 | 0.00055461 | 0.00058221 | 0.00053514 | 0.00062443 | 0.00059143 | 0.00057079 | 0.0005472
| 4 | 3 | 16 | 0.00047113 | 0.00048239 | 0.00043977 | 0.00048604 | 0.0004977 | 0.0004702 | 0.00045442
| 4 | 3 | 17 | 0.00034083 | 0.00033394 | 0.00031887 | 0.0003478 | 0.00034692 | 0.00031942 | 0.0003264
| 4 | 3 | 18 | 0.00015703 | 0.00015976 | 0.00015964 | 0.00016565 | 0.00017296 | 0.0001599 | 0.00015901
| 4 | 3 | 19 | 2.4573e-05 | 2.3809e-05 | 2.1265e-05 | 2.7526e-05 | 3.0786e-05 | 2.4143e-05 | 2.2692e-05
| 4 | 3 | 20 | 0 | 0 | 0 | 0 | 0 | 0 | 0
| 4 | 3 | 21 | 0 | 0 | 0 | 0 | 0 | 0 | 0
| 4 | 3 | 22 | 0 | 0 | 0 | 0 | 0 | 0 | 0
| 4 | 3 | 23 | 0 | 0 | 0 | 0 | 0 | 0 | 0
| 4 | 3 | 24 | 0 | 0 | 0 | 0 | 0 | 0 | 0
| 4 | 4 | 1 | 0 | 0 | 0 | 0 | 0 | 0 | 0
| 4 | 4 | 2 | 0 | 0 | 0 | 0 | 0 | 0 | 0
| 4 | 4 | 3 | 0 | 0 | 0 | 0 | 0 | 0 | 0
| 4 | 4 | 4 | 0 | 0 | 0 | 0 | 0 | 0 | 0
| 4 | 4 | 5 | 0 | 0 | 0 | 0 | 0 | 0 | 0
| 4 | 4 | 6 | 0 | 0 | 0 | 0 | 0 | 0 | 0
| 4 | 4 | 7 | 1.3783e-05 | 1.7038e-05 | 1.6976e-05 | 1.2447e-05 | 9.2492e-06 | 1.1125e-05 | 1.5499e-05
| 4 | 4 | 8 | 0.00011761 | 0.00011694 | 0.00011503 | 0.00012785 | 0.00011804 | 9.5237e-05 | 0.00011426
| 4 | 4 | 9 | 0.00026808 | 0.00025101 | 0.00024622 | 0.00025585 | 0.00029214 | 0.00021049 | 0.00025006
| 4 | 4 | 10 | 0.00042399 | 0.00038261 | 0.00038906 | 0.00042272 | 0.00042904 | 0.00035833 | 0.00039649
| 4 | 4 | 11 | 0.00053571 | 0.0005028 | 0.00051006 | 0.00056259 | 0.00056316 | 0.00050005 | 0.00051666
| 4 | 4 | 12 | 0.00060991 | 0.0005861 | 0.00056101 | 0.0006332 | 0.00064813 | 0.00057056 | 0.00057816
| 4 | 4 | 13 | 0.00064874 | 0.00060104 | 0.00059727 | 0.00068152 | 0.00067558 | 0.0006324 | 0.00061608
| 4 | 4 | 14 | 0.00063878 | 0.00058741 | 0.0006002 | 0.00064697 | 0.00064793 | 0.00059859 | 0.00061088
| 4 | 4 | 15 | 0.00055461 | 0.00058221 | 0.00053514 | 0.00062443 | 0.00059143 | 0.00057079 | 0.0005472
| 4 | 4 | 16 | 0.00047113 | 0.00048239 | 0.00043977 | 0.00048604 | 0.0004977 | 0.0004702 | 0.00045442
| 4 | 4 | 17 | 0.00034083 | 0.00033394 | 0.00031887 | 0.0003478 | 0.00034692 | 0.00031942 | 0.0003264
| 4 | 4 | 18 | 0.00015703 | 0.00015976 | 0.00015964 | 0.00016565 | 0.00017296 | 0.0001599 | 0.00015901
| 4 | 4 | 19 | 2.4573e-05 | 2.3809e-05 | 2.1265e-05 | 2.7526e-05 | 3.0786e-05 | 2.4143e-05 | 2.2692e-05
| 4 | 4 | 20 | 0 | 0 | 0 | 0 | 0 | 0 | 0
| 4 | 4 | 21 | 0 | 0 | 0 | 0 | 0 | 0 | 0
| 4 | 4 | 22 | 0 | 0 | 0 | 0 | 0 | 0 | 0
| 4 | 4 | 23 | 0 | 0 | 0 | 0 | 0 | 0 | 0
| 4 | 4 | 24 | 0 | 0 | 0 | 0 | 0 | 0 | 0
| 4 | 5 | 1 | 0 | 0 | 0 | 0 | 0 | 0 | 0
| 4 | 5 | 2 | 0 | 0 | 0 | 0 | 0 | 0 | 0
| 4 | 5 | 3 | 0 | 0 | 0 | 0 | 0 | 0 | 0
| 4 | 5 | 4 | 0 | 0 | 0 | 0 | 0 | 0 | 0
| 4 | 5 | 5 | 0 | 0 | 0 | 0 | 0 | 0 | 0
| 4 | 5 | 6 | 0 | 0 | 0 | 0 | 0 | 0 | 0
| 4 | 5 | 7 | 1.3783e-05 | 1.7038e-05 | 1.6976e-05 | 1.2447e-05 | 9.2492e-06 | 1.1125e-05 | 1.5499e-05
| 4 | 5 | 8 | 0.00011761 | 0.00011694 | 0.00011503 | 0.00012785 | 0.00011804 | 9.5237e-05 | 0.00011426
| 4 | 5 | 9 | 0.00026808 | 0.00025101 | 0.00024622 | 0.00025585 | 0.00029214 | 0.00021049 | 0.00025006
| 4 | 5 | 10 | 0.00042399 | 0.00038261 | 0.00038906 | 0.00042272 | 0.00042904 | 0.00035833 | 0.00039649
| 4 | 5 | 11 | 0.00053571 | 0.0005028 | 0.00051006 | 0.00056259 | 0.00056316 | 0.00050005 | 0.00051666
| 4 | 5 | 12 | 0.00060991 | 0.0005861 | 0.00056101 | 0.0006332 | 0.00064813 | 0.00057056 | 0.00057816
| 4 | 5 | 13 | 0.00064874 | 0.00060104 | 0.00059727 | 0.00068152 | 0.00067558 | 0.0006324 | 0.00061608
| 4 | 5 | 14 | 0.00063878 | 0.00058741 | 0.0006002 | 0.00064697 | 0.00064793 | 0.00059859 | 0.00061088
| 4 | 5 | 15 | 0.00055461 | 0.00058221 | 0.00053514 | 0.00062443 | 0.00059143 | 0.00057079 | 0.0005472
| 4 | 5 | 16 | 0.00047113 | 0.00048239 | 0.00043977 | 0.00048604 | 0.0004977 | 0.0004702 | 0.00045442
| 4 | 5 | 17 | 0.00034083 | 0.00033394 | 0.00031887 | 0.0003478 | 0.00034692 | 0.00031942 | 0.0003264
| 4 | 5 | 18 | 0.00015703 | 0.00015976 | 0.00015964 | 0.00016565 | 0.00017296 | 0.0001599 | 0.00015901
| 4 | 5 | 19 | 2.4573e-05 | 2.3809e-05 | 2.1265e-05 | 2.7526e-05 | 3.0786e-05 | 2.4143e-05 | 2.2692e-05
| 4 | 5 | 20 | 0 | 0 | 0 | 0 | 0 | 0 | 0
| 4 | 5 | 21 | 0 | 0 | 0 | 0 | 0 | 0 | 0
| 4 | 5 | 22 | 0 | 0 | 0 | 0 | 0 | 0 | 0
| 4 | 5 | 23 | 0 | 0 | 0 | 0 | 0 | 0 | 0
| 4 | 5 | 24 | 0 | 0 | 0 | 0 | 0 | 0 | 0
| 4 | 6 | 1 | 0 | 0 | 0 | 0 | 0 | 0 | 0
| 4 | 6 | 2 | 0 | 0 | 0 | 0 | 0 | 0 | 0
| 4 | 6 | 3 | 0 | 0 | 0 | 0 | 0 | 0 | 0
| 4 | 6 | 4 | 0 | 0 | 0 | 0 | 0 | 0 | 0
| 4 | 6 | 5 | 0 | 0 | 0 | 0 | 0 | 0 | 0
| 4 | 6 | 6 | 0 | 0 | 0 | 0 | 0 | 0 | 0
| 4 | 6 | 7 | 1.3783e-05 | 1.7038e-05 | 1.6976e-05 | 1.2447e-05 | 9.2492e-06 | 1.1125e-05 | 1.5499e-05
| 4 | 6 | 8 | 0.00011761 | 0.00011694 | 0.00011503 | 0.00012785 | 0.00011804 | 9.5237e-05 | 0.00011426
| 4 | 6 | 9 | 0.00026808 | 0.00025101 | 0.00024622 | 0.00025585 | 0.00029214 | 0.00021049 | 0.00025006
| 4 | 6 | 10 | 0.00042399 | 0.00038261 | 0.00038906 | 0.00042272 | 0.00042904 | 0.00035833 | 0.00039649
| 4 | 6 | 11 | 0.00053571 | 0.0005028 | 0.00051006 | 0.00056259 | 0.00056316 | 0.00050005 | 0.00051666
| 4 | 6 | 12 | 0.00060991 | 0.0005861 | 0.00056101 | 0.0006332 | 0.00064813 | 0.00057056 | 0.00057816
| 4 | 6 | 13 | 0.00064874 | 0.00060104 | 0.00059727 | 0.00068152 | 0.00067558 | 0.0006324 | 0.00061608
| 4 | 6 | 14 | 0.00063878 | 0.00058741 | 0.0006002 | 0.00064697 | 0.00064793 | 0.00059859 | 0.00061088
| 4 | 6 | 15 | 0.00055461 | 0.00058221 | 0.00053514 | 0.00062443 | 0.00059143 | 0.00057079 | 0.0005472
| 4 | 6 | 16 | 0.00047113 | 0.00048239 | 0.00043977 | 0.00048604 | 0.0004977 | 0.0004702 | 0.00045442
| 4 | 6 | 17 | 0.00034083 | 0.00033394 | 0.00031887 | 0.0003478 | 0.00034692 | 0.00031942 | 0.0003264
| 4 | 6 | 18 | 0.00015703 | 0.00015976 | 0.00015964 | 0.00016565 | 0.00017296 | 0.0001599 | 0.00015901
| 4 | 6 | 19 | 2.4573e-05 | 2.3809e-05 | 2.1265e-05 | 2.7526e-05 | 3.0786e-05 | 2.4143e-05 | 2.2692e-05
| 4 | 6 | 20 | 0 | 0 | 0 | 0 | 0 | 0 | 0
| 4 | 6 | 21 | 0 | 0 | 0 | 0 | 0 | 0 | 0
| 4 | 6 | 22 | 0 | 0 | 0 | 0 | 0 | 0 | 0
| 4 | 6 | 23 | 0 | 0 | 0 | 0 | 0 | 0 | 0
| 4 | 6 | 24 | 0 | 0 | 0 | 0 | 0 | 0 | 0
| 4 | 7 | 1 | 0 | 0 | 0 | 0 | 0 | 0 | 0
| 4 | 7 | 2 | 0 | 0 | 0 | 0 | 0 | 0 | 0
| 4 | 7 | 3 | 0 | 0 | 0 | 0 | 0 | 0 | 0
| 4 | 7 | 4 | 0 | 0 | 0 | 0 | 0 | 0 | 0
| 4 | 7 | 5 | 0 | 0 | 0 | 0 | 0 | 0 | 0
| 4 | 7 | 6 | 0 | 0 | 0 | 0 | 0 | 0 | 0
| 4 | 7 | 7 | 1.3783e-05 | 1.7038e-05 | 1.6976e-05 | 1.2447e-05 | 9.2492e-06 | 1.1125e-05 | 1.5499e-05
| 4 | 7 | 8 | 0.00011761 | 0.00011694 | 0.00011503 | 0.00012785 | 0.00011804 | 9.5237e-05 | 0.00011426
| 4 | 7 | 9 | 0.00026808 | 0.00025101 | 0.00024622 | 0.00025585 | 0.00029214 | 0.00021049 | 0.00025006
| 4 | 7 | 10 | 0.00042399 | 0.00038261 | 0.00038906 | 0.00042272 | 0.00042904 | 0.00035833 | 0.00039649
| 4 | 7 | 11 | 0.00053571 | 0.0005028 | 0.00051006 | 0.00056259 | 0.00056316 | 0.00050005 | 0.00051666
| 4 | 7 | 12 | 0.00060991 | 0.0005861 | 0.00056101 | 0.0006332 | 0.00064813 | 0.00057056 | 0.00057816
| 4 | 7 | 13 | 0.00064874 | 0.00060104 | 0.00059727 | 0.00068152 | 0.00067558 | 0.0006324 | 0.00061608
| 4 | 7 | 14 | 0.00063878 | 0.00058741 | 0.0006002 | 0.00064697 | 0.00064793 | 0.00059859 | 0.00061088
| 4 | 7 | 15 | 0.00055461 | 0.00058221 | 0.00053514 | 0.00062443 | 0.00059143 | 0.00057079 | 0.0005472
| 4 | 7 | 16 | 0.00047113 | 0.00048239 | 0.00043977 | 0.00048604 | 0.0004977 | 0.0004702 | 0.00045442
| 4 | 7 | 17 | 0.00034083 | 0.00033394 | 0.00031887 | 0.0003478 | 0.00034692 | 0.00031942 | 0.0003264
| 4 | 7 | 18 | 0.00015703 | 0.00015976 | 0.00015964 | 0.00016565 | 0.00017296 | 0.0001599 | 0.00015901
| 4 | 7 | 19 | 2.4573e-05 | 2.3809e-05 | 2.1265e-05 | 2.7526e-05 | 3.0786e-05 | 2.4143e-05 | 2.2692e-05
| 4 | 7 | 20 | 0 | 0 | 0 | 0 | 0 | 0 | 0
| 4 | 7 | 21 | 0 | 0 | 0 | 0 | 0 | 0 | 0
| 4 | 7 | 22 | 0 | 0 | 0 | 0 | 0 | 0 | 0
| 4 | 7 | 23 | 0 | 0 | 0 | 0 | 0 | 0 | 0
| 4 | 7 | 24 | 0 | 0 | 0 | 0 | 0 | 0 | 0
| 4 | 8 | 1 | 0 | 0 | 0 | 0 | 0 | 0 | 0
| 4 | 8 | 2 | 0 | 0 | 0 | 0 | 0 | 0 | 0
| 4 | 8 | 3 | 0 | 0 | 0 | 0 | 0 | 0 | 0
| 4 | 8 | 4 | 0 | 0 | 0 | 0 | 0 | 0 | 0
| 4 | 8 | 5 | 0 | 0 | 0 | 0 | 0 | 0 | 0
| 4 | 8 | 6 | 0 | 0 | 0 | 0 | 0 | 0 | 0
| 4 | 8 | 7 | 1.3783e-05 | 1.7038e-05 | 1.6976e-05 | 1.2447e-05 | 9.2492e-06 | 1.1125e-05 | 1.5499e-05
| 4 | 8 | 8 | 0.00011761 | 0.00011694 | 0.00011503 | 0.00012785 | 0.00011804 | 9.5237e-05 | 0.00011426
| 4 | 8 | 9 | 0.00026808 | 0.00025101 | 0.00024622 | 0.00025585 | 0.00029214 | 0.00021049 | 0.00025006
| 4 | 8 | 10 | 0.00042399 | 0.00038261 | 0.00038906 | 0.00042272 | 0.00042904 | 0.00035833 | 0.00039649
| 4 | 8 | 11 | 0.00053571 | 0.0005028 | 0.00051006 | 0.00056259 | 0.00056316 | 0.00050005 | 0.00051666
| 4 | 8 | 12 | 0.00060991 | 0.0005861 | 0.00056101 | 0.0006332 | 0.00064813 | 0.00057056 | 0.00057816
| 4 | 8 | 13 | 0.00064874 | 0.00060104 | 0.00059727 | 0.00068152 | 0.00067558 | 0.0006324 | 0.00061608
| 4 | 8 | 14 | 0.00063878 | 0.00058741 | 0.0006002 | 0.00064697 | 0.00064793 | 0.00059859 | 0.00061088
| 4 | 8 | 15 | 0.00055461 | 0.00058221 | 0.00053514 | 0.00062443 | 0.00059143 | 0.00057079 | 0.0005472
| 4 | 8 | 16 | 0.00047113 | 0.00048239 | 0.00043977 | 0.00048604 | 0.0004977 | 0.0004702 | 0.00045442
| 4 | 8 | 17 | 0.00034083 | 0.00033394 | 0.00031887 | 0.0003478 | 0.00034692 | 0.00031942 | 0.0003264
| 4 | 8 | 18 | 0.00015703 | 0.00015976 | 0.00015964 | 0.00016565 | 0.00017296 | 0.0001599 | 0.00015901
| 4 | 8 | 19 | 2.4573e-05 | 2.3809e-05 | 2.1265e-05 | 2.7526e-05 | 3.0786e-05 | 2.4143e-05 | 2.2692e-05
| 4 | 8 | 20 | 0 | 0 | 0 | 0 | 0 | 0 | 0
| 4 | 8 | 21 | 0 | 0 | 0 | 0 | 0 | 0 | 0
| 4 | 8 | 22 | 0 | 0 | 0 | 0 | 0 | 0 | 0
| 4 | 8 | 23 | 0 | 0 | 0 | 0 | 0 | 0 | 0
| 4 | 8 | 24 | 0 | 0 | 0 | 0 | 0 | 0 | 0
| 4 | 9 | 1 | 0 | 0 | 0 | 0 | 0 | 0 | 0
| 4 | 9 | 2 | 0 | 0 | 0 | 0 | 0 | 0 | 0
| 4 | 9 | 3 | 0 | 0 | 0 | 0 | 0 | 0 | 0
| 4 | 9 | 4 | 0 | 0 | 0 | 0 | 0 | 0 | 0
| 4 | 9 | 5 | 0 | 0 | 0 | 0 | 0 | 0 | 0
| 4 | 9 | 6 | 0 | 0 | 0 | 0 | 0 | 0 | 0
| 4 | 9 | 7 | 1.3783e-05 | 1.7038e-05 | 1.6976e-05 | 1.2447e-05 | 9.2492e-06 | 1.1125e-05 | 1.5499e-05
| 4 | 9 | 8 | 0.00011761 | 0.00011694 | 0.00011503 | 0.00012785 | 0.00011804 | 9.5237e-05 | 0.00011426
| 4 | 9 | 9 | 0.00026808 | 0.00025101 | 0.00024622 | 0.00025585 | 0.00029214 | 0.00021049 | 0.00025006
| 4 | 9 | 10 | 0.00042399 | 0.00038261 | 0.00038906 | 0.00042272 | 0.00042904 | 0.00035833 | 0.00039649
| 4 | 9 | 11 | 0.00053571 | 0.0005028 | 0.00051006 | 0.00056259 | 0.00056316 | 0.00050005 | 0.00051666
| 4 | 9 | 12 | 0.00060991 | 0.0005861 | 0.00056101 | 0.0006332 | 0.00064813 | 0.00057056 | 0.00057816
| 4 | 9 | 13 | 0.00064874 | 0.00060104 | 0.00059727 | 0.00068152 | 0.00067558 | 0.0006324 | 0.00061608
| 4 | 9 | 14 | 0.00063878 | 0.00058741 | 0.0006002 | 0.00064697 | 0.00064793 | 0.00059859 | 0.00061088
| 4 | 9 | 15 | 0.00055461 | 0.00058221 | 0.00053514 | 0.00062443 | 0.00059143 | 0.00057079 | 0.0005472
| 4 | 9 | 16 | 0.00047113 | 0.00048239 | 0.00043977 | 0.00048604 | 0.0004977 | 0.0004702 | 0.00045442
| 4 | 9 | 17 | 0.00034083 | 0.00033394 | 0.00031887 | 0.0003478 | 0.00034692 | 0.00031942 | 0.0003264
| 4 | 9 | 18 | 0.00015703 | 0.00015976 | 0.00015964 | 0.00016565 | 0.00017296 | 0.0001599 | 0.00015901
| 4 | 9 | 19 | 2.4573e-05 | 2.3809e-05 | 2.1265e-05 | 2.7526e-05 | 3.0786e-05 | 2.4143e-05 | 2.2692e-05
| 4 | 9 | 20 | 0 | 0 | 0 | 0 | 0 | 0 | 0
| 4 | 9 | 21 | 0 | 0 | 0 | 0 | 0 | 0 | 0
| 4 | 9 | 22 | 0 | 0 | 0 | 0 | 0 | 0 | 0
| 4 | 9 | 23 | 0 | 0 | 0 | 0 | 0 | 0 | 0
| 4 | 9 | 24 | 0 | 0 | 0 | 0 | 0 | 0 | 0
| 4 | 10 | 1 | 0 | 0 | 0 | 0 | 0 | 0 | 0
| 4 | 10 | 2 | 0 | 0 | 0 | 0 | 0 | 0 | 0
| 4 | 10 | 3 | 0 | 0 | 0 | 0 | 0 | 0 | 0
| 4 | 10 | 4 | 0 | 0 | 0 | 0 | 0 | 0 | 0
| 4 | 10 | 5 | 0 | 0 | 0 | 0 | 0 | 0 | 0
| 4 | 10 | 6 | 0 | 0 | 0 | 0 | 0 | 0 | 0
| 4 | 10 | 7 | 1.3783e-05 | 1.7038e-05 | 1.6976e-05 | 1.2447e-05 | 9.2492e-06 | 1.1125e-05 | 1.5499e-05
| 4 | 10 | 8 | 0.00011761 | 0.00011694 | 0.00011503 | 0.00012785 | 0.00011804 | 9.5237e-05 | 0.00011426
| 4 | 10 | 9 | 0.00026808 | 0.00025101 | 0.00024622 | 0.00025585 | 0.00029214 | 0.00021049 | 0.00025006
| 4 | 10 | 10 | 0.00042399 | 0.00038261 | 0.00038906 | 0.00042272 | 0.00042904 | 0.00035833 | 0.00039649
| 4 | 10 | 11 | 0.00053571 | 0.0005028 | 0.00051006 | 0.00056259 | 0.00056316 | 0.00050005 | 0.00051666
| 4 | 10 | 12 | 0.00060991 | 0.0005861 | 0.00056101 | 0.0006332 | 0.00064813 | 0.00057056 | 0.00057816
| 4 | 10 | 13 | 0.00064874 | 0.00060104 | 0.00059727 | 0.00068152 | 0.00067558 | 0.0006324 | 0.00061608
| 4 | 10 | 14 | 0.00063878 | 0.00058741 | 0.0006002 | 0.00064697 | 0.00064793 | 0.00059859 | 0.00061088
| 4 | 10 | 15 | 0.00055461 | 0.00058221 | 0.00053514 | 0.00062443 | 0.00059143 | 0.00057079 | 0.0005472
| 4 | 10 | 16 | 0.00047113 | 0.00048239 | 0.00043977 | 0.00048604 | 0.0004977 | 0.0004702 | 0.00045442
| 4 | 10 | 17 | 0.00034083 | 0.00033394 | 0.00031887 | 0.0003478 | 0.00034692 | 0.00031942 | 0.0003264
| 4 | 10 | 18 | 0.00015703 | 0.00015976 | 0.00015964 | 0.00016565 | 0.00017296 | 0.0001599 | 0.00015901
| 4 | 10 | 19 | 2.4573e-05 | 2.3809e-05 | 2.1265e-05 | 2.7526e-05 | 3.0786e-05 | 2.4143e-05 | 2.2692e-05
| 4 | 10 | 20 | 0 | 0 | 0 | 0 | 0 | 0 | 0
| 4 | 10 | 21 | 0 | 0 | 0 | 0 | 0 | 0 | 0
| 4 | 10 | 22 | 0 | 0 | 0 | 0 | 0 | 0 | 0
| 4 | 10 | 23 | 0 | 0 | 0 | 0 | 0 | 0 | 0
| 4 | 10 | 24 | 0 | 0 | 0 | 0 | 0 | 0 | 0
| 4 | 11 | 1 | 0 | 0 | 0 | 0 | 0 | 0 | 0
| 4 | 11 | 2 | 0 | 0 | 0 | 0 | 0 | 0 | 0
| 4 | 11 | 3 | 0 | 0 | 0 | 0 | 0 | 0 | 0
| 4 | 11 | 4 | 0 | 0 | 0 | 0 | 0 | 0 | 0
| 4 | 11 | 5 | 0 | 0 | 0 | 0 | 0 | 0 | 0
| 4 | 11 | 6 | 0 | 0 | 0 | 0 | 0 | 0 | 0
| 4 | 11 | 7 | 1.3783e-05 | 1.7038e-05 | 1.6976e-05 | 1.2447e-05 | 9.2492e-06 | 1.1125e-05 | 1.5499e-05
| 4 | 11 | 8 | 0.00011761 | 0.00011694 | 0.00011503 | 0.00012785 | 0.00011804 | 9.5237e-05 | 0.00011426
| 4 | 11 | 9 | 0.00026808 | 0.00025101 | 0.00024622 | 0.00025585 | 0.00029214 | 0.00021049 | 0.00025006
| 4 | 11 | 10 | 0.00042399 | 0.00038261 | 0.00038906 | 0.00042272 | 0.00042904 | 0.00035833 | 0.00039649
| 4 | 11 | 11 | 0.00053571 | 0.0005028 | 0.00051006 | 0.00056259 | 0.00056316 | 0.00050005 | 0.00051666
| 4 | 11 | 12 | 0.00060991 | 0.0005861 | 0.00056101 | 0.0006332 | 0.00064813 | 0.00057056 | 0.00057816
| 4 | 11 | 13 | 0.00064874 | 0.00060104 | 0.00059727 | 0.00068152 | 0.00067558 | 0.0006324 | 0.00061608
| 4 | 11 | 14 | 0.00063878 | 0.00058741 | 0.0006002 | 0.00064697 | 0.00064793 | 0.00059859 | 0.00061088
| 4 | 11 | 15 | 0.00055461 | 0.00058221 | 0.00053514 | 0.00062443 | 0.00059143 | 0.00057079 | 0.0005472
| 4 | 11 | 16 | 0.00047113 | 0.00048239 | 0.00043977 | 0.00048604 | 0.0004977 | 0.0004702 | 0.00045442
| 4 | 11 | 17 | 0.00034083 | 0.00033394 | 0.00031887 | 0.0003478 | 0.00034692 | 0.00031942 | 0.0003264
| 4 | 11 | 18 | 0.00015703 | 0.00015976 | 0.00015964 | 0.00016565 | 0.00017296 | 0.0001599 | 0.00015901
| 4 | 11 | 19 | 2.4573e-05 | 2.3809e-05 | 2.1265e-05 | 2.7526e-05 | 3.0786e-05 | 2.4143e-05 | 2.2692e-05
| 4 | 11 | 20 | 0 | 0 | 0 | 0 | 0 | 0 | 0
| 4 | 11 | 21 | 0 | 0 | 0 | 0 | 0 | 0 | 0
| 4 | 11 | 22 | 0 | 0 | 0 | 0 | 0 | 0 | 0
| 4 | 11 | 23 | 0 | 0 | 0 | 0 | 0 | 0 | 0
| 4 | 11 | 24 | 0 | 0 | 0 | 0 | 0 | 0 | 0
| 4 | 12 | 1 | 0 | 0 | 0 | 0 | 0 | 0 | 0
| 4 | 12 | 2 | 0 | 0 | 0 | 0 | 0 | 0 | 0
| 4 | 12 | 3 | 0 | 0 | 0 | 0 | 0 | 0 | 0
| 4 | 12 | 4 | 0 | 0 | 0 | 0 | 0 | 0 | 0
| 4 | 12 | 5 | 0 | 0 | 0 | 0 | 0 | 0 | 0
| 4 | 12 | 6 | 0 | 0 | 0 | 0 | 0 | 0 | 0
| 4 | 12 | 7 | 1.3783e-05 | 1.7038e-05 | 1.6976e-05 | 1.2447e-05 | 9.2492e-06 | 1.1125e-05 | 1.5499e-05
| 4 | 12 | 8 | 0.00011761 | 0.00011694 | 0.00011503 | 0.00012785 | 0.00011804 | 9.5237e-05 | 0.00011426
| 4 | 12 | 9 | 0.00026808 | 0.00025101 | 0.00024622 | 0.00025585 | 0.00029214 | 0.00021049 | 0.00025006
| 4 | 12 | 10 | 0.00042399 | 0.00038261 | 0.00038906 | 0.00042272 | 0.00042904 | 0.00035833 | 0.00039649
| 4 | 12 | 11 | 0.00053571 | 0.0005028 | 0.00051006 | 0.00056259 | 0.00056316 | 0.00050005 | 0.00051666
| 4 | 12 | 12 | 0.00060991 | 0.0005861 | 0.00056101 | 0.0006332 | 0.00064813 | 0.00057056 | 0.00057816
| 4 | 12 | 13 | 0.00064874 | 0.00060104 | 0.00059727 | 0.00068152 | 0.00067558 | 0.0006324 | 0.00061608
| 4 | 12 | 14 | 0.00063878 | 0.00058741 | 0.0006002 | 0.00064697 | 0.00064793 | 0.00059859 | 0.00061088
| 4 | 12 | 15 | 0.00055461 | 0.00058221 | 0.00053514 | 0.00062443 | 0.00059143 | 0.00057079 | 0.0005472
| 4 | 12 | 16 | 0.00047113 | 0.00048239 | 0.00043977 | 0.00048604 | 0.0004977 | 0.0004702 | 0.00045442
| 4 | 12 | 17 | 0.00034083 | 0.00033394 | 0.00031887 | 0.0003478 | 0.00034692 | 0.00031942 | 0.0003264
| 4 | 12 | 18 | 0.00015703 | 0.00015976 | 0.00015964 | 0.00016565 | 0.00017296 | 0.0001599 | 0.00015901
| 4 | 12 | 19 | 2.4573e-05 | 2.3809e-05 | 2.1265e-05 | 2.7526e-05 | 3.0786e-05 | 2.4143e-05 | 2.2692e-05
| 4 | 12 | 20 | 0 | 0 | 0 | 0 | 0 | 0 | 0
| 4 | 12 | 21 | 0 | 0 | 0 | 0 | 0 | 0 | 0
| 4 | 12 | 22 | 0 | 0 | 0 | 0 | 0 | 0 | 0
| 4 | 12 | 23 | 0 | 0 | 0 | 0 | 0 | 0 | 0
| 4 | 12 | 24 | 0 | 0 | 0 | 0 | 0 | 0 | 0
| 4 | 13 | 1 | 0 | 0 | 0 | 0 | 0 | 0 | 0
| 4 | 13 | 2 | 0 | 0 | 0 | 0 | 0 | 0 | 0
| 4 | 13 | 3 | 0 | 0 | 0 | 0 | 0 | 0 | 0
| 4 | 13 | 4 | 0 | 0 | 0 | 0 | 0 | 0 | 0
| 4 | 13 | 5 | 0 | 0 | 0 | 0 | 0 | 0 | 0
| 4 | 13 | 6 | 0 | 0 | 0 | 0 | 0 | 0 | 0
| 4 | 13 | 7 | 1.3783e-05 | 1.7038e-05 | 1.6976e-05 | 1.2447e-05 | 9.2492e-06 | 1.1125e-05 | 1.5499e-05
| 4 | 13 | 8 | 0.00011761 | 0.00011694 | 0.00011503 | 0.00012785 | 0.00011804 | 9.5237e-05 | 0.00011426
| 4 | 13 | 9 | 0.00026808 | 0.00025101 | 0.00024622 | 0.00025585 | 0.00029214 | 0.00021049 | 0.00025006
| 4 | 13 | 10 | 0.00042399 | 0.00038261 | 0.00038906 | 0.00042272 | 0.00042904 | 0.00035833 | 0.00039649
| 4 | 13 | 11 | 0.00053571 | 0.0005028 | 0.00051006 | 0.00056259 | 0.00056316 | 0.00050005 | 0.00051666
| 4 | 13 | 12 | 0.00060991 | 0.0005861 | 0.00056101 | 0.0006332 | 0.00064813 | 0.00057056 | 0.00057816
| 4 | 13 | 13 | 0.00064874 | 0.00060104 | 0.00059727 | 0.00068152 | 0.00067558 | 0.0006324 | 0.00061608
| 4 | 13 | 14 | 0.00063878 | 0.00058741 | 0.0006002 | 0.00064697 | 0.00064793 | 0.00059859 | 0.00061088
| 4 | 13 | 15 | 0.00055461 | 0.00058221 | 0.00053514 | 0.00062443 | 0.00059143 | 0.00057079 | 0.0005472
| 4 | 13 | 16 | 0.00047113 | 0.00048239 | 0.00043977 | 0.00048604 | 0.0004977 | 0.0004702 | 0.00045442
| 4 | 13 | 17 | 0.00034083 | 0.00033394 | 0.00031887 | 0.0003478 | 0.00034692 | 0.00031942 | 0.0003264
| 4 | 13 | 18 | 0.00015703 | 0.00015976 | 0.00015964 | 0.00016565 | 0.00017296 | 0.0001599 | 0.00015901
| 4 | 13 | 19 | 2.4573e-05 | 2.3809e-05 | 2.1265e-05 | 2.7526e-05 | 3.0786e-05 | 2.4143e-05 | 2.2692e-05
| 4 | 13 | 20 | 0 | 0 | 0 | 0 | 0 | 0 | 0
| 4 | 13 | 21 | 0 | 0 | 0 | 0 | 0 | 0 | 0
| 4 | 13 | 22 | 0 | 0 | 0 | 0 | 0 | 0 | 0
| 4 | 13 | 23 | 0 | 0 | 0 | 0 | 0 | 0 | 0
| 4 | 13 | 24 | 0 | 0 | 0 | 0 | 0 | 0 | 0
| 4 | 14 | 1 | 0 | 0 | 0 | 0 | 0 | 0 | 0
| 4 | 14 | 2 | 0 | 0 | 0 | 0 | 0 | 0 | 0
| 4 | 14 | 3 | 0 | 0 | 0 | 0 | 0 | 0 | 0
| 4 | 14 | 4 | 0 | 0 | 0 | 0 | 0 | 0 | 0
| 4 | 14 | 5 | 0 | 0 | 0 | 0 | 0 | 0 | 0
| 4 | 14 | 6 | 0 | 0 | 0 | 0 | 0 | 0 | 0
| 4 | 14 | 7 | 1.3783e-05 | 1.7038e-05 | 1.6976e-05 | 1.2447e-05 | 9.2492e-06 | 1.1125e-05 | 1.5499e-05
| 4 | 14 | 8 | 0.00011761 | 0.00011694 | 0.00011503 | 0.00012785 | 0.00011804 | 9.5237e-05 | 0.00011426
| 4 | 14 | 9 | 0.00026808 | 0.00025101 | 0.00024622 | 0.00025585 | 0.00029214 | 0.00021049 | 0.00025006
| 4 | 14 | 10 | 0.00042399 | 0.00038261 | 0.00038906 | 0.00042272 | 0.00042904 | 0.00035833 | 0.00039649
| 4 | 14 | 11 | 0.00053571 | 0.0005028 | 0.00051006 | 0.00056259 | 0.00056316 | 0.00050005 | 0.00051666
| 4 | 14 | 12 | 0.00060991 | 0.0005861 | 0.00056101 | 0.0006332 | 0.00064813 | 0.00057056 | 0.00057816
| 4 | 14 | 13 | 0.00064874 | 0.00060104 | 0.00059727 | 0.00068152 | 0.00067558 | 0.0006324 | 0.00061608
| 4 | 14 | 14 | 0.00063878 | 0.00058741 | 0.0006002 | 0.00064697 | 0.00064793 | 0.00059859 | 0.00061088
| 4 | 14 | 15 | 0.00055461 | 0.00058221 | 0.00053514 | 0.00062443 | 0.00059143 | 0.00057079 | 0.0005472
| 4 | 14 | 16 | 0.00047113 | 0.00048239 | 0.00043977 | 0.00048604 | 0.0004977 | 0.0004702 | 0.00045442
| 4 | 14 | 17 | 0.00034083 | 0.00033394 | 0.00031887 | 0.0003478 | 0.00034692 | 0.00031942 | 0.0003264
| 4 | 14 | 18 | 0.00015703 | 0.00015976 | 0.00015964 | 0.00016565 | 0.00017296 | 0.0001599 | 0.00015901
| 4 | 14 | 19 | 2.4573e-05 | 2.3809e-05 | 2.1265e-05 | 2.7526e-05 | 3.0786e-05 | 2.4143e-05 | 2.2692e-05
| 4 | 14 | 20 | 0 | 0 | 0 | 0 | 0 | 0 | 0
| 4 | 14 | 21 | 0 | 0 | 0 | 0 | 0 | 0 | 0
| 4 | 14 | 22 | 0 | 0 | 0 | 0 | 0 | 0 | 0
| 4 | 14 | 23 | 0 | 0 | 0 | 0 | 0 | 0 | 0
| 4 | 14 | 24 | 0 | 0 | 0 | 0 | 0 | 0 | 0
| 4 | 15 | 1 | 0 | 0 | 0 | 0 | 0 | 0 | 0
| 4 | 15 | 2 | 0 | 0 | 0 | 0 | 0 | 0 | 0
| 4 | 15 | 3 | 0 | 0 | 0 | 0 | 0 | 0 | 0
| 4 | 15 | 4 | 0 | 0 | 0 | 0 | 0 | 0 | 0
| 4 | 15 | 5 | 0 | 0 | 0 | 0 | 0 | 0 | 0
| 4 | 15 | 6 | 0 | 0 | 0 | 0 | 0 | 0 | 0
| 4 | 15 | 7 | 1.3783e-05 | 1.7038e-05 | 1.6976e-05 | 1.2447e-05 | 9.2492e-06 | 1.1125e-05 | 1.5499e-05
| 4 | 15 | 8 | 0.00011761 | 0.00011694 | 0.00011503 | 0.00012785 | 0.00011804 | 9.5237e-05 | 0.00011426
| 4 | 15 | 9 | 0.00026808 | 0.00025101 | 0.00024622 | 0.00025585 | 0.00029214 | 0.00021049 | 0.00025006
| 4 | 15 | 10 | 0.00042399 | 0.00038261 | 0.00038906 | 0.00042272 | 0.00042904 | 0.00035833 | 0.00039649
| 4 | 15 | 11 | 0.00053571 | 0.0005028 | 0.00051006 | 0.00056259 | 0.00056316 | 0.00050005 | 0.00051666
| 4 | 15 | 12 | 0.00060991 | 0.0005861 | 0.00056101 | 0.0006332 | 0.00064813 | 0.00057056 | 0.00057816
| 4 | 15 | 13 | 0.00064874 | 0.00060104 | 0.00059727 | 0.00068152 | 0.00067558 | 0.0006324 | 0.00061608
| 4 | 15 | 14 | 0.00063878 | 0.00058741 | 0.0006002 | 0.00064697 | 0.00064793 | 0.00059859 | 0.00061088
| 4 | 15 | 15 | 0.00055461 | 0.00058221 | 0.00053514 | 0.00062443 | 0.00059143 | 0.00057079 | 0.0005472
| 4 | 15 | 16 | 0.00047113 | 0.00048239 | 0.00043977 | 0.00048604 | 0.0004977 | 0.0004702 | 0.00045442
| 4 | 15 | 17 | 0.00034083 | 0.00033394 | 0.00031887 | 0.0003478 | 0.00034692 | 0.00031942 | 0.0003264
| 4 | 15 | 18 | 0.00015703 | 0.00015976 | 0.00015964 | 0.00016565 | 0.00017296 | 0.0001599 | 0.00015901
| 4 | 15 | 19 | 2.4573e-05 | 2.3809e-05 | 2.1265e-05 | 2.7526e-05 | 3.0786e-05 | 2.4143e-05 | 2.2692e-05
| 4 | 15 | 20 | 0 | 0 | 0 | 0 | 0 | 0 | 0
| 4 | 15 | 21 | 0 | 0 | 0 | 0 | 0 | 0 | 0
| 4 | 15 | 22 | 0 | 0 | 0 | 0 | 0 | 0 | 0
| 4 | 15 | 23 | 0 | 0 | 0 | 0 | 0 | 0 | 0
| 4 | 15 | 24 | 0 | 0 | 0 | 0 | 0 | 0 | 0
| 4 | 16 | 1 | 0 | 0 | 0 | 0 | 0 | 0 | 0
| 4 | 16 | 2 | 0 | 0 | 0 | 0 | 0 | 0 | 0
| 4 | 16 | 3 | 0 | 0 | 0 | 0 | 0 | 0 | 0
| 4 | 16 | 4 | 0 | 0 | 0 | 0 | 0 | 0 | 0
| 4 | 16 | 5 | 0 | 0 | 0 | 0 | 0 | 0 | 0
| 4 | 16 | 6 | 0 | 0 | 0 | 0 | 0 | 0 | 0
| 4 | 16 | 7 | 1.3783e-05 | 1.7038e-05 | 1.6976e-05 | 1.2447e-05 | 9.2492e-06 | 1.1125e-05 | 1.5499e-05
| 4 | 16 | 8 | 0.00011761 | 0.00011694 | 0.00011503 | 0.00012785 | 0.00011804 | 9.5237e-05 | 0.00011426
| 4 | 16 | 9 | 0.00026808 | 0.00025101 | 0.00024622 | 0.00025585 | 0.00029214 | 0.00021049 | 0.00025006
| 4 | 16 | 10 | 0.00042399 | 0.00038261 | 0.00038906 | 0.00042272 | 0.00042904 | 0.00035833 | 0.00039649
| 4 | 16 | 11 | 0.00053571 | 0.0005028 | 0.00051006 | 0.00056259 | 0.00056316 | 0.00050005 | 0.00051666
| 4 | 16 | 12 | 0.00060991 | 0.0005861 | 0.00056101 | 0.0006332 | 0.00064813 | 0.00057056 | 0.00057816
| 4 | 16 | 13 | 0.00064874 | 0.00060104 | 0.00059727 | 0.00068152 | 0.00067558 | 0.0006324 | 0.00061608
| 4 | 16 | 14 | 0.00063878 | 0.00058741 | 0.0006002 | 0.00064697 | 0.00064793 | 0.00059859 | 0.00061088
| 4 | 16 | 15 | 0.00055461 | 0.00058221 | 0.00053514 | 0.00062443 | 0.00059143 | 0.00057079 | 0.0005472
| 4 | 16 | 16 | 0.00047113 | 0.00048239 | 0.00043977 | 0.00048604 | 0.0004977 | 0.0004702 | 0.00045442
| 4 | 16 | 17 | 0.00034083 | 0.00033394 | 0.00031887 | 0.0003478 | 0.00034692 | 0.00031942 | 0.0003264
| 4 | 16 | 18 | 0.00015703 | 0.00015976 | 0.00015964 | 0.00016565 | 0.00017296 | 0.0001599 | 0.00015901
| 4 | 16 | 19 | 2.4573e-05 | 2.3809e-05 | 2.1265e-05 | 2.7526e-05 | 3.0786e-05 | 2.4143e-05 | 2.2692e-05
| 4 | 16 | 20 | 0 | 0 | 0 | 0 | 0 | 0 | 0
| 4 | 16 | 21 | 0 | 0 | 0 | 0 | 0 | 0 | 0
| 4 | 16 | 22 | 0 | 0 | 0 | 0 | 0 | 0 | 0
| 4 | 16 | 23 | 0 | 0 | 0 | 0 | 0 | 0 | 0
| 4 | 16 | 24 | 0 | 0 | 0 | 0 | 0 | 0 | 0
| 4 | 17 | 1 | 0 | 0 | 0 | 0 | 0 | 0 | 0
| 4 | 17 | 2 | 0 | 0 | 0 | 0 | 0 | 0 | 0
| 4 | 17 | 3 | 0 | 0 | 0 | 0 | 0 | 0 | 0
| 4 | 17 | 4 | 0 | 0 | 0 | 0 | 0 | 0 | 0
| 4 | 17 | 5 | 0 | 0 | 0 | 0 | 0 | 0 | 0
| 4 | 17 | 6 | 0 | 0 | 0 | 0 | 0 | 0 | 0
| 4 | 17 | 7 | 1.3783e-05 | 1.7038e-05 | 1.6976e-05 | 1.2447e-05 | 9.2492e-06 | 1.1125e-05 | 1.5499e-05
| 4 | 17 | 8 | 0.00011761 | 0.00011694 | 0.00011503 | 0.00012785 | 0.00011804 | 9.5237e-05 | 0.00011426
| 4 | 17 | 9 | 0.00026808 | 0.00025101 | 0.00024622 | 0.00025585 | 0.00029214 | 0.00021049 | 0.00025006
| 4 | 17 | 10 | 0.00042399 | 0.00038261 | 0.00038906 | 0.00042272 | 0.00042904 | 0.00035833 | 0.00039649
| 4 | 17 | 11 | 0.00053571 | 0.0005028 | 0.00051006 | 0.00056259 | 0.00056316 | 0.00050005 | 0.00051666
| 4 | 17 | 12 | 0.00060991 | 0.0005861 | 0.00056101 | 0.0006332 | 0.00064813 | 0.00057056 | 0.00057816
| 4 | 17 | 13 | 0.00064874 | 0.00060104 | 0.00059727 | 0.00068152 | 0.00067558 | 0.0006324 | 0.00061608
| 4 | 17 | 14 | 0.00063878 | 0.00058741 | 0.0006002 | 0.00064697 | 0.00064793 | 0.00059859 | 0.00061088
| 4 | 17 | 15 | 0.00055461 | 0.00058221 | 0.00053514 | 0.00062443 | 0.00059143 | 0.00057079 | 0.0005472
| 4 | 17 | 16 | 0.00047113 | 0.00048239 | 0.00043977 | 0.00048604 | 0.0004977 | 0.0004702 | 0.00045442
| 4 | 17 | 17 | 0.00034083 | 0.00033394 | 0.00031887 | 0.0003478 | 0.00034692 | 0.00031942 | 0.0003264
| 4 | 17 | 18 | 0.00015703 | 0.00015976 | 0.00015964 | 0.00016565 | 0.00017296 | 0.0001599 | 0.00015901
| 4 | 17 | 19 | 2.4573e-05 | 2.3809e-05 | 2.1265e-05 | 2.7526e-05 | 3.0786e-05 | 2.4143e-05 | 2.2692e-05
| 4 | 17 | 20 | 0 | 0 | 0 | 0 | 0 | 0 | 0
| 4 | 17 | 21 | 0 | 0 | 0 | 0 | 0 | 0 | 0
| 4 | 17 | 22 | 0 | 0 | 0 | 0 | 0 | 0 | 0
| 4 | 17 | 23 | 0 | 0 | 0 | 0 | 0 | 0 | 0
| 4 | 17 | 24 | 0 | 0 | 0 | 0 | 0 | 0 | 0
| 4 | 18 | 1 | 0 | 0 | 0 | 0 | 0 | 0 | 0
| 4 | 18 | 2 | 0 | 0 | 0 | 0 | 0 | 0 | 0
| 4 | 18 | 3 | 0 | 0 | 0 | 0 | 0 | 0 | 0
| 4 | 18 | 4 | 0 | 0 | 0 | 0 | 0 | 0 | 0
| 4 | 18 | 5 | 0 | 0 | 0 | 0 | 0 | 0 | 0
| 4 | 18 | 6 | 0 | 0 | 0 | 0 | 0 | 0 | 0
| 4 | 18 | 7 | 1.3783e-05 | 1.7038e-05 | 1.6976e-05 | 1.2447e-05 | 9.2492e-06 | 1.1125e-05 | 1.5499e-05
| 4 | 18 | 8 | 0.00011761 | 0.00011694 | 0.00011503 | 0.00012785 | 0.00011804 | 9.5237e-05 | 0.00011426
| 4 | 18 | 9 | 0.00026808 | 0.00025101 | 0.00024622 | 0.00025585 | 0.00029214 | 0.00021049 | 0.00025006
| 4 | 18 | 10 | 0.00042399 | 0.00038261 | 0.00038906 | 0.00042272 | 0.00042904 | 0.00035833 | 0.00039649
| 4 | 18 | 11 | 0.00053571 | 0.0005028 | 0.00051006 | 0.00056259 | 0.00056316 | 0.00050005 | 0.00051666
| 4 | 18 | 12 | 0.00060991 | 0.0005861 | 0.00056101 | 0.0006332 | 0.00064813 | 0.00057056 | 0.00057816
| 4 | 18 | 13 | 0.00064874 | 0.00060104 | 0.00059727 | 0.00068152 | 0.00067558 | 0.0006324 | 0.00061608
| 4 | 18 | 14 | 0.00063878 | 0.00058741 | 0.0006002 | 0.00064697 | 0.00064793 | 0.00059859 | 0.00061088
| 4 | 18 | 15 | 0.00055461 | 0.00058221 | 0.00053514 | 0.00062443 | 0.00059143 | 0.00057079 | 0.0005472
| 4 | 18 | 16 | 0.00047113 | 0.00048239 | 0.00043977 | 0.00048604 | 0.0004977 | 0.0004702 | 0.00045442
| 4 | 18 | 17 | 0.00034083 | 0.00033394 | 0.00031887 | 0.0003478 | 0.00034692 | 0.00031942 | 0.0003264
| 4 | 18 | 18 | 0.00015703 | 0.00015976 | 0.00015964 | 0.00016565 | 0.00017296 | 0.0001599 | 0.00015901
| 4 | 18 | 19 | 2.4573e-05 | 2.3809e-05 | 2.1265e-05 | 2.7526e-05 | 3.0786e-05 | 2.4143e-05 | 2.2692e-05
| 4 | 18 | 20 | 0 | 0 | 0 | 0 | 0 | 0 | 0
| 4 | 18 | 21 | 0 | 0 | 0 | 0 | 0 | 0 | 0
| 4 | 18 | 22 | 0 | 0 | 0 | 0 | 0 | 0 | 0
| 4 | 18 | 23 | 0 | 0 | 0 | 0 | 0 | 0 | 0
| 4 | 18 | 24 | 0 | 0 | 0 | 0 | 0 | 0 | 0
| 4 | 19 | 1 | 0 | 0 | 0 | 0 | 0 | 0 | 0
| 4 | 19 | 2 | 0 | 0 | 0 | 0 | 0 | 0 | 0
| 4 | 19 | 3 | 0 | 0 | 0 | 0 | 0 | 0 | 0
| 4 | 19 | 4 | 0 | 0 | 0 | 0 | 0 | 0 | 0
| 4 | 19 | 5 | 0 | 0 | 0 | 0 | 0 | 0 | 0
| 4 | 19 | 6 | 0 | 0 | 0 | 0 | 0 | 0 | 0
| 4 | 19 | 7 | 1.3783e-05 | 1.7038e-05 | 1.6976e-05 | 1.2447e-05 | 9.2492e-06 | 1.1125e-05 | 1.5499e-05
| 4 | 19 | 8 | 0.00011761 | 0.00011694 | 0.00011503 | 0.00012785 | 0.00011804 | 9.5237e-05 | 0.00011426
| 4 | 19 | 9 | 0.00026808 | 0.00025101 | 0.00024622 | 0.00025585 | 0.00029214 | 0.00021049 | 0.00025006
| 4 | 19 | 10 | 0.00042399 | 0.00038261 | 0.00038906 | 0.00042272 | 0.00042904 | 0.00035833 | 0.00039649
| 4 | 19 | 11 | 0.00053571 | 0.0005028 | 0.00051006 | 0.00056259 | 0.00056316 | 0.00050005 | 0.00051666
| 4 | 19 | 12 | 0.00060991 | 0.0005861 | 0.00056101 | 0.0006332 | 0.00064813 | 0.00057056 | 0.00057816
| 4 | 19 | 13 | 0.00064874 | 0.00060104 | 0.00059727 | 0.00068152 | 0.00067558 | 0.0006324 | 0.00061608
| 4 | 19 | 14 | 0.00063878 | 0.00058741 | 0.0006002 | 0.00064697 | 0.00064793 | 0.00059859 | 0.00061088
| 4 | 19 | 15 | 0.00055461 | 0.00058221 | 0.00053514 | 0.00062443 | 0.00059143 | 0.00057079 | 0.0005472
| 4 | 19 | 16 | 0.00047113 | 0.00048239 | 0.00043977 | 0.00048604 | 0.0004977 | 0.0004702 | 0.00045442
| 4 | 19 | 17 | 0.00034083 | 0.00033394 | 0.00031887 | 0.0003478 | 0.00034692 | 0.00031942 | 0.0003264
| 4 | 19 | 18 | 0.00015703 | 0.00015976 | 0.00015964 | 0.00016565 | 0.00017296 | 0.0001599 | 0.00015901
| 4 | 19 | 19 | 2.4573e-05 | 2.3809e-05 | 2.1265e-05 | 2.7526e-05 | 3.0786e-05 | 2.4143e-05 | 2.2692e-05
| 4 | 19 | 20 | 0 | 0 | 0 | 0 | 0 | 0 | 0
| 4 | 19 | 21 | 0 | 0 | 0 | 0 | 0 | 0 | 0
| 4 | 19 | 22 | 0 | 0 | 0 | 0 | 0 | 0 | 0
| 4 | 19 | 23 | 0 | 0 | 0 | 0 | 0 | 0 | 0
| 4 | 19 | 24 | 0 | 0 | 0 | 0 | 0 | 0 | 0
| 4 | 20 | 1 | 0 | 0 | 0 | 0 | 0 | 0 | 0
| 4 | 20 | 2 | 0 | 0 | 0 | 0 | 0 | 0 | 0
| 4 | 20 | 3 | 0 | 0 | 0 | 0 | 0 | 0 | 0
| 4 | 20 | 4 | 0 | 0 | 0 | 0 | 0 | 0 | 0
| 4 | 20 | 5 | 0 | 0 | 0 | 0 | 0 | 0 | 0
| 4 | 20 | 6 | 0 | 0 | 0 | 0 | 0 | 0 | 0
| 4 | 20 | 7 | 1.3783e-05 | 1.7038e-05 | 1.6976e-05 | 1.2447e-05 | 9.2492e-06 | 1.1125e-05 | 1.5499e-05
| 4 | 20 | 8 | 0.00011761 | 0.00011694 | 0.00011503 | 0.00012785 | 0.00011804 | 9.5237e-05 | 0.00011426
| 4 | 20 | 9 | 0.00026808 | 0.00025101 | 0.00024622 | 0.00025585 | 0.00029214 | 0.00021049 | 0.00025006
| 4 | 20 | 10 | 0.00042399 | 0.00038261 | 0.00038906 | 0.00042272 | 0.00042904 | 0.00035833 | 0.00039649
| 4 | 20 | 11 | 0.00053571 | 0.0005028 | 0.00051006 | 0.00056259 | 0.00056316 | 0.00050005 | 0.00051666
| 4 | 20 | 12 | 0.00060991 | 0.0005861 | 0.00056101 | 0.0006332 | 0.00064813 | 0.00057056 | 0.00057816
| 4 | 20 | 13 | 0.00064874 | 0.00060104 | 0.00059727 | 0.00068152 | 0.00067558 | 0.0006324 | 0.00061608
| 4 | 20 | 14 | 0.00063878 | 0.00058741 | 0.0006002 | 0.00064697 | 0.00064793 | 0.00059859 | 0.00061088
| 4 | 20 | 15 | 0.00055461 | 0.00058221 | 0.00053514 | 0.00062443 | 0.00059143 | 0.00057079 | 0.0005472
| 4 | 20 | 16 | 0.00047113 | 0.00048239 | 0.00043977 | 0.00048604 | 0.0004977 | 0.0004702 | 0.00045442
| 4 | 20 | 17 | 0.00034083 | 0.00033394 | 0.00031887 | 0.0003478 | 0.00034692 | 0.00031942 | 0.0003264
| 4 | 20 | 18 | 0.00015703 | 0.00015976 | 0.00015964 | 0.00016565 | 0.00017296 | 0.0001599 | 0.00015901
| 4 | 20 | 19 | 2.4573e-05 | 2.3809e-05 | 2.1265e-05 | 2.7526e-05 | 3.0786e-05 | 2.4143e-05 | 2.2692e-05
| 4 | 20 | 20 | 0 | 0 | 0 | 0 | 0 | 0 | 0
| 4 | 20 | 21 | 0 | 0 | 0 | 0 | 0 | 0 | 0
| 4 | 20 | 22 | 0 | 0 | 0 | 0 | 0 | 0 | 0
| 4 | 20 | 23 | 0 | 0 | 0 | 0 | 0 | 0 | 0
| 4 | 20 | 24 | 0 | 0 | 0 | 0 | 0 | 0 | 0
| 4 | 21 | 1 | 0 | 0 | 0 | 0 | 0 | 0 | 0
| 4 | 21 | 2 | 0 | 0 | 0 | 0 | 0 | 0 | 0
| 4 | 21 | 3 | 0 | 0 | 0 | 0 | 0 | 0 | 0
| 4 | 21 | 4 | 0 | 0 | 0 | 0 | 0 | 0 | 0
| 4 | 21 | 5 | 0 | 0 | 0 | 0 | 0 | 0 | 0
| 4 | 21 | 6 | 0 | 0 | 0 | 0 | 0 | 0 | 0
| 4 | 21 | 7 | 1.3783e-05 | 1.7038e-05 | 1.6976e-05 | 1.2447e-05 | 9.2492e-06 | 1.1125e-05 | 1.5499e-05
| 4 | 21 | 8 | 0.00011761 | 0.00011694 | 0.00011503 | 0.00012785 | 0.00011804 | 9.5237e-05 | 0.00011426
| 4 | 21 | 9 | 0.00026808 | 0.00025101 | 0.00024622 | 0.00025585 | 0.00029214 | 0.00021049 | 0.00025006
| 4 | 21 | 10 | 0.00042399 | 0.00038261 | 0.00038906 | 0.00042272 | 0.00042904 | 0.00035833 | 0.00039649
| 4 | 21 | 11 | 0.00053571 | 0.0005028 | 0.00051006 | 0.00056259 | 0.00056316 | 0.00050005 | 0.00051666
| 4 | 21 | 12 | 0.00060991 | 0.0005861 | 0.00056101 | 0.0006332 | 0.00064813 | 0.00057056 | 0.00057816
| 4 | 21 | 13 | 0.00064874 | 0.00060104 | 0.00059727 | 0.00068152 | 0.00067558 | 0.0006324 | 0.00061608
| 4 | 21 | 14 | 0.00063878 | 0.00058741 | 0.0006002 | 0.00064697 | 0.00064793 | 0.00059859 | 0.00061088
| 4 | 21 | 15 | 0.00055461 | 0.00058221 | 0.00053514 | 0.00062443 | 0.00059143 | 0.00057079 | 0.0005472
| 4 | 21 | 16 | 0.00047113 | 0.00048239 | 0.00043977 | 0.00048604 | 0.0004977 | 0.0004702 | 0.00045442
| 4 | 21 | 17 | 0.00034083 | 0.00033394 | 0.00031887 | 0.0003478 | 0.00034692 | 0.00031942 | 0.0003264
| 4 | 21 | 18 | 0.00015703 | 0.00015976 | 0.00015964 | 0.00016565 | 0.00017296 | 0.0001599 | 0.00015901
| 4 | 21 | 19 | 2.4573e-05 | 2.3809e-05 | 2.1265e-05 | 2.7526e-05 | 3.0786e-05 | 2.4143e-05 | 2.2692e-05
| 4 | 21 | 20 | 0 | 0 | 0 | 0 | 0 | 0 | 0
| 4 | 21 | 21 | 0 | 0 | 0 | 0 | 0 | 0 | 0
| 4 | 21 | 22 | 0 | 0 | 0 | 0 | 0 | 0 | 0
| 4 | 21 | 23 | 0 | 0 | 0 | 0 | 0 | 0 | 0
| 4 | 21 | 24 | 0 | 0 | 0 | 0 | 0 | 0 | 0
| 4 | 22 | 1 | 0 | 0 | 0 | 0 | 0 | 0 | 0
| 4 | 22 | 2 | 0 | 0 | 0 | 0 | 0 | 0 | 0
| 4 | 22 | 3 | 0 | 0 | 0 | 0 | 0 | 0 | 0
| 4 | 22 | 4 | 0 | 0 | 0 | 0 | 0 | 0 | 0
| 4 | 22 | 5 | 0 | 0 | 0 | 0 | 0 | 0 | 0
| 4 | 22 | 6 | 0 | 0 | 0 | 0 | 0 | 0 | 0
| 4 | 22 | 7 | 1.3783e-05 | 1.7038e-05 | 1.6976e-05 | 1.2447e-05 | 9.2492e-06 | 1.1125e-05 | 1.5499e-05
| 4 | 22 | 8 | 0.00011761 | 0.00011694 | 0.00011503 | 0.00012785 | 0.00011804 | 9.5237e-05 | 0.00011426
| 4 | 22 | 9 | 0.00026808 | 0.00025101 | 0.00024622 | 0.00025585 | 0.00029214 | 0.00021049 | 0.00025006
| 4 | 22 | 10 | 0.00042399 | 0.00038261 | 0.00038906 | 0.00042272 | 0.00042904 | 0.00035833 | 0.00039649
| 4 | 22 | 11 | 0.00053571 | 0.0005028 | 0.00051006 | 0.00056259 | 0.00056316 | 0.00050005 | 0.00051666
| 4 | 22 | 12 | 0.00060991 | 0.0005861 | 0.00056101 | 0.0006332 | 0.00064813 | 0.00057056 | 0.00057816
| 4 | 22 | 13 | 0.00064874 | 0.00060104 | 0.00059727 | 0.00068152 | 0.00067558 | 0.0006324 | 0.00061608
| 4 | 22 | 14 | 0.00063878 | 0.00058741 | 0.0006002 | 0.00064697 | 0.00064793 | 0.00059859 | 0.00061088
| 4 | 22 | 15 | 0.00055461 | 0.00058221 | 0.00053514 | 0.00062443 | 0.00059143 | 0.00057079 | 0.0005472
| 4 | 22 | 16 | 0.00047113 | 0.00048239 | 0.00043977 | 0.00048604 | 0.0004977 | 0.0004702 | 0.00045442
| 4 | 22 | 17 | 0.00034083 | 0.00033394 | 0.00031887 | 0.0003478 | 0.00034692 | 0.00031942 | 0.0003264
| 4 | 22 | 18 | 0.00015703 | 0.00015976 | 0.00015964 | 0.00016565 | 0.00017296 | 0.0001599 | 0.00015901
| 4 | 22 | 19 | 2.4573e-05 | 2.3809e-05 | 2.1265e-05 | 2.7526e-05 | 3.0786e-05 | 2.4143e-05 | 2.2692e-05
| 4 | 22 | 20 | 0 | 0 | 0 | 0 | 0 | 0 | 0
| 4 | 22 | 21 | 0 | 0 | 0 | 0 | 0 | 0 | 0
| 4 | 22 | 22 | 0 | 0 | 0 | 0 | 0 | 0 | 0
| 4 | 22 | 23 | 0 | 0 | 0 | 0 | 0 | 0 | 0
| 4 | 22 | 24 | 0 | 0 | 0 | 0 | 0 | 0 | 0
| 4 | 23 | 1 | 0 | 0 | 0 | 0 | 0 | 0 | 0
| 4 | 23 | 2 | 0 | 0 | 0 | 0 | 0 | 0 | 0
| 4 | 23 | 3 | 0 | 0 | 0 | 0 | 0 | 0 | 0
| 4 | 23 | 4 | 0 | 0 | 0 | 0 | 0 | 0 | 0
| 4 | 23 | 5 | 0 | 0 | 0 | 0 | 0 | 0 | 0
| 4 | 23 | 6 | 0 | 0 | 0 | 0 | 0 | 0 | 0
| 4 | 23 | 7 | 1.3783e-05 | 1.7038e-05 | 1.6976e-05 | 1.2447e-05 | 9.2492e-06 | 1.1125e-05 | 1.5499e-05
| 4 | 23 | 8 | 0.00011761 | 0.00011694 | 0.00011503 | 0.00012785 | 0.00011804 | 9.5237e-05 | 0.00011426
| 4 | 23 | 9 | 0.00026808 | 0.00025101 | 0.00024622 | 0.00025585 | 0.00029214 | 0.00021049 | 0.00025006
| 4 | 23 | 10 | 0.00042399 | 0.00038261 | 0.00038906 | 0.00042272 | 0.00042904 | 0.00035833 | 0.00039649
| 4 | 23 | 11 | 0.00053571 | 0.0005028 | 0.00051006 | 0.00056259 | 0.00056316 | 0.00050005 | 0.00051666
| 4 | 23 | 12 | 0.00060991 | 0.0005861 | 0.00056101 | 0.0006332 | 0.00064813 | 0.00057056 | 0.00057816
| 4 | 23 | 13 | 0.00064874 | 0.00060104 | 0.00059727 | 0.00068152 | 0.00067558 | 0.0006324 | 0.00061608
| 4 | 23 | 14 | 0.00063878 | 0.00058741 | 0.0006002 | 0.00064697 | 0.00064793 | 0.00059859 | 0.00061088
| 4 | 23 | 15 | 0.00055461 | 0.00058221 | 0.00053514 | 0.00062443 | 0.00059143 | 0.00057079 | 0.0005472
| 4 | 23 | 16 | 0.00047113 | 0.00048239 | 0.00043977 | 0.00048604 | 0.0004977 | 0.0004702 | 0.00045442
| 4 | 23 | 17 | 0.00034083 | 0.00033394 | 0.00031887 | 0.0003478 | 0.00034692 | 0.00031942 | 0.0003264
| 4 | 23 | 18 | 0.00015703 | 0.00015976 | 0.00015964 | 0.00016565 | 0.00017296 | 0.0001599 | 0.00015901
| 4 | 23 | 19 | 2.4573e-05 | 2.3809e-05 | 2.1265e-05 | 2.7526e-05 | 3.0786e-05 | 2.4143e-05 | 2.2692e-05
| 4 | 23 | 20 | 0 | 0 | 0 | 0 | 0 | 0 | 0
| 4 | 23 | 21 | 0 | 0 | 0 | 0 | 0 | 0 | 0
| 4 | 23 | 22 | 0 | 0 | 0 | 0 | 0 | 0 | 0
| 4 | 23 | 23 | 0 | 0 | 0 | 0 | 0 | 0 | 0
| 4 | 23 | 24 | 0 | 0 | 0 | 0 | 0 | 0 | 0
| 4 | 24 | 1 | 0 | 0 | 0 | 0 | 0 | 0 | 0
| 4 | 24 | 2 | 0 | 0 | 0 | 0 | 0 | 0 | 0
| 4 | 24 | 3 | 0 | 0 | 0 | 0 | 0 | 0 | 0
| 4 | 24 | 4 | 0 | 0 | 0 | 0 | 0 | 0 | 0
| 4 | 24 | 5 | 0 | 0 | 0 | 0 | 0 | 0 | 0
| 4 | 24 | 6 | 0 | 0 | 0 | 0 | 0 | 0 | 0
| 4 | 24 | 7 | 1.3783e-05 | 1.7038e-05 | 1.6976e-05 | 1.2447e-05 | 9.2492e-06 | 1.1125e-05 | 1.5499e-05
| 4 | 24 | 8 | 0.00011761 | 0.00011694 | 0.00011503 | 0.00012785 | 0.00011804 | 9.5237e-05 | 0.00011426
| 4 | 24 | 9 | 0.00026808 | 0.00025101 | 0.00024622 | 0.00025585 | 0.00029214 | 0.00021049 | 0.00025006
| 4 | 24 | 10 | 0.00042399 | 0.00038261 | 0.00038906 | 0.00042272 | 0.00042904 | 0.00035833 | 0.00039649
| 4 | 24 | 11 | 0.00053571 | 0.0005028 | 0.00051006 | 0.00056259 | 0.00056316 | 0.00050005 | 0.00051666
| 4 | 24 | 12 | 0.00060991 | 0.0005861 | 0.00056101 | 0.0006332 | 0.00064813 | 0.00057056 | 0.00057816
| 4 | 24 | 13 | 0.00064874 | 0.00060104 | 0.00059727 | 0.00068152 | 0.00067558 | 0.0006324 | 0.00061608
| 4 | 24 | 14 | 0.00063878 | 0.00058741 | 0.0006002 | 0.00064697 | 0.00064793 | 0.00059859 | 0.00061088
| 4 | 24 | 15 | 0.00055461 | 0.00058221 | 0.00053514 | 0.00062443 | 0.00059143 | 0.00057079 | 0.0005472
| 4 | 24 | 16 | 0.00047113 | 0.00048239 | 0.00043977 | 0.00048604 | 0.0004977 | 0.0004702 | 0.00045442
| 4 | 24 | 17 | 0.00034083 | 0.00033394 | 0.00031887 | 0.0003478 | 0.00034692 | 0.00031942 | 0.0003264
| 4 | 24 | 18 | 0.00015703 | 0.00015976 | 0.00015964 | 0.00016565 | 0.00017296 | 0.0001599 | 0.00015901
| 4 | 24 | 19 | 2.4573e-05 | 2.3809e-05 | 2.1265e-05 | 2.7526e-05 | 3.0786e-05 | 2.4143e-05 | 2.2692e-05
| 4 | 24 | 20 | 0 | 0 | 0 | 0 | 0 | 0 | 0
| 4 | 24 | 21 | 0 | 0 | 0 | 0 | 0 | 0 | 0
| 4 | 24 | 22 | 0 | 0 | 0 | 0 | 0 | 0 | 0
| 4 | 24 | 23 | 0 | 0 | 0 | 0 | 0 | 0 | 0
| 4 | 24 | 24 | 0 | 0 | 0 | 0 | 0 | 0 | 0
| 4 | 25 | 1 | 0 | 0 | 0 | 0 | 0 | 0 | 0
| 4 | 25 | 2 | 0 | 0 | 0 | 0 | 0 | 0 | 0
| 4 | 25 | 3 | 0 | 0 | 0 | 0 | 0 | 0 | 0
| 4 | 25 | 4 | 0 | 0 | 0 | 0 | 0 | 0 | 0
| 4 | 25 | 5 | 0 | 0 | 0 | 0 | 0 | 0 | 0
| 4 | 25 | 6 | 0 | 0 | 0 | 0 | 0 | 0 | 0
| 4 | 25 | 7 | 1.3783e-05 | 1.7038e-05 | 1.6976e-05 | 1.2447e-05 | 9.2492e-06 | 1.1125e-05 | 1.5499e-05
| 4 | 25 | 8 | 0.00011761 | 0.00011694 | 0.00011503 | 0.00012785 | 0.00011804 | 9.5237e-05 | 0.00011426
| 4 | 25 | 9 | 0.00026808 | 0.00025101 | 0.00024622 | 0.00025585 | 0.00029214 | 0.00021049 | 0.00025006
| 4 | 25 | 10 | 0.00042399 | 0.00038261 | 0.00038906 | 0.00042272 | 0.00042904 | 0.00035833 | 0.00039649
| 4 | 25 | 11 | 0.00053571 | 0.0005028 | 0.00051006 | 0.00056259 | 0.00056316 | 0.00050005 | 0.00051666
| 4 | 25 | 12 | 0.00060991 | 0.0005861 | 0.00056101 | 0.0006332 | 0.00064813 | 0.00057056 | 0.00057816
| 4 | 25 | 13 | 0.00064874 | 0.00060104 | 0.00059727 | 0.00068152 | 0.00067558 | 0.0006324 | 0.00061608
| 4 | 25 | 14 | 0.00063878 | 0.00058741 | 0.0006002 | 0.00064697 | 0.00064793 | 0.00059859 | 0.00061088
| 4 | 25 | 15 | 0.00055461 | 0.00058221 | 0.00053514 | 0.00062443 | 0.00059143 | 0.00057079 | 0.0005472
| 4 | 25 | 16 | 0.00047113 | 0.00048239 | 0.00043977 | 0.00048604 | 0.0004977 | 0.0004702 | 0.00045442
| 4 | 25 | 17 | 0.00034083 | 0.00033394 | 0.00031887 | 0.0003478 | 0.00034692 | 0.00031942 | 0.0003264
| 4 | 25 | 18 | 0.00015703 | 0.00015976 | 0.00015964 | 0.00016565 | 0.00017296 | 0.0001599 | 0.00015901
| 4 | 25 | 19 | 2.4573e-05 | 2.3809e-05 | 2.1265e-05 | 2.7526e-05 | 3.0786e-05 | 2.4143e-05 | 2.2692e-05
| 4 | 25 | 20 | 0 | 0 | 0 | 0 | 0 | 0 | 0
| 4 | 25 | 21 | 0 | 0 | 0 | 0 | 0 | 0 | 0
| 4 | 25 | 22 | 0 | 0 | 0 | 0 | 0 | 0 | 0
| 4 | 25 | 23 | 0 | 0 | 0 | 0 | 0 | 0 | 0
| 4 | 25 | 24 | 0 | 0 | 0 | 0 | 0 | 0 | 0
| 4 | 26 | 1 | 0 | 0 | 0 | 0 | 0 | 0 | 0
| 4 | 26 | 2 | 0 | 0 | 0 | 0 | 0 | 0 | 0
| 4 | 26 | 3 | 0 | 0 | 0 | 0 | 0 | 0 | 0
| 4 | 26 | 4 | 0 | 0 | 0 | 0 | 0 | 0 | 0
| 4 | 26 | 5 | 0 | 0 | 0 | 0 | 0 | 0 | 0
| 4 | 26 | 6 | 0 | 0 | 0 | 0 | 0 | 0 | 0
| 4 | 26 | 7 | 1.3783e-05 | 1.7038e-05 | 1.6976e-05 | 1.2447e-05 | 9.2492e-06 | 1.1125e-05 | 1.5499e-05
| 4 | 26 | 8 | 0.00011761 | 0.00011694 | 0.00011503 | 0.00012785 | 0.00011804 | 9.5237e-05 | 0.00011426
| 4 | 26 | 9 | 0.00026808 | 0.00025101 | 0.00024622 | 0.00025585 | 0.00029214 | 0.00021049 | 0.00025006
| 4 | 26 | 10 | 0.00042399 | 0.00038261 | 0.00038906 | 0.00042272 | 0.00042904 | 0.00035833 | 0.00039649
| 4 | 26 | 11 | 0.00053571 | 0.0005028 | 0.00051006 | 0.00056259 | 0.00056316 | 0.00050005 | 0.00051666
| 4 | 26 | 12 | 0.00060991 | 0.0005861 | 0.00056101 | 0.0006332 | 0.00064813 | 0.00057056 | 0.00057816
| 4 | 26 | 13 | 0.00064874 | 0.00060104 | 0.00059727 | 0.00068152 | 0.00067558 | 0.0006324 | 0.00061608
| 4 | 26 | 14 | 0.00063878 | 0.00058741 | 0.0006002 | 0.00064697 | 0.00064793 | 0.00059859 | 0.00061088
| 4 | 26 | 15 | 0.00055461 | 0.00058221 | 0.00053514 | 0.00062443 | 0.00059143 | 0.00057079 | 0.0005472
| 4 | 26 | 16 | 0.00047113 | 0.00048239 | 0.00043977 | 0.00048604 | 0.0004977 | 0.0004702 | 0.00045442
| 4 | 26 | 17 | 0.00034083 | 0.00033394 | 0.00031887 | 0.0003478 | 0.00034692 | 0.00031942 | 0.0003264
| 4 | 26 | 18 | 0.00015703 | 0.00015976 | 0.00015964 | 0.00016565 | 0.00017296 | 0.0001599 | 0.00015901
| 4 | 26 | 19 | 2.4573e-05 | 2.3809e-05 | 2.1265e-05 | 2.7526e-05 | 3.0786e-05 | 2.4143e-05 | 2.2692e-05
| 4 | 26 | 20 | 0 | 0 | 0 | 0 | 0 | 0 | 0
| 4 | 26 | 21 | 0 | 0 | 0 | 0 | 0 | 0 | 0
| 4 | 26 | 22 | 0 | 0 | 0 | 0 | 0 | 0 | 0
| 4 | 26 | 23 | 0 | 0 | 0 | 0 | 0 | 0 | 0
| 4 | 26 | 24 | 0 | 0 | 0 | 0 | 0 | 0 | 0
| 4 | 27 | 1 | 0 | 0 | 0 | 0 | 0 | 0 | 0
| 4 | 27 | 2 | 0 | 0 | 0 | 0 | 0 | 0 | 0
| 4 | 27 | 3 | 0 | 0 | 0 | 0 | 0 | 0 | 0
| 4 | 27 | 4 | 0 | 0 | 0 | 0 | 0 | 0 | 0
| 4 | 27 | 5 | 0 | 0 | 0 | 0 | 0 | 0 | 0
| 4 | 27 | 6 | 0 | 0 | 0 | 0 | 0 | 0 | 0
| 4 | 27 | 7 | 1.3783e-05 | 1.7038e-05 | 1.6976e-05 | 1.2447e-05 | 9.2492e-06 | 1.1125e-05 | 1.5499e-05
| 4 | 27 | 8 | 0.00011761 | 0.00011694 | 0.00011503 | 0.00012785 | 0.00011804 | 9.5237e-05 | 0.00011426
| 4 | 27 | 9 | 0.00026808 | 0.00025101 | 0.00024622 | 0.00025585 | 0.00029214 | 0.00021049 | 0.00025006
| 4 | 27 | 10 | 0.00042399 | 0.00038261 | 0.00038906 | 0.00042272 | 0.00042904 | 0.00035833 | 0.00039649
| 4 | 27 | 11 | 0.00053571 | 0.0005028 | 0.00051006 | 0.00056259 | 0.00056316 | 0.00050005 | 0.00051666
| 4 | 27 | 12 | 0.00060991 | 0.0005861 | 0.00056101 | 0.0006332 | 0.00064813 | 0.00057056 | 0.00057816
| 4 | 27 | 13 | 0.00064874 | 0.00060104 | 0.00059727 | 0.00068152 | 0.00067558 | 0.0006324 | 0.00061608
| 4 | 27 | 14 | 0.00063878 | 0.00058741 | 0.0006002 | 0.00064697 | 0.00064793 | 0.00059859 | 0.00061088
| 4 | 27 | 15 | 0.00055461 | 0.00058221 | 0.00053514 | 0.00062443 | 0.00059143 | 0.00057079 | 0.0005472
| 4 | 27 | 16 | 0.00047113 | 0.00048239 | 0.00043977 | 0.00048604 | 0.0004977 | 0.0004702 | 0.00045442
| 4 | 27 | 17 | 0.00034083 | 0.00033394 | 0.00031887 | 0.0003478 | 0.00034692 | 0.00031942 | 0.0003264
| 4 | 27 | 18 | 0.00015703 | 0.00015976 | 0.00015964 | 0.00016565 | 0.00017296 | 0.0001599 | 0.00015901
| 4 | 27 | 19 | 2.4573e-05 | 2.3809e-05 | 2.1265e-05 | 2.7526e-05 | 3.0786e-05 | 2.4143e-05 | 2.2692e-05
| 4 | 27 | 20 | 0 | 0 | 0 | 0 | 0 | 0 | 0
| 4 | 27 | 21 | 0 | 0 | 0 | 0 | 0 | 0 | 0
| 4 | 27 | 22 | 0 | 0 | 0 | 0 | 0 | 0 | 0
| 4 | 27 | 23 | 0 | 0 | 0 | 0 | 0 | 0 | 0
| 4 | 27 | 24 | 0 | 0 | 0 | 0 | 0 | 0 | 0
| 4 | 28 | 1 | 0 | 0 | 0 | 0 | 0 | 0 | 0
| 4 | 28 | 2 | 0 | 0 | 0 | 0 | 0 | 0 | 0
| 4 | 28 | 3 | 0 | 0 | 0 | 0 | 0 | 0 | 0
| 4 | 28 | 4 | 0 | 0 | 0 | 0 | 0 | 0 | 0
| 4 | 28 | 5 | 0 | 0 | 0 | 0 | 0 | 0 | 0
| 4 | 28 | 6 | 0 | 0 | 0 | 0 | 0 | 0 | 0
| 4 | 28 | 7 | 1.3783e-05 | 1.7038e-05 | 1.6976e-05 | 1.2447e-05 | 9.2492e-06 | 1.1125e-05 | 1.5499e-05
| 4 | 28 | 8 | 0.00011761 | 0.00011694 | 0.00011503 | 0.00012785 | 0.00011804 | 9.5237e-05 | 0.00011426
| 4 | 28 | 9 | 0.00026808 | 0.00025101 | 0.00024622 | 0.00025585 | 0.00029214 | 0.00021049 | 0.00025006
| 4 | 28 | 10 | 0.00042399 | 0.00038261 | 0.00038906 | 0.00042272 | 0.00042904 | 0.00035833 | 0.00039649
| 4 | 28 | 11 | 0.00053571 | 0.0005028 | 0.00051006 | 0.00056259 | 0.00056316 | 0.00050005 | 0.00051666
| 4 | 28 | 12 | 0.00060991 | 0.0005861 | 0.00056101 | 0.0006332 | 0.00064813 | 0.00057056 | 0.00057816
| 4 | 28 | 13 | 0.00064874 | 0.00060104 | 0.00059727 | 0.00068152 | 0.00067558 | 0.0006324 | 0.00061608
| 4 | 28 | 14 | 0.00063878 | 0.00058741 | 0.0006002 | 0.00064697 | 0.00064793 | 0.00059859 | 0.00061088
| 4 | 28 | 15 | 0.00055461 | 0.00058221 | 0.00053514 | 0.00062443 | 0.00059143 | 0.00057079 | 0.0005472
| 4 | 28 | 16 | 0.00047113 | 0.00048239 | 0.00043977 | 0.00048604 | 0.0004977 | 0.0004702 | 0.00045442
| 4 | 28 | 17 | 0.00034083 | 0.00033394 | 0.00031887 | 0.0003478 | 0.00034692 | 0.00031942 | 0.0003264
| 4 | 28 | 18 | 0.00015703 | 0.00015976 | 0.00015964 | 0.00016565 | 0.00017296 | 0.0001599 | 0.00015901
| 4 | 28 | 19 | 2.4573e-05 | 2.3809e-05 | 2.1265e-05 | 2.7526e-05 | 3.0786e-05 | 2.4143e-05 | 2.2692e-05
| 4 | 28 | 20 | 0 | 0 | 0 | 0 | 0 | 0 | 0
| 4 | 28 | 21 | 0 | 0 | 0 | 0 | 0 | 0 | 0
| 4 | 28 | 22 | 0 | 0 | 0 | 0 | 0 | 0 | 0
| 4 | 28 | 23 | 0 | 0 | 0 | 0 | 0 | 0 | 0
| 4 | 28 | 24 | 0 | 0 | 0 | 0 | 0 | 0 | 0
| 4 | 29 | 1 | 0 | 0 | 0 | 0 | 0 | 0 | 0
| 4 | 29 | 2 | 0 | 0 | 0 | 0 | 0 | 0 | 0
| 4 | 29 | 3 | 0 | 0 | 0 | 0 | 0 | 0 | 0
| 4 | 29 | 4 | 0 | 0 | 0 | 0 | 0 | 0 | 0
| 4 | 29 | 5 | 0 | 0 | 0 | 0 | 0 | 0 | 0
| 4 | 29 | 6 | 0 | 0 | 0 | 0 | 0 | 0 | 0
| 4 | 29 | 7 | 1.3783e-05 | 1.7038e-05 | 1.6976e-05 | 1.2447e-05 | 9.2492e-06 | 1.1125e-05 | 1.5499e-05
| 4 | 29 | 8 | 0.00011761 | 0.00011694 | 0.00011503 | 0.00012785 | 0.00011804 | 9.5237e-05 | 0.00011426
| 4 | 29 | 9 | 0.00026808 | 0.00025101 | 0.00024622 | 0.00025585 | 0.00029214 | 0.00021049 | 0.00025006
| 4 | 29 | 10 | 0.00042399 | 0.00038261 | 0.00038906 | 0.00042272 | 0.00042904 | 0.00035833 | 0.00039649
| 4 | 29 | 11 | 0.00053571 | 0.0005028 | 0.00051006 | 0.00056259 | 0.00056316 | 0.00050005 | 0.00051666
| 4 | 29 | 12 | 0.00060991 | 0.0005861 | 0.00056101 | 0.0006332 | 0.00064813 | 0.00057056 | 0.00057816
| 4 | 29 | 13 | 0.00064874 | 0.00060104 | 0.00059727 | 0.00068152 | 0.00067558 | 0.0006324 | 0.00061608
| 4 | 29 | 14 | 0.00063878 | 0.00058741 | 0.0006002 | 0.00064697 | 0.00064793 | 0.00059859 | 0.00061088
| 4 | 29 | 15 | 0.00055461 | 0.00058221 | 0.00053514 | 0.00062443 | 0.00059143 | 0.00057079 | 0.0005472
| 4 | 29 | 16 | 0.00047113 | 0.00048239 | 0.00043977 | 0.00048604 | 0.0004977 | 0.0004702 | 0.00045442
| 4 | 29 | 17 | 0.00034083 | 0.00033394 | 0.00031887 | 0.0003478 | 0.00034692 | 0.00031942 | 0.0003264
| 4 | 29 | 18 | 0.00015703 | 0.00015976 | 0.00015964 | 0.00016565 | 0.00017296 | 0.0001599 | 0.00015901
| 4 | 29 | 19 | 2.4573e-05 | 2.3809e-05 | 2.1265e-05 | 2.7526e-05 | 3.0786e-05 | 2.4143e-05 | 2.2692e-05
| 4 | 29 | 20 | 0 | 0 | 0 | 0 | 0 | 0 | 0
| 4 | 29 | 21 | 0 | 0 | 0 | 0 | 0 | 0 | 0
| 4 | 29 | 22 | 0 | 0 | 0 | 0 | 0 | 0 | 0
| 4 | 29 | 23 | 0 | 0 | 0 | 0 | 0 | 0 | 0
| 4 | 29 | 24 | 0 | 0 | 0 | 0 | 0 | 0 | 0
| 4 | 30 | 1 | 0 | 0 | 0 | 0 | 0 | 0 | 0
| 4 | 30 | 2 | 0 | 0 | 0 | 0 | 0 | 0 | 0
| 4 | 30 | 3 | 0 | 0 | 0 | 0 | 0 | 0 | 0
| 4 | 30 | 4 | 0 | 0 | 0 | 0 | 0 | 0 | 0
| 4 | 30 | 5 | 0 | 0 | 0 | 0 | 0 | 0 | 0
| 4 | 30 | 6 | 0 | 0 | 0 | 0 | 0 | 0 | 0
| 4 | 30 | 7 | 1.3783e-05 | 1.7038e-05 | 1.6976e-05 | 1.2447e-05 | 9.2492e-06 | 1.1125e-05 | 1.5499e-05
| 4 | 30 | 8 | 0.00011761 | 0.00011694 | 0.00011503 | 0.00012785 | 0.00011804 | 9.5237e-05 | 0.00011426
| 4 | 30 | 9 | 0.00026808 | 0.00025101 | 0.00024622 | 0.00025585 | 0.00029214 | 0.00021049 | 0.00025006
| 4 | 30 | 10 | 0.00042399 | 0.00038261 | 0.00038906 | 0.00042272 | 0.00042904 | 0.00035833 | 0.00039649
| 4 | 30 | 11 | 0.00053571 | 0.0005028 | 0.00051006 | 0.00056259 | 0.00056316 | 0.00050005 | 0.00051666
| 4 | 30 | 12 | 0.00060991 | 0.0005861 | 0.00056101 | 0.0006332 | 0.00064813 | 0.00057056 | 0.00057816
| 4 | 30 | 13 | 0.00064874 | 0.00060104 | 0.00059727 | 0.00068152 | 0.00067558 | 0.0006324 | 0.00061608
| 4 | 30 | 14 | 0.00063878 | 0.00058741 | 0.0006002 | 0.00064697 | 0.00064793 | 0.00059859 | 0.00061088
| 4 | 30 | 15 | 0.00055461 | 0.00058221 | 0.00053514 | 0.00062443 | 0.00059143 | 0.00057079 | 0.0005472
| 4 | 30 | 16 | 0.00047113 | 0.00048239 | 0.00043977 | 0.00048604 | 0.0004977 | 0.0004702 | 0.00045442
| 4 | 30 | 17 | 0.00034083 | 0.00033394 | 0.00031887 | 0.0003478 | 0.00034692 | 0.00031942 | 0.0003264
| 4 | 30 | 18 | 0.00015703 | 0.00015976 | 0.00015964 | 0.00016565 | 0.00017296 | 0.0001599 | 0.00015901
| 4 | 30 | 19 | 2.4573e-05 | 2.3809e-05 | 2.1265e-05 | 2.7526e-05 | 3.0786e-05 | 2.4143e-05 | 2.2692e-05
| 4 | 30 | 20 | 0 | 0 | 0 | 0 | 0 | 0 | 0
| 4 | 30 | 21 | 0 | 0 | 0 | 0 | 0 | 0 | 0
| 4 | 30 | 22 | 0 | 0 | 0 | 0 | 0 | 0 | 0
| 4 | 30 | 23 | 0 | 0 | 0 | 0 | 0 | 0 | 0
| 4 | 30 | 24 | 0 | 0 | 0 | 0 | 0 | 0 | 0
| 5 | 1 | 1 | 0 | 0 | 0 | 0 | 0 | 0 | 0
| 5 | 1 | 2 | 0 | 0 | 0 | 0 | 0 | 0 | 0
| 5 | 1 | 3 | 0 | 0 | 0 | 0 | 0 | 0 | 0
| 5 | 1 | 4 | 0 | 0 | 0 | 0 | 0 | 0 | 0
| 5 | 1 | 5 | 0 | 0 | 0 | 0 | 0 | 0 | 0
| 5 | 1 | 6 | 0 | 0 | 0 | 0 | 0 | 0 | 0
| 5 | 1 | 7 | 3.8354e-05 | 4.0716e-05 | 3.8837e-05 | 3.4303e-05 | 3.4059e-05 | 3.4088e-05 | 3.836e-05
| 5 | 1 | 8 | 0.00013485 | 0.00015846 | 0.00014852 | 0.00013178 | 0.00015485 | 0.00012865 | 0.00014345
| 5 | 1 | 9 | 0.00026899 | 0.00031115 | 0.00027773 | 0.00027387 | 0.00030332 | 0.00026205 | 0.00027598
| 5 | 1 | 10 | 0.00039426 | 0.00043148 | 0.00041644 | 0.00041169 | 0.00043026 | 0.00038711 | 0.00040848
| 5 | 1 | 11 | 0.00049625 | 0.00053348 | 0.00049873 | 0.00056945 | 0.0005157 | 0.00050047 | 0.00050054
| 5 | 1 | 12 | 0.0005744 | 0.00058314 | 0.00058259 | 0.0006022 | 0.000575 | 0.000582 | 0.00058023
| 5 | 1 | 13 | 0.0005918 | 0.00061387 | 0.00061322 | 0.00060732 | 0.00062003 | 0.00061076 | 0.00060689
| 5 | 1 | 14 | 0.00058996 | 0.00056264 | 0.00058928 | 0.0006019 | 0.00061607 | 0.00059694 | 0.00058876
| 5 | 1 | 15 | 0.00052549 | 0.00053344 | 0.0005635 | 0.00054334 | 0.00057528 | 0.00054303 | 0.00054901
| 5 | 1 | 16 | 0.00043287 | 0.00042801 | 0.00043692 | 0.00046962 | 0.00047882 | 0.00043848 | 0.00043571
| 5 | 1 | 17 | 0.00028249 | 0.00031062 | 0.00031104 | 0.00034156 | 0.0003331 | 0.00032189 | 0.00030393
| 5 | 1 | 18 | 0.00016353 | 0.00017351 | 0.00016471 | 0.00018374 | 0.00017926 | 0.00017699 | 0.00016608
| 5 | 1 | 19 | 4.3517e-05 | 4.0331e-05 | 3.831e-05 | 4.3245e-05 | 4.7018e-05 | 4.144e-05 | 4.0266e-05
| 5 | 1 | 20 | 0 | 0 | 0 | 0 | 0 | 0 | 0
| 5 | 1 | 21 | 0 | 0 | 0 | 0 | 0 | 0 | 0
| 5 | 1 | 22 | 0 | 0 | 0 | 0 | 0 | 0 | 0
| 5 | 1 | 23 | 0 | 0 | 0 | 0 | 0 | 0 | 0
| 5 | 1 | 24 | 0 | 0 | 0 | 0 | 0 | 0 | 0
| 5 | 2 | 1 | 0 | 0 | 0 | 0 | 0 | 0 | 0
| 5 | 2 | 2 | 0 | 0 | 0 | 0 | 0 | 0 | 0
| 5 | 2 | 3 | 0 | 0 | 0 | 0 | 0 | 0 | 0
| 5 | 2 | 4 | 0 | 0 | 0 | 0 | 0 | 0 | 0
| 5 | 2 | 5 | 0 | 0 | 0 | 0 | 0 | 0 | 0
| 5 | 2 | 6 | 0 | 0 | 0 | 0 | 0 | 0 | 0
| 5 | 2 | 7 | 3.8354e-05 | 4.0716e-05 | 3.8837e-05 | 3.4303e-05 | 3.4059e-05 | 3.4088e-05 | 3.836e-05
| 5 | 2 | 8 | 0.00013485 | 0.00015846 | 0.00014852 | 0.00013178 | 0.00015485 | 0.00012865 | 0.00014345
| 5 | 2 | 9 | 0.00026899 | 0.00031115 | 0.00027773 | 0.00027387 | 0.00030332 | 0.00026205 | 0.00027598
| 5 | 2 | 10 | 0.00039426 | 0.00043148 | 0.00041644 | 0.00041169 | 0.00043026 | 0.00038711 | 0.00040848
| 5 | 2 | 11 | 0.00049625 | 0.00053348 | 0.00049873 | 0.00056945 | 0.0005157 | 0.00050047 | 0.00050054
| 5 | 2 | 12 | 0.0005744 | 0.00058314 | 0.00058259 | 0.0006022 | 0.000575 | 0.000582 | 0.00058023
| 5 | 2 | 13 | 0.0005918 | 0.00061387 | 0.00061322 | 0.00060732 | 0.00062003 | 0.00061076 | 0.00060689
| 5 | 2 | 14 | 0.00058996 | 0.00056264 | 0.00058928 | 0.0006019 | 0.00061607 | 0.00059694 | 0.00058876
| 5 | 2 | 15 | 0.00052549 | 0.00053344 | 0.0005635 | 0.00054334 | 0.00057528 | 0.00054303 | 0.00054901
| 5 | 2 | 16 | 0.00043287 | 0.00042801 | 0.00043692 | 0.00046962 | 0.00047882 | 0.00043848 | 0.00043571
| 5 | 2 | 17 | 0.00028249 | 0.00031062 | 0.00031104 | 0.00034156 | 0.0003331 | 0.00032189 | 0.00030393
| 5 | 2 | 18 | 0.00016353 | 0.00017351 | 0.00016471 | 0.00018374 | 0.00017926 | 0.00017699 | 0.00016608
| 5 | 2 | 19 | 4.3517e-05 | 4.0331e-05 | 3.831e-05 | 4.3245e-05 | 4.7018e-05 | 4.144e-05 | 4.0266e-05
| 5 | 2 | 20 | 0 | 0 | 0 | 0 | 0 | 0 | 0
| 5 | 2 | 21 | 0 | 0 | 0 | 0 | 0 | 0 | 0
| 5 | 2 | 22 | 0 | 0 | 0 | 0 | 0 | 0 | 0
| 5 | 2 | 23 | 0 | 0 | 0 | 0 | 0 | 0 | 0
| 5 | 2 | 24 | 0 | 0 | 0 | 0 | 0 | 0 | 0
| 5 | 3 | 1 | 0 | 0 | 0 | 0 | 0 | 0 | 0
| 5 | 3 | 2 | 0 | 0 | 0 | 0 | 0 | 0 | 0
| 5 | 3 | 3 | 0 | 0 | 0 | 0 | 0 | 0 | 0
| 5 | 3 | 4 | 0 | 0 | 0 | 0 | 0 | 0 | 0
| 5 | 3 | 5 | 0 | 0 | 0 | 0 | 0 | 0 | 0
| 5 | 3 | 6 | 0 | 0 | 0 | 0 | 0 | 0 | 0
| 5 | 3 | 7 | 3.8354e-05 | 4.0716e-05 | 3.8837e-05 | 3.4303e-05 | 3.4059e-05 | 3.4088e-05 | 3.836e-05
| 5 | 3 | 8 | 0.00013485 | 0.00015846 | 0.00014852 | 0.00013178 | 0.00015485 | 0.00012865 | 0.00014345
| 5 | 3 | 9 | 0.00026899 | 0.00031115 | 0.00027773 | 0.00027387 | 0.00030332 | 0.00026205 | 0.00027598
| 5 | 3 | 10 | 0.00039426 | 0.00043148 | 0.00041644 | 0.00041169 | 0.00043026 | 0.00038711 | 0.00040848
| 5 | 3 | 11 | 0.00049625 | 0.00053348 | 0.00049873 | 0.00056945 | 0.0005157 | 0.00050047 | 0.00050054
| 5 | 3 | 12 | 0.0005744 | 0.00058314 | 0.00058259 | 0.0006022 | 0.000575 | 0.000582 | 0.00058023
| 5 | 3 | 13 | 0.0005918 | 0.00061387 | 0.00061322 | 0.00060732 | 0.00062003 | 0.00061076 | 0.00060689
| 5 | 3 | 14 | 0.00058996 | 0.00056264 | 0.00058928 | 0.0006019 | 0.00061607 | 0.00059694 | 0.00058876
| 5 | 3 | 15 | 0.00052549 | 0.00053344 | 0.0005635 | 0.00054334 | 0.00057528 | 0.00054303 | 0.00054901
| 5 | 3 | 16 | 0.00043287 | 0.00042801 | 0.00043692 | 0.00046962 | 0.00047882 | 0.00043848 | 0.00043571
| 5 | 3 | 17 | 0.00028249 | 0.00031062 | 0.00031104 | 0.00034156 | 0.0003331 | 0.00032189 | 0.00030393
| 5 | 3 | 18 | 0.00016353 | 0.00017351 | 0.00016471 | 0.00018374 | 0.00017926 | 0.00017699 | 0.00016608
| 5 | 3 | 19 | 4.3517e-05 | 4.0331e-05 | 3.831e-05 | 4.3245e-05 | 4.7018e-05 | 4.144e-05 | 4.0266e-05
| 5 | 3 | 20 | 0 | 0 | 0 | 0 | 0 | 0 | 0
| 5 | 3 | 21 | 0 | 0 | 0 | 0 | 0 | 0 | 0
| 5 | 3 | 22 | 0 | 0 | 0 | 0 | 0 | 0 | 0
| 5 | 3 | 23 | 0 | 0 | 0 | 0 | 0 | 0 | 0
| 5 | 3 | 24 | 0 | 0 | 0 | 0 | 0 | 0 | 0
| 5 | 4 | 1 | 0 | 0 | 0 | 0 | 0 | 0 | 0
| 5 | 4 | 2 | 0 | 0 | 0 | 0 | 0 | 0 | 0
| 5 | 4 | 3 | 0 | 0 | 0 | 0 | 0 | 0 | 0
| 5 | 4 | 4 | 0 | 0 | 0 | 0 | 0 | 0 | 0
| 5 | 4 | 5 | 0 | 0 | 0 | 0 | 0 | 0 | 0
| 5 | 4 | 6 | 0 | 0 | 0 | 0 | 0 | 0 | 0
| 5 | 4 | 7 | 3.8354e-05 | 4.0716e-05 | 3.8837e-05 | 3.4303e-05 | 3.4059e-05 | 3.4088e-05 | 3.836e-05
| 5 | 4 | 8 | 0.00013485 | 0.00015846 | 0.00014852 | 0.00013178 | 0.00015485 | 0.00012865 | 0.00014345
| 5 | 4 | 9 | 0.00026899 | 0.00031115 | 0.00027773 | 0.00027387 | 0.00030332 | 0.00026205 | 0.00027598
| 5 | 4 | 10 | 0.00039426 | 0.00043148 | 0.00041644 | 0.00041169 | 0.00043026 | 0.00038711 | 0.00040848
| 5 | 4 | 11 | 0.00049625 | 0.00053348 | 0.00049873 | 0.00056945 | 0.0005157 | 0.00050047 | 0.00050054
| 5 | 4 | 12 | 0.0005744 | 0.00058314 | 0.00058259 | 0.0006022 | 0.000575 | 0.000582 | 0.00058023
| 5 | 4 | 13 | 0.0005918 | 0.00061387 | 0.00061322 | 0.00060732 | 0.00062003 | 0.00061076 | 0.00060689
| 5 | 4 | 14 | 0.00058996 | 0.00056264 | 0.00058928 | 0.0006019 | 0.00061607 | 0.00059694 | 0.00058876
| 5 | 4 | 15 | 0.00052549 | 0.00053344 | 0.0005635 | 0.00054334 | 0.00057528 | 0.00054303 | 0.00054901
| 5 | 4 | 16 | 0.00043287 | 0.00042801 | 0.00043692 | 0.00046962 | 0.00047882 | 0.00043848 | 0.00043571
| 5 | 4 | 17 | 0.00028249 | 0.00031062 | 0.00031104 | 0.00034156 | 0.0003331 | 0.00032189 | 0.00030393
| 5 | 4 | 18 | 0.00016353 | 0.00017351 | 0.00016471 | 0.00018374 | 0.00017926 | 0.00017699 | 0.00016608
| 5 | 4 | 19 | 4.3517e-05 | 4.0331e-05 | 3.831e-05 | 4.3245e-05 | 4.7018e-05 | 4.144e-05 | 4.0266e-05
| 5 | 4 | 20 | 0 | 0 | 0 | 0 | 0 | 0 | 0
| 5 | 4 | 21 | 0 | 0 | 0 | 0 | 0 | 0 | 0
| 5 | 4 | 22 | 0 | 0 | 0 | 0 | 0 | 0 | 0
| 5 | 4 | 23 | 0 | 0 | 0 | 0 | 0 | 0 | 0
| 5 | 4 | 24 | 0 | 0 | 0 | 0 | 0 | 0 | 0
| 5 | 5 | 1 | 0 | 0 | 0 | 0 | 0 | 0 | 0
| 5 | 5 | 2 | 0 | 0 | 0 | 0 | 0 | 0 | 0
| 5 | 5 | 3 | 0 | 0 | 0 | 0 | 0 | 0 | 0
| 5 | 5 | 4 | 0 | 0 | 0 | 0 | 0 | 0 | 0
| 5 | 5 | 5 | 0 | 0 | 0 | 0 | 0 | 0 | 0
| 5 | 5 | 6 | 0 | 0 | 0 | 0 | 0 | 0 | 0
| 5 | 5 | 7 | 3.8354e-05 | 4.0716e-05 | 3.8837e-05 | 3.4303e-05 | 3.4059e-05 | 3.4088e-05 | 3.836e-05
| 5 | 5 | 8 | 0.00013485 | 0.00015846 | 0.00014852 | 0.00013178 | 0.00015485 | 0.00012865 | 0.00014345
| 5 | 5 | 9 | 0.00026899 | 0.00031115 | 0.00027773 | 0.00027387 | 0.00030332 | 0.00026205 | 0.00027598
| 5 | 5 | 10 | 0.00039426 | 0.00043148 | 0.00041644 | 0.00041169 | 0.00043026 | 0.00038711 | 0.00040848
| 5 | 5 | 11 | 0.00049625 | 0.00053348 | 0.00049873 | 0.00056945 | 0.0005157 | 0.00050047 | 0.00050054
| 5 | 5 | 12 | 0.0005744 | 0.00058314 | 0.00058259 | 0.0006022 | 0.000575 | 0.000582 | 0.00058023
| 5 | 5 | 13 | 0.0005918 | 0.00061387 | 0.00061322 | 0.00060732 | 0.00062003 | 0.00061076 | 0.00060689
| 5 | 5 | 14 | 0.00058996 | 0.00056264 | 0.00058928 | 0.0006019 | 0.00061607 | 0.00059694 | 0.00058876
| 5 | 5 | 15 | 0.00052549 | 0.00053344 | 0.0005635 | 0.00054334 | 0.00057528 | 0.00054303 | 0.00054901
| 5 | 5 | 16 | 0.00043287 | 0.00042801 | 0.00043692 | 0.00046962 | 0.00047882 | 0.00043848 | 0.00043571
| 5 | 5 | 17 | 0.00028249 | 0.00031062 | 0.00031104 | 0.00034156 | 0.0003331 | 0.00032189 | 0.00030393
| 5 | 5 | 18 | 0.00016353 | 0.00017351 | 0.00016471 | 0.00018374 | 0.00017926 | 0.00017699 | 0.00016608
| 5 | 5 | 19 | 4.3517e-05 | 4.0331e-05 | 3.831e-05 | 4.3245e-05 | 4.7018e-05 | 4.144e-05 | 4.0266e-05
| 5 | 5 | 20 | 0 | 0 | 0 | 0 | 0 | 0 | 0
| 5 | 5 | 21 | 0 | 0 | 0 | 0 | 0 | 0 | 0
| 5 | 5 | 22 | 0 | 0 | 0 | 0 | 0 | 0 | 0
| 5 | 5 | 23 | 0 | 0 | 0 | 0 | 0 | 0 | 0
| 5 | 5 | 24 | 0 | 0 | 0 | 0 | 0 | 0 | 0
| 5 | 6 | 1 | 0 | 0 | 0 | 0 | 0 | 0 | 0
| 5 | 6 | 2 | 0 | 0 | 0 | 0 | 0 | 0 | 0
| 5 | 6 | 3 | 0 | 0 | 0 | 0 | 0 | 0 | 0
| 5 | 6 | 4 | 0 | 0 | 0 | 0 | 0 | 0 | 0
| 5 | 6 | 5 | 0 | 0 | 0 | 0 | 0 | 0 | 0
| 5 | 6 | 6 | 0 | 0 | 0 | 0 | 0 | 0 | 0
| 5 | 6 | 7 | 3.8354e-05 | 4.0716e-05 | 3.8837e-05 | 3.4303e-05 | 3.4059e-05 | 3.4088e-05 | 3.836e-05
| 5 | 6 | 8 | 0.00013485 | 0.00015846 | 0.00014852 | 0.00013178 | 0.00015485 | 0.00012865 | 0.00014345
| 5 | 6 | 9 | 0.00026899 | 0.00031115 | 0.00027773 | 0.00027387 | 0.00030332 | 0.00026205 | 0.00027598
| 5 | 6 | 10 | 0.00039426 | 0.00043148 | 0.00041644 | 0.00041169 | 0.00043026 | 0.00038711 | 0.00040848
| 5 | 6 | 11 | 0.00049625 | 0.00053348 | 0.00049873 | 0.00056945 | 0.0005157 | 0.00050047 | 0.00050054
| 5 | 6 | 12 | 0.0005744 | 0.00058314 | 0.00058259 | 0.0006022 | 0.000575 | 0.000582 | 0.00058023
| 5 | 6 | 13 | 0.0005918 | 0.00061387 | 0.00061322 | 0.00060732 | 0.00062003 | 0.00061076 | 0.00060689
| 5 | 6 | 14 | 0.00058996 | 0.00056264 | 0.00058928 | 0.0006019 | 0.00061607 | 0.00059694 | 0.00058876
| 5 | 6 | 15 | 0.00052549 | 0.00053344 | 0.0005635 | 0.00054334 | 0.00057528 | 0.00054303 | 0.00054901
| 5 | 6 | 16 | 0.00043287 | 0.00042801 | 0.00043692 | 0.00046962 | 0.00047882 | 0.00043848 | 0.00043571
| 5 | 6 | 17 | 0.00028249 | 0.00031062 | 0.00031104 | 0.00034156 | 0.0003331 | 0.00032189 | 0.00030393
| 5 | 6 | 18 | 0.00016353 | 0.00017351 | 0.00016471 | 0.00018374 | 0.00017926 | 0.00017699 | 0.00016608
| 5 | 6 | 19 | 4.3517e-05 | 4.0331e-05 | 3.831e-05 | 4.3245e-05 | 4.7018e-05 | 4.144e-05 | 4.0266e-05
| 5 | 6 | 20 | 0 | 0 | 0 | 0 | 0 | 0 | 0
| 5 | 6 | 21 | 0 | 0 | 0 | 0 | 0 | 0 | 0
| 5 | 6 | 22 | 0 | 0 | 0 | 0 | 0 | 0 | 0
| 5 | 6 | 23 | 0 | 0 | 0 | 0 | 0 | 0 | 0
| 5 | 6 | 24 | 0 | 0 | 0 | 0 | 0 | 0 | 0
| 5 | 7 | 1 | 0 | 0 | 0 | 0 | 0 | 0 | 0
| 5 | 7 | 2 | 0 | 0 | 0 | 0 | 0 | 0 | 0
| 5 | 7 | 3 | 0 | 0 | 0 | 0 | 0 | 0 | 0
| 5 | 7 | 4 | 0 | 0 | 0 | 0 | 0 | 0 | 0
| 5 | 7 | 5 | 0 | 0 | 0 | 0 | 0 | 0 | 0
| 5 | 7 | 6 | 0 | 0 | 0 | 0 | 0 | 0 | 0
| 5 | 7 | 7 | 3.8354e-05 | 4.0716e-05 | 3.8837e-05 | 3.4303e-05 | 3.4059e-05 | 3.4088e-05 | 3.836e-05
| 5 | 7 | 8 | 0.00013485 | 0.00015846 | 0.00014852 | 0.00013178 | 0.00015485 | 0.00012865 | 0.00014345
| 5 | 7 | 9 | 0.00026899 | 0.00031115 | 0.00027773 | 0.00027387 | 0.00030332 | 0.00026205 | 0.00027598
| 5 | 7 | 10 | 0.00039426 | 0.00043148 | 0.00041644 | 0.00041169 | 0.00043026 | 0.00038711 | 0.00040848
| 5 | 7 | 11 | 0.00049625 | 0.00053348 | 0.00049873 | 0.00056945 | 0.0005157 | 0.00050047 | 0.00050054
| 5 | 7 | 12 | 0.0005744 | 0.00058314 | 0.00058259 | 0.0006022 | 0.000575 | 0.000582 | 0.00058023
| 5 | 7 | 13 | 0.0005918 | 0.00061387 | 0.00061322 | 0.00060732 | 0.00062003 | 0.00061076 | 0.00060689
| 5 | 7 | 14 | 0.00058996 | 0.00056264 | 0.00058928 | 0.0006019 | 0.00061607 | 0.00059694 | 0.00058876
| 5 | 7 | 15 | 0.00052549 | 0.00053344 | 0.0005635 | 0.00054334 | 0.00057528 | 0.00054303 | 0.00054901
| 5 | 7 | 16 | 0.00043287 | 0.00042801 | 0.00043692 | 0.00046962 | 0.00047882 | 0.00043848 | 0.00043571
| 5 | 7 | 17 | 0.00028249 | 0.00031062 | 0.00031104 | 0.00034156 | 0.0003331 | 0.00032189 | 0.00030393
| 5 | 7 | 18 | 0.00016353 | 0.00017351 | 0.00016471 | 0.00018374 | 0.00017926 | 0.00017699 | 0.00016608
| 5 | 7 | 19 | 4.3517e-05 | 4.0331e-05 | 3.831e-05 | 4.3245e-05 | 4.7018e-05 | 4.144e-05 | 4.0266e-05
| 5 | 7 | 20 | 0 | 0 | 0 | 0 | 0 | 0 | 0
| 5 | 7 | 21 | 0 | 0 | 0 | 0 | 0 | 0 | 0
| 5 | 7 | 22 | 0 | 0 | 0 | 0 | 0 | 0 | 0
| 5 | 7 | 23 | 0 | 0 | 0 | 0 | 0 | 0 | 0
| 5 | 7 | 24 | 0 | 0 | 0 | 0 | 0 | 0 | 0
| 5 | 8 | 1 | 0 | 0 | 0 | 0 | 0 | 0 | 0
| 5 | 8 | 2 | 0 | 0 | 0 | 0 | 0 | 0 | 0
| 5 | 8 | 3 | 0 | 0 | 0 | 0 | 0 | 0 | 0
| 5 | 8 | 4 | 0 | 0 | 0 | 0 | 0 | 0 | 0
| 5 | 8 | 5 | 0 | 0 | 0 | 0 | 0 | 0 | 0
| 5 | 8 | 6 | 0 | 0 | 0 | 0 | 0 | 0 | 0
| 5 | 8 | 7 | 3.8354e-05 | 4.0716e-05 | 3.8837e-05 | 3.4303e-05 | 3.4059e-05 | 3.4088e-05 | 3.836e-05
| 5 | 8 | 8 | 0.00013485 | 0.00015846 | 0.00014852 | 0.00013178 | 0.00015485 | 0.00012865 | 0.00014345
| 5 | 8 | 9 | 0.00026899 | 0.00031115 | 0.00027773 | 0.00027387 | 0.00030332 | 0.00026205 | 0.00027598
| 5 | 8 | 10 | 0.00039426 | 0.00043148 | 0.00041644 | 0.00041169 | 0.00043026 | 0.00038711 | 0.00040848
| 5 | 8 | 11 | 0.00049625 | 0.00053348 | 0.00049873 | 0.00056945 | 0.0005157 | 0.00050047 | 0.00050054
| 5 | 8 | 12 | 0.0005744 | 0.00058314 | 0.00058259 | 0.0006022 | 0.000575 | 0.000582 | 0.00058023
| 5 | 8 | 13 | 0.0005918 | 0.00061387 | 0.00061322 | 0.00060732 | 0.00062003 | 0.00061076 | 0.00060689
| 5 | 8 | 14 | 0.00058996 | 0.00056264 | 0.00058928 | 0.0006019 | 0.00061607 | 0.00059694 | 0.00058876
| 5 | 8 | 15 | 0.00052549 | 0.00053344 | 0.0005635 | 0.00054334 | 0.00057528 | 0.00054303 | 0.00054901
| 5 | 8 | 16 | 0.00043287 | 0.00042801 | 0.00043692 | 0.00046962 | 0.00047882 | 0.00043848 | 0.00043571
| 5 | 8 | 17 | 0.00028249 | 0.00031062 | 0.00031104 | 0.00034156 | 0.0003331 | 0.00032189 | 0.00030393
| 5 | 8 | 18 | 0.00016353 | 0.00017351 | 0.00016471 | 0.00018374 | 0.00017926 | 0.00017699 | 0.00016608
| 5 | 8 | 19 | 4.3517e-05 | 4.0331e-05 | 3.831e-05 | 4.3245e-05 | 4.7018e-05 | 4.144e-05 | 4.0266e-05
| 5 | 8 | 20 | 0 | 0 | 0 | 0 | 0 | 0 | 0
| 5 | 8 | 21 | 0 | 0 | 0 | 0 | 0 | 0 | 0
| 5 | 8 | 22 | 0 | 0 | 0 | 0 | 0 | 0 | 0
| 5 | 8 | 23 | 0 | 0 | 0 | 0 | 0 | 0 | 0
| 5 | 8 | 24 | 0 | 0 | 0 | 0 | 0 | 0 | 0
| 5 | 9 | 1 | 0 | 0 | 0 | 0 | 0 | 0 | 0
| 5 | 9 | 2 | 0 | 0 | 0 | 0 | 0 | 0 | 0
| 5 | 9 | 3 | 0 | 0 | 0 | 0 | 0 | 0 | 0
| 5 | 9 | 4 | 0 | 0 | 0 | 0 | 0 | 0 | 0
| 5 | 9 | 5 | 0 | 0 | 0 | 0 | 0 | 0 | 0
| 5 | 9 | 6 | 0 | 0 | 0 | 0 | 0 | 0 | 0
| 5 | 9 | 7 | 3.8354e-05 | 4.0716e-05 | 3.8837e-05 | 3.4303e-05 | 3.4059e-05 | 3.4088e-05 | 3.836e-05
| 5 | 9 | 8 | 0.00013485 | 0.00015846 | 0.00014852 | 0.00013178 | 0.00015485 | 0.00012865 | 0.00014345
| 5 | 9 | 9 | 0.00026899 | 0.00031115 | 0.00027773 | 0.00027387 | 0.00030332 | 0.00026205 | 0.00027598
| 5 | 9 | 10 | 0.00039426 | 0.00043148 | 0.00041644 | 0.00041169 | 0.00043026 | 0.00038711 | 0.00040848
| 5 | 9 | 11 | 0.00049625 | 0.00053348 | 0.00049873 | 0.00056945 | 0.0005157 | 0.00050047 | 0.00050054
| 5 | 9 | 12 | 0.0005744 | 0.00058314 | 0.00058259 | 0.0006022 | 0.000575 | 0.000582 | 0.00058023
| 5 | 9 | 13 | 0.0005918 | 0.00061387 | 0.00061322 | 0.00060732 | 0.00062003 | 0.00061076 | 0.00060689
| 5 | 9 | 14 | 0.00058996 | 0.00056264 | 0.00058928 | 0.0006019 | 0.00061607 | 0.00059694 | 0.00058876
| 5 | 9 | 15 | 0.00052549 | 0.00053344 | 0.0005635 | 0.00054334 | 0.00057528 | 0.00054303 | 0.00054901
| 5 | 9 | 16 | 0.00043287 | 0.00042801 | 0.00043692 | 0.00046962 | 0.00047882 | 0.00043848 | 0.00043571
| 5 | 9 | 17 | 0.00028249 | 0.00031062 | 0.00031104 | 0.00034156 | 0.0003331 | 0.00032189 | 0.00030393
| 5 | 9 | 18 | 0.00016353 | 0.00017351 | 0.00016471 | 0.00018374 | 0.00017926 | 0.00017699 | 0.00016608
| 5 | 9 | 19 | 4.3517e-05 | 4.0331e-05 | 3.831e-05 | 4.3245e-05 | 4.7018e-05 | 4.144e-05 | 4.0266e-05
| 5 | 9 | 20 | 0 | 0 | 0 | 0 | 0 | 0 | 0
| 5 | 9 | 21 | 0 | 0 | 0 | 0 | 0 | 0 | 0
| 5 | 9 | 22 | 0 | 0 | 0 | 0 | 0 | 0 | 0
| 5 | 9 | 23 | 0 | 0 | 0 | 0 | 0 | 0 | 0
| 5 | 9 | 24 | 0 | 0 | 0 | 0 | 0 | 0 | 0
| 5 | 10 | 1 | 0 | 0 | 0 | 0 | 0 | 0 | 0
| 5 | 10 | 2 | 0 | 0 | 0 | 0 | 0 | 0 | 0
| 5 | 10 | 3 | 0 | 0 | 0 | 0 | 0 | 0 | 0
| 5 | 10 | 4 | 0 | 0 | 0 | 0 | 0 | 0 | 0
| 5 | 10 | 5 | 0 | 0 | 0 | 0 | 0 | 0 | 0
| 5 | 10 | 6 | 0 | 0 | 0 | 0 | 0 | 0 | 0
| 5 | 10 | 7 | 3.8354e-05 | 4.0716e-05 | 3.8837e-05 | 3.4303e-05 | 3.4059e-05 | 3.4088e-05 | 3.836e-05
| 5 | 10 | 8 | 0.00013485 | 0.00015846 | 0.00014852 | 0.00013178 | 0.00015485 | 0.00012865 | 0.00014345
| 5 | 10 | 9 | 0.00026899 | 0.00031115 | 0.00027773 | 0.00027387 | 0.00030332 | 0.00026205 | 0.00027598
| 5 | 10 | 10 | 0.00039426 | 0.00043148 | 0.00041644 | 0.00041169 | 0.00043026 | 0.00038711 | 0.00040848
| 5 | 10 | 11 | 0.00049625 | 0.00053348 | 0.00049873 | 0.00056945 | 0.0005157 | 0.00050047 | 0.00050054
| 5 | 10 | 12 | 0.0005744 | 0.00058314 | 0.00058259 | 0.0006022 | 0.000575 | 0.000582 | 0.00058023
| 5 | 10 | 13 | 0.0005918 | 0.00061387 | 0.00061322 | 0.00060732 | 0.00062003 | 0.00061076 | 0.00060689
| 5 | 10 | 14 | 0.00058996 | 0.00056264 | 0.00058928 | 0.0006019 | 0.00061607 | 0.00059694 | 0.00058876
| 5 | 10 | 15 | 0.00052549 | 0.00053344 | 0.0005635 | 0.00054334 | 0.00057528 | 0.00054303 | 0.00054901
| 5 | 10 | 16 | 0.00043287 | 0.00042801 | 0.00043692 | 0.00046962 | 0.00047882 | 0.00043848 | 0.00043571
| 5 | 10 | 17 | 0.00028249 | 0.00031062 | 0.00031104 | 0.00034156 | 0.0003331 | 0.00032189 | 0.00030393
| 5 | 10 | 18 | 0.00016353 | 0.00017351 | 0.00016471 | 0.00018374 | 0.00017926 | 0.00017699 | 0.00016608
| 5 | 10 | 19 | 4.3517e-05 | 4.0331e-05 | 3.831e-05 | 4.3245e-05 | 4.7018e-05 | 4.144e-05 | 4.0266e-05
| 5 | 10 | 20 | 0 | 0 | 0 | 0 | 0 | 0 | 0
| 5 | 10 | 21 | 0 | 0 | 0 | 0 | 0 | 0 | 0
| 5 | 10 | 22 | 0 | 0 | 0 | 0 | 0 | 0 | 0
| 5 | 10 | 23 | 0 | 0 | 0 | 0 | 0 | 0 | 0
| 5 | 10 | 24 | 0 | 0 | 0 | 0 | 0 | 0 | 0
| 5 | 11 | 1 | 0 | 0 | 0 | 0 | 0 | 0 | 0
| 5 | 11 | 2 | 0 | 0 | 0 | 0 | 0 | 0 | 0
| 5 | 11 | 3 | 0 | 0 | 0 | 0 | 0 | 0 | 0
| 5 | 11 | 4 | 0 | 0 | 0 | 0 | 0 | 0 | 0
| 5 | 11 | 5 | 0 | 0 | 0 | 0 | 0 | 0 | 0
| 5 | 11 | 6 | 0 | 0 | 0 | 0 | 0 | 0 | 0
| 5 | 11 | 7 | 3.8354e-05 | 4.0716e-05 | 3.8837e-05 | 3.4303e-05 | 3.4059e-05 | 3.4088e-05 | 3.836e-05
| 5 | 11 | 8 | 0.00013485 | 0.00015846 | 0.00014852 | 0.00013178 | 0.00015485 | 0.00012865 | 0.00014345
| 5 | 11 | 9 | 0.00026899 | 0.00031115 | 0.00027773 | 0.00027387 | 0.00030332 | 0.00026205 | 0.00027598
| 5 | 11 | 10 | 0.00039426 | 0.00043148 | 0.00041644 | 0.00041169 | 0.00043026 | 0.00038711 | 0.00040848
| 5 | 11 | 11 | 0.00049625 | 0.00053348 | 0.00049873 | 0.00056945 | 0.0005157 | 0.00050047 | 0.00050054
| 5 | 11 | 12 | 0.0005744 | 0.00058314 | 0.00058259 | 0.0006022 | 0.000575 | 0.000582 | 0.00058023
| 5 | 11 | 13 | 0.0005918 | 0.00061387 | 0.00061322 | 0.00060732 | 0.00062003 | 0.00061076 | 0.00060689
| 5 | 11 | 14 | 0.00058996 | 0.00056264 | 0.00058928 | 0.0006019 | 0.00061607 | 0.00059694 | 0.00058876
| 5 | 11 | 15 | 0.00052549 | 0.00053344 | 0.0005635 | 0.00054334 | 0.00057528 | 0.00054303 | 0.00054901
| 5 | 11 | 16 | 0.00043287 | 0.00042801 | 0.00043692 | 0.00046962 | 0.00047882 | 0.00043848 | 0.00043571
| 5 | 11 | 17 | 0.00028249 | 0.00031062 | 0.00031104 | 0.00034156 | 0.0003331 | 0.00032189 | 0.00030393
| 5 | 11 | 18 | 0.00016353 | 0.00017351 | 0.00016471 | 0.00018374 | 0.00017926 | 0.00017699 | 0.00016608
| 5 | 11 | 19 | 4.3517e-05 | 4.0331e-05 | 3.831e-05 | 4.3245e-05 | 4.7018e-05 | 4.144e-05 | 4.0266e-05
| 5 | 11 | 20 | 0 | 0 | 0 | 0 | 0 | 0 | 0
| 5 | 11 | 21 | 0 | 0 | 0 | 0 | 0 | 0 | 0
| 5 | 11 | 22 | 0 | 0 | 0 | 0 | 0 | 0 | 0
| 5 | 11 | 23 | 0 | 0 | 0 | 0 | 0 | 0 | 0
| 5 | 11 | 24 | 0 | 0 | 0 | 0 | 0 | 0 | 0
| 5 | 12 | 1 | 0 | 0 | 0 | 0 | 0 | 0 | 0
| 5 | 12 | 2 | 0 | 0 | 0 | 0 | 0 | 0 | 0
| 5 | 12 | 3 | 0 | 0 | 0 | 0 | 0 | 0 | 0
| 5 | 12 | 4 | 0 | 0 | 0 | 0 | 0 | 0 | 0
| 5 | 12 | 5 | 0 | 0 | 0 | 0 | 0 | 0 | 0
| 5 | 12 | 6 | 0 | 0 | 0 | 0 | 0 | 0 | 0
| 5 | 12 | 7 | 3.8354e-05 | 4.0716e-05 | 3.8837e-05 | 3.4303e-05 | 3.4059e-05 | 3.4088e-05 | 3.836e-05
| 5 | 12 | 8 | 0.00013485 | 0.00015846 | 0.00014852 | 0.00013178 | 0.00015485 | 0.00012865 | 0.00014345
| 5 | 12 | 9 | 0.00026899 | 0.00031115 | 0.00027773 | 0.00027387 | 0.00030332 | 0.00026205 | 0.00027598
| 5 | 12 | 10 | 0.00039426 | 0.00043148 | 0.00041644 | 0.00041169 | 0.00043026 | 0.00038711 | 0.00040848
| 5 | 12 | 11 | 0.00049625 | 0.00053348 | 0.00049873 | 0.00056945 | 0.0005157 | 0.00050047 | 0.00050054
| 5 | 12 | 12 | 0.0005744 | 0.00058314 | 0.00058259 | 0.0006022 | 0.000575 | 0.000582 | 0.00058023
| 5 | 12 | 13 | 0.0005918 | 0.00061387 | 0.00061322 | 0.00060732 | 0.00062003 | 0.00061076 | 0.00060689
| 5 | 12 | 14 | 0.00058996 | 0.00056264 | 0.00058928 | 0.0006019 | 0.00061607 | 0.00059694 | 0.00058876
| 5 | 12 | 15 | 0.00052549 | 0.00053344 | 0.0005635 | 0.00054334 | 0.00057528 | 0.00054303 | 0.00054901
| 5 | 12 | 16 | 0.00043287 | 0.00042801 | 0.00043692 | 0.00046962 | 0.00047882 | 0.00043848 | 0.00043571
| 5 | 12 | 17 | 0.00028249 | 0.00031062 | 0.00031104 | 0.00034156 | 0.0003331 | 0.00032189 | 0.00030393
| 5 | 12 | 18 | 0.00016353 | 0.00017351 | 0.00016471 | 0.00018374 | 0.00017926 | 0.00017699 | 0.00016608
| 5 | 12 | 19 | 4.3517e-05 | 4.0331e-05 | 3.831e-05 | 4.3245e-05 | 4.7018e-05 | 4.144e-05 | 4.0266e-05
| 5 | 12 | 20 | 0 | 0 | 0 | 0 | 0 | 0 | 0
| 5 | 12 | 21 | 0 | 0 | 0 | 0 | 0 | 0 | 0
| 5 | 12 | 22 | 0 | 0 | 0 | 0 | 0 | 0 | 0
| 5 | 12 | 23 | 0 | 0 | 0 | 0 | 0 | 0 | 0
| 5 | 12 | 24 | 0 | 0 | 0 | 0 | 0 | 0 | 0
| 5 | 13 | 1 | 0 | 0 | 0 | 0 | 0 | 0 | 0
| 5 | 13 | 2 | 0 | 0 | 0 | 0 | 0 | 0 | 0
| 5 | 13 | 3 | 0 | 0 | 0 | 0 | 0 | 0 | 0
| 5 | 13 | 4 | 0 | 0 | 0 | 0 | 0 | 0 | 0
| 5 | 13 | 5 | 0 | 0 | 0 | 0 | 0 | 0 | 0
| 5 | 13 | 6 | 0 | 0 | 0 | 0 | 0 | 0 | 0
| 5 | 13 | 7 | 3.8354e-05 | 4.0716e-05 | 3.8837e-05 | 3.4303e-05 | 3.4059e-05 | 3.4088e-05 | 3.836e-05
| 5 | 13 | 8 | 0.00013485 | 0.00015846 | 0.00014852 | 0.00013178 | 0.00015485 | 0.00012865 | 0.00014345
| 5 | 13 | 9 | 0.00026899 | 0.00031115 | 0.00027773 | 0.00027387 | 0.00030332 | 0.00026205 | 0.00027598
| 5 | 13 | 10 | 0.00039426 | 0.00043148 | 0.00041644 | 0.00041169 | 0.00043026 | 0.00038711 | 0.00040848
| 5 | 13 | 11 | 0.00049625 | 0.00053348 | 0.00049873 | 0.00056945 | 0.0005157 | 0.00050047 | 0.00050054
| 5 | 13 | 12 | 0.0005744 | 0.00058314 | 0.00058259 | 0.0006022 | 0.000575 | 0.000582 | 0.00058023
| 5 | 13 | 13 | 0.0005918 | 0.00061387 | 0.00061322 | 0.00060732 | 0.00062003 | 0.00061076 | 0.00060689
| 5 | 13 | 14 | 0.00058996 | 0.00056264 | 0.00058928 | 0.0006019 | 0.00061607 | 0.00059694 | 0.00058876
| 5 | 13 | 15 | 0.00052549 | 0.00053344 | 0.0005635 | 0.00054334 | 0.00057528 | 0.00054303 | 0.00054901
| 5 | 13 | 16 | 0.00043287 | 0.00042801 | 0.00043692 | 0.00046962 | 0.00047882 | 0.00043848 | 0.00043571
| 5 | 13 | 17 | 0.00028249 | 0.00031062 | 0.00031104 | 0.00034156 | 0.0003331 | 0.00032189 | 0.00030393
| 5 | 13 | 18 | 0.00016353 | 0.00017351 | 0.00016471 | 0.00018374 | 0.00017926 | 0.00017699 | 0.00016608
| 5 | 13 | 19 | 4.3517e-05 | 4.0331e-05 | 3.831e-05 | 4.3245e-05 | 4.7018e-05 | 4.144e-05 | 4.0266e-05
| 5 | 13 | 20 | 0 | 0 | 0 | 0 | 0 | 0 | 0
| 5 | 13 | 21 | 0 | 0 | 0 | 0 | 0 | 0 | 0
| 5 | 13 | 22 | 0 | 0 | 0 | 0 | 0 | 0 | 0
| 5 | 13 | 23 | 0 | 0 | 0 | 0 | 0 | 0 | 0
| 5 | 13 | 24 | 0 | 0 | 0 | 0 | 0 | 0 | 0
| 5 | 14 | 1 | 0 | 0 | 0 | 0 | 0 | 0 | 0
| 5 | 14 | 2 | 0 | 0 | 0 | 0 | 0 | 0 | 0
| 5 | 14 | 3 | 0 | 0 | 0 | 0 | 0 | 0 | 0
| 5 | 14 | 4 | 0 | 0 | 0 | 0 | 0 | 0 | 0
| 5 | 14 | 5 | 0 | 0 | 0 | 0 | 0 | 0 | 0
| 5 | 14 | 6 | 0 | 0 | 0 | 0 | 0 | 0 | 0
| 5 | 14 | 7 | 3.8354e-05 | 4.0716e-05 | 3.8837e-05 | 3.4303e-05 | 3.4059e-05 | 3.4088e-05 | 3.836e-05
| 5 | 14 | 8 | 0.00013485 | 0.00015846 | 0.00014852 | 0.00013178 | 0.00015485 | 0.00012865 | 0.00014345
| 5 | 14 | 9 | 0.00026899 | 0.00031115 | 0.00027773 | 0.00027387 | 0.00030332 | 0.00026205 | 0.00027598
| 5 | 14 | 10 | 0.00039426 | 0.00043148 | 0.00041644 | 0.00041169 | 0.00043026 | 0.00038711 | 0.00040848
| 5 | 14 | 11 | 0.00049625 | 0.00053348 | 0.00049873 | 0.00056945 | 0.0005157 | 0.00050047 | 0.00050054
| 5 | 14 | 12 | 0.0005744 | 0.00058314 | 0.00058259 | 0.0006022 | 0.000575 | 0.000582 | 0.00058023
| 5 | 14 | 13 | 0.0005918 | 0.00061387 | 0.00061322 | 0.00060732 | 0.00062003 | 0.00061076 | 0.00060689
| 5 | 14 | 14 | 0.00058996 | 0.00056264 | 0.00058928 | 0.0006019 | 0.00061607 | 0.00059694 | 0.00058876
| 5 | 14 | 15 | 0.00052549 | 0.00053344 | 0.0005635 | 0.00054334 | 0.00057528 | 0.00054303 | 0.00054901
| 5 | 14 | 16 | 0.00043287 | 0.00042801 | 0.00043692 | 0.00046962 | 0.00047882 | 0.00043848 | 0.00043571
| 5 | 14 | 17 | 0.00028249 | 0.00031062 | 0.00031104 | 0.00034156 | 0.0003331 | 0.00032189 | 0.00030393
| 5 | 14 | 18 | 0.00016353 | 0.00017351 | 0.00016471 | 0.00018374 | 0.00017926 | 0.00017699 | 0.00016608
| 5 | 14 | 19 | 4.3517e-05 | 4.0331e-05 | 3.831e-05 | 4.3245e-05 | 4.7018e-05 | 4.144e-05 | 4.0266e-05
| 5 | 14 | 20 | 0 | 0 | 0 | 0 | 0 | 0 | 0
| 5 | 14 | 21 | 0 | 0 | 0 | 0 | 0 | 0 | 0
| 5 | 14 | 22 | 0 | 0 | 0 | 0 | 0 | 0 | 0
| 5 | 14 | 23 | 0 | 0 | 0 | 0 | 0 | 0 | 0
| 5 | 14 | 24 | 0 | 0 | 0 | 0 | 0 | 0 | 0
| 5 | 15 | 1 | 0 | 0 | 0 | 0 | 0 | 0 | 0
| 5 | 15 | 2 | 0 | 0 | 0 | 0 | 0 | 0 | 0
| 5 | 15 | 3 | 0 | 0 | 0 | 0 | 0 | 0 | 0
| 5 | 15 | 4 | 0 | 0 | 0 | 0 | 0 | 0 | 0
| 5 | 15 | 5 | 0 | 0 | 0 | 0 | 0 | 0 | 0
| 5 | 15 | 6 | 0 | 0 | 0 | 0 | 0 | 0 | 0
| 5 | 15 | 7 | 3.8354e-05 | 4.0716e-05 | 3.8837e-05 | 3.4303e-05 | 3.4059e-05 | 3.4088e-05 | 3.836e-05
| 5 | 15 | 8 | 0.00013485 | 0.00015846 | 0.00014852 | 0.00013178 | 0.00015485 | 0.00012865 | 0.00014345
| 5 | 15 | 9 | 0.00026899 | 0.00031115 | 0.00027773 | 0.00027387 | 0.00030332 | 0.00026205 | 0.00027598
| 5 | 15 | 10 | 0.00039426 | 0.00043148 | 0.00041644 | 0.00041169 | 0.00043026 | 0.00038711 | 0.00040848
| 5 | 15 | 11 | 0.00049625 | 0.00053348 | 0.00049873 | 0.00056945 | 0.0005157 | 0.00050047 | 0.00050054
| 5 | 15 | 12 | 0.0005744 | 0.00058314 | 0.00058259 | 0.0006022 | 0.000575 | 0.000582 | 0.00058023
| 5 | 15 | 13 | 0.0005918 | 0.00061387 | 0.00061322 | 0.00060732 | 0.00062003 | 0.00061076 | 0.00060689
| 5 | 15 | 14 | 0.00058996 | 0.00056264 | 0.00058928 | 0.0006019 | 0.00061607 | 0.00059694 | 0.00058876
| 5 | 15 | 15 | 0.00052549 | 0.00053344 | 0.0005635 | 0.00054334 | 0.00057528 | 0.00054303 | 0.00054901
| 5 | 15 | 16 | 0.00043287 | 0.00042801 | 0.00043692 | 0.00046962 | 0.00047882 | 0.00043848 | 0.00043571
| 5 | 15 | 17 | 0.00028249 | 0.00031062 | 0.00031104 | 0.00034156 | 0.0003331 | 0.00032189 | 0.00030393
| 5 | 15 | 18 | 0.00016353 | 0.00017351 | 0.00016471 | 0.00018374 | 0.00017926 | 0.00017699 | 0.00016608
| 5 | 15 | 19 | 4.3517e-05 | 4.0331e-05 | 3.831e-05 | 4.3245e-05 | 4.7018e-05 | 4.144e-05 | 4.0266e-05
| 5 | 15 | 20 | 0 | 0 | 0 | 0 | 0 | 0 | 0
| 5 | 15 | 21 | 0 | 0 | 0 | 0 | 0 | 0 | 0
| 5 | 15 | 22 | 0 | 0 | 0 | 0 | 0 | 0 | 0
| 5 | 15 | 23 | 0 | 0 | 0 | 0 | 0 | 0 | 0
| 5 | 15 | 24 | 0 | 0 | 0 | 0 | 0 | 0 | 0
| 5 | 16 | 1 | 0 | 0 | 0 | 0 | 0 | 0 | 0
| 5 | 16 | 2 | 0 | 0 | 0 | 0 | 0 | 0 | 0
| 5 | 16 | 3 | 0 | 0 | 0 | 0 | 0 | 0 | 0
| 5 | 16 | 4 | 0 | 0 | 0 | 0 | 0 | 0 | 0
| 5 | 16 | 5 | 0 | 0 | 0 | 0 | 0 | 0 | 0
| 5 | 16 | 6 | 0 | 0 | 0 | 0 | 0 | 0 | 0
| 5 | 16 | 7 | 3.8354e-05 | 4.0716e-05 | 3.8837e-05 | 3.4303e-05 | 3.4059e-05 | 3.4088e-05 | 3.836e-05
| 5 | 16 | 8 | 0.00013485 | 0.00015846 | 0.00014852 | 0.00013178 | 0.00015485 | 0.00012865 | 0.00014345
| 5 | 16 | 9 | 0.00026899 | 0.00031115 | 0.00027773 | 0.00027387 | 0.00030332 | 0.00026205 | 0.00027598
| 5 | 16 | 10 | 0.00039426 | 0.00043148 | 0.00041644 | 0.00041169 | 0.00043026 | 0.00038711 | 0.00040848
| 5 | 16 | 11 | 0.00049625 | 0.00053348 | 0.00049873 | 0.00056945 | 0.0005157 | 0.00050047 | 0.00050054
| 5 | 16 | 12 | 0.0005744 | 0.00058314 | 0.00058259 | 0.0006022 | 0.000575 | 0.000582 | 0.00058023
| 5 | 16 | 13 | 0.0005918 | 0.00061387 | 0.00061322 | 0.00060732 | 0.00062003 | 0.00061076 | 0.00060689
| 5 | 16 | 14 | 0.00058996 | 0.00056264 | 0.00058928 | 0.0006019 | 0.00061607 | 0.00059694 | 0.00058876
| 5 | 16 | 15 | 0.00052549 | 0.00053344 | 0.0005635 | 0.00054334 | 0.00057528 | 0.00054303 | 0.00054901
| 5 | 16 | 16 | 0.00043287 | 0.00042801 | 0.00043692 | 0.00046962 | 0.00047882 | 0.00043848 | 0.00043571
| 5 | 16 | 17 | 0.00028249 | 0.00031062 | 0.00031104 | 0.00034156 | 0.0003331 | 0.00032189 | 0.00030393
| 5 | 16 | 18 | 0.00016353 | 0.00017351 | 0.00016471 | 0.00018374 | 0.00017926 | 0.00017699 | 0.00016608
| 5 | 16 | 19 | 4.3517e-05 | 4.0331e-05 | 3.831e-05 | 4.3245e-05 | 4.7018e-05 | 4.144e-05 | 4.0266e-05
| 5 | 16 | 20 | 0 | 0 | 0 | 0 | 0 | 0 | 0
| 5 | 16 | 21 | 0 | 0 | 0 | 0 | 0 | 0 | 0
| 5 | 16 | 22 | 0 | 0 | 0 | 0 | 0 | 0 | 0
| 5 | 16 | 23 | 0 | 0 | 0 | 0 | 0 | 0 | 0
| 5 | 16 | 24 | 0 | 0 | 0 | 0 | 0 | 0 | 0
| 5 | 17 | 1 | 0 | 0 | 0 | 0 | 0 | 0 | 0
| 5 | 17 | 2 | 0 | 0 | 0 | 0 | 0 | 0 | 0
| 5 | 17 | 3 | 0 | 0 | 0 | 0 | 0 | 0 | 0
| 5 | 17 | 4 | 0 | 0 | 0 | 0 | 0 | 0 | 0
| 5 | 17 | 5 | 0 | 0 | 0 | 0 | 0 | 0 | 0
| 5 | 17 | 6 | 0 | 0 | 0 | 0 | 0 | 0 | 0
| 5 | 17 | 7 | 3.8354e-05 | 4.0716e-05 | 3.8837e-05 | 3.4303e-05 | 3.4059e-05 | 3.4088e-05 | 3.836e-05
| 5 | 17 | 8 | 0.00013485 | 0.00015846 | 0.00014852 | 0.00013178 | 0.00015485 | 0.00012865 | 0.00014345
| 5 | 17 | 9 | 0.00026899 | 0.00031115 | 0.00027773 | 0.00027387 | 0.00030332 | 0.00026205 | 0.00027598
| 5 | 17 | 10 | 0.00039426 | 0.00043148 | 0.00041644 | 0.00041169 | 0.00043026 | 0.00038711 | 0.00040848
| 5 | 17 | 11 | 0.00049625 | 0.00053348 | 0.00049873 | 0.00056945 | 0.0005157 | 0.00050047 | 0.00050054
| 5 | 17 | 12 | 0.0005744 | 0.00058314 | 0.00058259 | 0.0006022 | 0.000575 | 0.000582 | 0.00058023
| 5 | 17 | 13 | 0.0005918 | 0.00061387 | 0.00061322 | 0.00060732 | 0.00062003 | 0.00061076 | 0.00060689
| 5 | 17 | 14 | 0.00058996 | 0.00056264 | 0.00058928 | 0.0006019 | 0.00061607 | 0.00059694 | 0.00058876
| 5 | 17 | 15 | 0.00052549 | 0.00053344 | 0.0005635 | 0.00054334 | 0.00057528 | 0.00054303 | 0.00054901
| 5 | 17 | 16 | 0.00043287 | 0.00042801 | 0.00043692 | 0.00046962 | 0.00047882 | 0.00043848 | 0.00043571
| 5 | 17 | 17 | 0.00028249 | 0.00031062 | 0.00031104 | 0.00034156 | 0.0003331 | 0.00032189 | 0.00030393
| 5 | 17 | 18 | 0.00016353 | 0.00017351 | 0.00016471 | 0.00018374 | 0.00017926 | 0.00017699 | 0.00016608
| 5 | 17 | 19 | 4.3517e-05 | 4.0331e-05 | 3.831e-05 | 4.3245e-05 | 4.7018e-05 | 4.144e-05 | 4.0266e-05
| 5 | 17 | 20 | 0 | 0 | 0 | 0 | 0 | 0 | 0
| 5 | 17 | 21 | 0 | 0 | 0 | 0 | 0 | 0 | 0
| 5 | 17 | 22 | 0 | 0 | 0 | 0 | 0 | 0 | 0
| 5 | 17 | 23 | 0 | 0 | 0 | 0 | 0 | 0 | 0
| 5 | 17 | 24 | 0 | 0 | 0 | 0 | 0 | 0 | 0
| 5 | 18 | 1 | 0 | 0 | 0 | 0 | 0 | 0 | 0
| 5 | 18 | 2 | 0 | 0 | 0 | 0 | 0 | 0 | 0
| 5 | 18 | 3 | 0 | 0 | 0 | 0 | 0 | 0 | 0
| 5 | 18 | 4 | 0 | 0 | 0 | 0 | 0 | 0 | 0
| 5 | 18 | 5 | 0 | 0 | 0 | 0 | 0 | 0 | 0
| 5 | 18 | 6 | 0 | 0 | 0 | 0 | 0 | 0 | 0
| 5 | 18 | 7 | 3.8354e-05 | 4.0716e-05 | 3.8837e-05 | 3.4303e-05 | 3.4059e-05 | 3.4088e-05 | 3.836e-05
| 5 | 18 | 8 | 0.00013485 | 0.00015846 | 0.00014852 | 0.00013178 | 0.00015485 | 0.00012865 | 0.00014345
| 5 | 18 | 9 | 0.00026899 | 0.00031115 | 0.00027773 | 0.00027387 | 0.00030332 | 0.00026205 | 0.00027598
| 5 | 18 | 10 | 0.00039426 | 0.00043148 | 0.00041644 | 0.00041169 | 0.00043026 | 0.00038711 | 0.00040848
| 5 | 18 | 11 | 0.00049625 | 0.00053348 | 0.00049873 | 0.00056945 | 0.0005157 | 0.00050047 | 0.00050054
| 5 | 18 | 12 | 0.0005744 | 0.00058314 | 0.00058259 | 0.0006022 | 0.000575 | 0.000582 | 0.00058023
| 5 | 18 | 13 | 0.0005918 | 0.00061387 | 0.00061322 | 0.00060732 | 0.00062003 | 0.00061076 | 0.00060689
| 5 | 18 | 14 | 0.00058996 | 0.00056264 | 0.00058928 | 0.0006019 | 0.00061607 | 0.00059694 | 0.00058876
| 5 | 18 | 15 | 0.00052549 | 0.00053344 | 0.0005635 | 0.00054334 | 0.00057528 | 0.00054303 | 0.00054901
| 5 | 18 | 16 | 0.00043287 | 0.00042801 | 0.00043692 | 0.00046962 | 0.00047882 | 0.00043848 | 0.00043571
| 5 | 18 | 17 | 0.00028249 | 0.00031062 | 0.00031104 | 0.00034156 | 0.0003331 | 0.00032189 | 0.00030393
| 5 | 18 | 18 | 0.00016353 | 0.00017351 | 0.00016471 | 0.00018374 | 0.00017926 | 0.00017699 | 0.00016608
| 5 | 18 | 19 | 4.3517e-05 | 4.0331e-05 | 3.831e-05 | 4.3245e-05 | 4.7018e-05 | 4.144e-05 | 4.0266e-05
| 5 | 18 | 20 | 0 | 0 | 0 | 0 | 0 | 0 | 0
| 5 | 18 | 21 | 0 | 0 | 0 | 0 | 0 | 0 | 0
| 5 | 18 | 22 | 0 | 0 | 0 | 0 | 0 | 0 | 0
| 5 | 18 | 23 | 0 | 0 | 0 | 0 | 0 | 0 | 0
| 5 | 18 | 24 | 0 | 0 | 0 | 0 | 0 | 0 | 0
| 5 | 19 | 1 | 0 | 0 | 0 | 0 | 0 | 0 | 0
| 5 | 19 | 2 | 0 | 0 | 0 | 0 | 0 | 0 | 0
| 5 | 19 | 3 | 0 | 0 | 0 | 0 | 0 | 0 | 0
| 5 | 19 | 4 | 0 | 0 | 0 | 0 | 0 | 0 | 0
| 5 | 19 | 5 | 0 | 0 | 0 | 0 | 0 | 0 | 0
| 5 | 19 | 6 | 0 | 0 | 0 | 0 | 0 | 0 | 0
| 5 | 19 | 7 | 3.8354e-05 | 4.0716e-05 | 3.8837e-05 | 3.4303e-05 | 3.4059e-05 | 3.4088e-05 | 3.836e-05
| 5 | 19 | 8 | 0.00013485 | 0.00015846 | 0.00014852 | 0.00013178 | 0.00015485 | 0.00012865 | 0.00014345
| 5 | 19 | 9 | 0.00026899 | 0.00031115 | 0.00027773 | 0.00027387 | 0.00030332 | 0.00026205 | 0.00027598
| 5 | 19 | 10 | 0.00039426 | 0.00043148 | 0.00041644 | 0.00041169 | 0.00043026 | 0.00038711 | 0.00040848
| 5 | 19 | 11 | 0.00049625 | 0.00053348 | 0.00049873 | 0.00056945 | 0.0005157 | 0.00050047 | 0.00050054
| 5 | 19 | 12 | 0.0005744 | 0.00058314 | 0.00058259 | 0.0006022 | 0.000575 | 0.000582 | 0.00058023
| 5 | 19 | 13 | 0.0005918 | 0.00061387 | 0.00061322 | 0.00060732 | 0.00062003 | 0.00061076 | 0.00060689
| 5 | 19 | 14 | 0.00058996 | 0.00056264 | 0.00058928 | 0.0006019 | 0.00061607 | 0.00059694 | 0.00058876
| 5 | 19 | 15 | 0.00052549 | 0.00053344 | 0.0005635 | 0.00054334 | 0.00057528 | 0.00054303 | 0.00054901
| 5 | 19 | 16 | 0.00043287 | 0.00042801 | 0.00043692 | 0.00046962 | 0.00047882 | 0.00043848 | 0.00043571
| 5 | 19 | 17 | 0.00028249 | 0.00031062 | 0.00031104 | 0.00034156 | 0.0003331 | 0.00032189 | 0.00030393
| 5 | 19 | 18 | 0.00016353 | 0.00017351 | 0.00016471 | 0.00018374 | 0.00017926 | 0.00017699 | 0.00016608
| 5 | 19 | 19 | 4.3517e-05 | 4.0331e-05 | 3.831e-05 | 4.3245e-05 | 4.7018e-05 | 4.144e-05 | 4.0266e-05
| 5 | 19 | 20 | 0 | 0 | 0 | 0 | 0 | 0 | 0
| 5 | 19 | 21 | 0 | 0 | 0 | 0 | 0 | 0 | 0
| 5 | 19 | 22 | 0 | 0 | 0 | 0 | 0 | 0 | 0
| 5 | 19 | 23 | 0 | 0 | 0 | 0 | 0 | 0 | 0
| 5 | 19 | 24 | 0 | 0 | 0 | 0 | 0 | 0 | 0
| 5 | 20 | 1 | 0 | 0 | 0 | 0 | 0 | 0 | 0
| 5 | 20 | 2 | 0 | 0 | 0 | 0 | 0 | 0 | 0
| 5 | 20 | 3 | 0 | 0 | 0 | 0 | 0 | 0 | 0
| 5 | 20 | 4 | 0 | 0 | 0 | 0 | 0 | 0 | 0
| 5 | 20 | 5 | 0 | 0 | 0 | 0 | 0 | 0 | 0
| 5 | 20 | 6 | 0 | 0 | 0 | 0 | 0 | 0 | 0
| 5 | 20 | 7 | 3.8354e-05 | 4.0716e-05 | 3.8837e-05 | 3.4303e-05 | 3.4059e-05 | 3.4088e-05 | 3.836e-05
| 5 | 20 | 8 | 0.00013485 | 0.00015846 | 0.00014852 | 0.00013178 | 0.00015485 | 0.00012865 | 0.00014345
| 5 | 20 | 9 | 0.00026899 | 0.00031115 | 0.00027773 | 0.00027387 | 0.00030332 | 0.00026205 | 0.00027598
| 5 | 20 | 10 | 0.00039426 | 0.00043148 | 0.00041644 | 0.00041169 | 0.00043026 | 0.00038711 | 0.00040848
| 5 | 20 | 11 | 0.00049625 | 0.00053348 | 0.00049873 | 0.00056945 | 0.0005157 | 0.00050047 | 0.00050054
| 5 | 20 | 12 | 0.0005744 | 0.00058314 | 0.00058259 | 0.0006022 | 0.000575 | 0.000582 | 0.00058023
| 5 | 20 | 13 | 0.0005918 | 0.00061387 | 0.00061322 | 0.00060732 | 0.00062003 | 0.00061076 | 0.00060689
| 5 | 20 | 14 | 0.00058996 | 0.00056264 | 0.00058928 | 0.0006019 | 0.00061607 | 0.00059694 | 0.00058876
| 5 | 20 | 15 | 0.00052549 | 0.00053344 | 0.0005635 | 0.00054334 | 0.00057528 | 0.00054303 | 0.00054901
| 5 | 20 | 16 | 0.00043287 | 0.00042801 | 0.00043692 | 0.00046962 | 0.00047882 | 0.00043848 | 0.00043571
| 5 | 20 | 17 | 0.00028249 | 0.00031062 | 0.00031104 | 0.00034156 | 0.0003331 | 0.00032189 | 0.00030393
| 5 | 20 | 18 | 0.00016353 | 0.00017351 | 0.00016471 | 0.00018374 | 0.00017926 | 0.00017699 | 0.00016608
| 5 | 20 | 19 | 4.3517e-05 | 4.0331e-05 | 3.831e-05 | 4.3245e-05 | 4.7018e-05 | 4.144e-05 | 4.0266e-05
| 5 | 20 | 20 | 0 | 0 | 0 | 0 | 0 | 0 | 0
| 5 | 20 | 21 | 0 | 0 | 0 | 0 | 0 | 0 | 0
| 5 | 20 | 22 | 0 | 0 | 0 | 0 | 0 | 0 | 0
| 5 | 20 | 23 | 0 | 0 | 0 | 0 | 0 | 0 | 0
| 5 | 20 | 24 | 0 | 0 | 0 | 0 | 0 | 0 | 0
| 5 | 21 | 1 | 0 | 0 | 0 | 0 | 0 | 0 | 0
| 5 | 21 | 2 | 0 | 0 | 0 | 0 | 0 | 0 | 0
| 5 | 21 | 3 | 0 | 0 | 0 | 0 | 0 | 0 | 0
| 5 | 21 | 4 | 0 | 0 | 0 | 0 | 0 | 0 | 0
| 5 | 21 | 5 | 0 | 0 | 0 | 0 | 0 | 0 | 0
| 5 | 21 | 6 | 0 | 0 | 0 | 0 | 0 | 0 | 0
| 5 | 21 | 7 | 3.8354e-05 | 4.0716e-05 | 3.8837e-05 | 3.4303e-05 | 3.4059e-05 | 3.4088e-05 | 3.836e-05
| 5 | 21 | 8 | 0.00013485 | 0.00015846 | 0.00014852 | 0.00013178 | 0.00015485 | 0.00012865 | 0.00014345
| 5 | 21 | 9 | 0.00026899 | 0.00031115 | 0.00027773 | 0.00027387 | 0.00030332 | 0.00026205 | 0.00027598
| 5 | 21 | 10 | 0.00039426 | 0.00043148 | 0.00041644 | 0.00041169 | 0.00043026 | 0.00038711 | 0.00040848
| 5 | 21 | 11 | 0.00049625 | 0.00053348 | 0.00049873 | 0.00056945 | 0.0005157 | 0.00050047 | 0.00050054
| 5 | 21 | 12 | 0.0005744 | 0.00058314 | 0.00058259 | 0.0006022 | 0.000575 | 0.000582 | 0.00058023
| 5 | 21 | 13 | 0.0005918 | 0.00061387 | 0.00061322 | 0.00060732 | 0.00062003 | 0.00061076 | 0.00060689
| 5 | 21 | 14 | 0.00058996 | 0.00056264 | 0.00058928 | 0.0006019 | 0.00061607 | 0.00059694 | 0.00058876
| 5 | 21 | 15 | 0.00052549 | 0.00053344 | 0.0005635 | 0.00054334 | 0.00057528 | 0.00054303 | 0.00054901
| 5 | 21 | 16 | 0.00043287 | 0.00042801 | 0.00043692 | 0.00046962 | 0.00047882 | 0.00043848 | 0.00043571
| 5 | 21 | 17 | 0.00028249 | 0.00031062 | 0.00031104 | 0.00034156 | 0.0003331 | 0.00032189 | 0.00030393
| 5 | 21 | 18 | 0.00016353 | 0.00017351 | 0.00016471 | 0.00018374 | 0.00017926 | 0.00017699 | 0.00016608
| 5 | 21 | 19 | 4.3517e-05 | 4.0331e-05 | 3.831e-05 | 4.3245e-05 | 4.7018e-05 | 4.144e-05 | 4.0266e-05
| 5 | 21 | 20 | 0 | 0 | 0 | 0 | 0 | 0 | 0
| 5 | 21 | 21 | 0 | 0 | 0 | 0 | 0 | 0 | 0
| 5 | 21 | 22 | 0 | 0 | 0 | 0 | 0 | 0 | 0
| 5 | 21 | 23 | 0 | 0 | 0 | 0 | 0 | 0 | 0
| 5 | 21 | 24 | 0 | 0 | 0 | 0 | 0 | 0 | 0
| 5 | 22 | 1 | 0 | 0 | 0 | 0 | 0 | 0 | 0
| 5 | 22 | 2 | 0 | 0 | 0 | 0 | 0 | 0 | 0
| 5 | 22 | 3 | 0 | 0 | 0 | 0 | 0 | 0 | 0
| 5 | 22 | 4 | 0 | 0 | 0 | 0 | 0 | 0 | 0
| 5 | 22 | 5 | 0 | 0 | 0 | 0 | 0 | 0 | 0
| 5 | 22 | 6 | 0 | 0 | 0 | 0 | 0 | 0 | 0
| 5 | 22 | 7 | 3.8354e-05 | 4.0716e-05 | 3.8837e-05 | 3.4303e-05 | 3.4059e-05 | 3.4088e-05 | 3.836e-05
| 5 | 22 | 8 | 0.00013485 | 0.00015846 | 0.00014852 | 0.00013178 | 0.00015485 | 0.00012865 | 0.00014345
| 5 | 22 | 9 | 0.00026899 | 0.00031115 | 0.00027773 | 0.00027387 | 0.00030332 | 0.00026205 | 0.00027598
| 5 | 22 | 10 | 0.00039426 | 0.00043148 | 0.00041644 | 0.00041169 | 0.00043026 | 0.00038711 | 0.00040848
| 5 | 22 | 11 | 0.00049625 | 0.00053348 | 0.00049873 | 0.00056945 | 0.0005157 | 0.00050047 | 0.00050054
| 5 | 22 | 12 | 0.0005744 | 0.00058314 | 0.00058259 | 0.0006022 | 0.000575 | 0.000582 | 0.00058023
| 5 | 22 | 13 | 0.0005918 | 0.00061387 | 0.00061322 | 0.00060732 | 0.00062003 | 0.00061076 | 0.00060689
| 5 | 22 | 14 | 0.00058996 | 0.00056264 | 0.00058928 | 0.0006019 | 0.00061607 | 0.00059694 | 0.00058876
| 5 | 22 | 15 | 0.00052549 | 0.00053344 | 0.0005635 | 0.00054334 | 0.00057528 | 0.00054303 | 0.00054901
| 5 | 22 | 16 | 0.00043287 | 0.00042801 | 0.00043692 | 0.00046962 | 0.00047882 | 0.00043848 | 0.00043571
| 5 | 22 | 17 | 0.00028249 | 0.00031062 | 0.00031104 | 0.00034156 | 0.0003331 | 0.00032189 | 0.00030393
| 5 | 22 | 18 | 0.00016353 | 0.00017351 | 0.00016471 | 0.00018374 | 0.00017926 | 0.00017699 | 0.00016608
| 5 | 22 | 19 | 4.3517e-05 | 4.0331e-05 | 3.831e-05 | 4.3245e-05 | 4.7018e-05 | 4.144e-05 | 4.0266e-05
| 5 | 22 | 20 | 0 | 0 | 0 | 0 | 0 | 0 | 0
| 5 | 22 | 21 | 0 | 0 | 0 | 0 | 0 | 0 | 0
| 5 | 22 | 22 | 0 | 0 | 0 | 0 | 0 | 0 | 0
| 5 | 22 | 23 | 0 | 0 | 0 | 0 | 0 | 0 | 0
| 5 | 22 | 24 | 0 | 0 | 0 | 0 | 0 | 0 | 0
| 5 | 23 | 1 | 0 | 0 | 0 | 0 | 0 | 0 | 0
| 5 | 23 | 2 | 0 | 0 | 0 | 0 | 0 | 0 | 0
| 5 | 23 | 3 | 0 | 0 | 0 | 0 | 0 | 0 | 0
| 5 | 23 | 4 | 0 | 0 | 0 | 0 | 0 | 0 | 0
| 5 | 23 | 5 | 0 | 0 | 0 | 0 | 0 | 0 | 0
| 5 | 23 | 6 | 0 | 0 | 0 | 0 | 0 | 0 | 0
| 5 | 23 | 7 | 3.8354e-05 | 4.0716e-05 | 3.8837e-05 | 3.4303e-05 | 3.4059e-05 | 3.4088e-05 | 3.836e-05
| 5 | 23 | 8 | 0.00013485 | 0.00015846 | 0.00014852 | 0.00013178 | 0.00015485 | 0.00012865 | 0.00014345
| 5 | 23 | 9 | 0.00026899 | 0.00031115 | 0.00027773 | 0.00027387 | 0.00030332 | 0.00026205 | 0.00027598
| 5 | 23 | 10 | 0.00039426 | 0.00043148 | 0.00041644 | 0.00041169 | 0.00043026 | 0.00038711 | 0.00040848
| 5 | 23 | 11 | 0.00049625 | 0.00053348 | 0.00049873 | 0.00056945 | 0.0005157 | 0.00050047 | 0.00050054
| 5 | 23 | 12 | 0.0005744 | 0.00058314 | 0.00058259 | 0.0006022 | 0.000575 | 0.000582 | 0.00058023
| 5 | 23 | 13 | 0.0005918 | 0.00061387 | 0.00061322 | 0.00060732 | 0.00062003 | 0.00061076 | 0.00060689
| 5 | 23 | 14 | 0.00058996 | 0.00056264 | 0.00058928 | 0.0006019 | 0.00061607 | 0.00059694 | 0.00058876
| 5 | 23 | 15 | 0.00052549 | 0.00053344 | 0.0005635 | 0.00054334 | 0.00057528 | 0.00054303 | 0.00054901
| 5 | 23 | 16 | 0.00043287 | 0.00042801 | 0.00043692 | 0.00046962 | 0.00047882 | 0.00043848 | 0.00043571
| 5 | 23 | 17 | 0.00028249 | 0.00031062 | 0.00031104 | 0.00034156 | 0.0003331 | 0.00032189 | 0.00030393
| 5 | 23 | 18 | 0.00016353 | 0.00017351 | 0.00016471 | 0.00018374 | 0.00017926 | 0.00017699 | 0.00016608
| 5 | 23 | 19 | 4.3517e-05 | 4.0331e-05 | 3.831e-05 | 4.3245e-05 | 4.7018e-05 | 4.144e-05 | 4.0266e-05
| 5 | 23 | 20 | 0 | 0 | 0 | 0 | 0 | 0 | 0
| 5 | 23 | 21 | 0 | 0 | 0 | 0 | 0 | 0 | 0
| 5 | 23 | 22 | 0 | 0 | 0 | 0 | 0 | 0 | 0
| 5 | 23 | 23 | 0 | 0 | 0 | 0 | 0 | 0 | 0
| 5 | 23 | 24 | 0 | 0 | 0 | 0 | 0 | 0 | 0
| 5 | 24 | 1 | 0 | 0 | 0 | 0 | 0 | 0 | 0
| 5 | 24 | 2 | 0 | 0 | 0 | 0 | 0 | 0 | 0
| 5 | 24 | 3 | 0 | 0 | 0 | 0 | 0 | 0 | 0
| 5 | 24 | 4 | 0 | 0 | 0 | 0 | 0 | 0 | 0
| 5 | 24 | 5 | 0 | 0 | 0 | 0 | 0 | 0 | 0
| 5 | 24 | 6 | 0 | 0 | 0 | 0 | 0 | 0 | 0
| 5 | 24 | 7 | 3.8354e-05 | 4.0716e-05 | 3.8837e-05 | 3.4303e-05 | 3.4059e-05 | 3.4088e-05 | 3.836e-05
| 5 | 24 | 8 | 0.00013485 | 0.00015846 | 0.00014852 | 0.00013178 | 0.00015485 | 0.00012865 | 0.00014345
| 5 | 24 | 9 | 0.00026899 | 0.00031115 | 0.00027773 | 0.00027387 | 0.00030332 | 0.00026205 | 0.00027598
| 5 | 24 | 10 | 0.00039426 | 0.00043148 | 0.00041644 | 0.00041169 | 0.00043026 | 0.00038711 | 0.00040848
| 5 | 24 | 11 | 0.00049625 | 0.00053348 | 0.00049873 | 0.00056945 | 0.0005157 | 0.00050047 | 0.00050054
| 5 | 24 | 12 | 0.0005744 | 0.00058314 | 0.00058259 | 0.0006022 | 0.000575 | 0.000582 | 0.00058023
| 5 | 24 | 13 | 0.0005918 | 0.00061387 | 0.00061322 | 0.00060732 | 0.00062003 | 0.00061076 | 0.00060689
| 5 | 24 | 14 | 0.00058996 | 0.00056264 | 0.00058928 | 0.0006019 | 0.00061607 | 0.00059694 | 0.00058876
| 5 | 24 | 15 | 0.00052549 | 0.00053344 | 0.0005635 | 0.00054334 | 0.00057528 | 0.00054303 | 0.00054901
| 5 | 24 | 16 | 0.00043287 | 0.00042801 | 0.00043692 | 0.00046962 | 0.00047882 | 0.00043848 | 0.00043571
| 5 | 24 | 17 | 0.00028249 | 0.00031062 | 0.00031104 | 0.00034156 | 0.0003331 | 0.00032189 | 0.00030393
| 5 | 24 | 18 | 0.00016353 | 0.00017351 | 0.00016471 | 0.00018374 | 0.00017926 | 0.00017699 | 0.00016608
| 5 | 24 | 19 | 4.3517e-05 | 4.0331e-05 | 3.831e-05 | 4.3245e-05 | 4.7018e-05 | 4.144e-05 | 4.0266e-05
| 5 | 24 | 20 | 0 | 0 | 0 | 0 | 0 | 0 | 0
| 5 | 24 | 21 | 0 | 0 | 0 | 0 | 0 | 0 | 0
| 5 | 24 | 22 | 0 | 0 | 0 | 0 | 0 | 0 | 0
| 5 | 24 | 23 | 0 | 0 | 0 | 0 | 0 | 0 | 0
| 5 | 24 | 24 | 0 | 0 | 0 | 0 | 0 | 0 | 0
| 5 | 25 | 1 | 0 | 0 | 0 | 0 | 0 | 0 | 0
| 5 | 25 | 2 | 0 | 0 | 0 | 0 | 0 | 0 | 0
| 5 | 25 | 3 | 0 | 0 | 0 | 0 | 0 | 0 | 0
| 5 | 25 | 4 | 0 | 0 | 0 | 0 | 0 | 0 | 0
| 5 | 25 | 5 | 0 | 0 | 0 | 0 | 0 | 0 | 0
| 5 | 25 | 6 | 0 | 0 | 0 | 0 | 0 | 0 | 0
| 5 | 25 | 7 | 3.8354e-05 | 4.0716e-05 | 3.8837e-05 | 3.4303e-05 | 3.4059e-05 | 3.4088e-05 | 3.836e-05
| 5 | 25 | 8 | 0.00013485 | 0.00015846 | 0.00014852 | 0.00013178 | 0.00015485 | 0.00012865 | 0.00014345
| 5 | 25 | 9 | 0.00026899 | 0.00031115 | 0.00027773 | 0.00027387 | 0.00030332 | 0.00026205 | 0.00027598
| 5 | 25 | 10 | 0.00039426 | 0.00043148 | 0.00041644 | 0.00041169 | 0.00043026 | 0.00038711 | 0.00040848
| 5 | 25 | 11 | 0.00049625 | 0.00053348 | 0.00049873 | 0.00056945 | 0.0005157 | 0.00050047 | 0.00050054
| 5 | 25 | 12 | 0.0005744 | 0.00058314 | 0.00058259 | 0.0006022 | 0.000575 | 0.000582 | 0.00058023
| 5 | 25 | 13 | 0.0005918 | 0.00061387 | 0.00061322 | 0.00060732 | 0.00062003 | 0.00061076 | 0.00060689
| 5 | 25 | 14 | 0.00058996 | 0.00056264 | 0.00058928 | 0.0006019 | 0.00061607 | 0.00059694 | 0.00058876
| 5 | 25 | 15 | 0.00052549 | 0.00053344 | 0.0005635 | 0.00054334 | 0.00057528 | 0.00054303 | 0.00054901
| 5 | 25 | 16 | 0.00043287 | 0.00042801 | 0.00043692 | 0.00046962 | 0.00047882 | 0.00043848 | 0.00043571
| 5 | 25 | 17 | 0.00028249 | 0.00031062 | 0.00031104 | 0.00034156 | 0.0003331 | 0.00032189 | 0.00030393
| 5 | 25 | 18 | 0.00016353 | 0.00017351 | 0.00016471 | 0.00018374 | 0.00017926 | 0.00017699 | 0.00016608
| 5 | 25 | 19 | 4.3517e-05 | 4.0331e-05 | 3.831e-05 | 4.3245e-05 | 4.7018e-05 | 4.144e-05 | 4.0266e-05
| 5 | 25 | 20 | 0 | 0 | 0 | 0 | 0 | 0 | 0
| 5 | 25 | 21 | 0 | 0 | 0 | 0 | 0 | 0 | 0
| 5 | 25 | 22 | 0 | 0 | 0 | 0 | 0 | 0 | 0
| 5 | 25 | 23 | 0 | 0 | 0 | 0 | 0 | 0 | 0
| 5 | 25 | 24 | 0 | 0 | 0 | 0 | 0 | 0 | 0
| 5 | 26 | 1 | 0 | 0 | 0 | 0 | 0 | 0 | 0
| 5 | 26 | 2 | 0 | 0 | 0 | 0 | 0 | 0 | 0
| 5 | 26 | 3 | 0 | 0 | 0 | 0 | 0 | 0 | 0
| 5 | 26 | 4 | 0 | 0 | 0 | 0 | 0 | 0 | 0
| 5 | 26 | 5 | 0 | 0 | 0 | 0 | 0 | 0 | 0
| 5 | 26 | 6 | 0 | 0 | 0 | 0 | 0 | 0 | 0
| 5 | 26 | 7 | 3.8354e-05 | 4.0716e-05 | 3.8837e-05 | 3.4303e-05 | 3.4059e-05 | 3.4088e-05 | 3.836e-05
| 5 | 26 | 8 | 0.00013485 | 0.00015846 | 0.00014852 | 0.00013178 | 0.00015485 | 0.00012865 | 0.00014345
| 5 | 26 | 9 | 0.00026899 | 0.00031115 | 0.00027773 | 0.00027387 | 0.00030332 | 0.00026205 | 0.00027598
| 5 | 26 | 10 | 0.00039426 | 0.00043148 | 0.00041644 | 0.00041169 | 0.00043026 | 0.00038711 | 0.00040848
| 5 | 26 | 11 | 0.00049625 | 0.00053348 | 0.00049873 | 0.00056945 | 0.0005157 | 0.00050047 | 0.00050054
| 5 | 26 | 12 | 0.0005744 | 0.00058314 | 0.00058259 | 0.0006022 | 0.000575 | 0.000582 | 0.00058023
| 5 | 26 | 13 | 0.0005918 | 0.00061387 | 0.00061322 | 0.00060732 | 0.00062003 | 0.00061076 | 0.00060689
| 5 | 26 | 14 | 0.00058996 | 0.00056264 | 0.00058928 | 0.0006019 | 0.00061607 | 0.00059694 | 0.00058876
| 5 | 26 | 15 | 0.00052549 | 0.00053344 | 0.0005635 | 0.00054334 | 0.00057528 | 0.00054303 | 0.00054901
| 5 | 26 | 16 | 0.00043287 | 0.00042801 | 0.00043692 | 0.00046962 | 0.00047882 | 0.00043848 | 0.00043571
| 5 | 26 | 17 | 0.00028249 | 0.00031062 | 0.00031104 | 0.00034156 | 0.0003331 | 0.00032189 | 0.00030393
| 5 | 26 | 18 | 0.00016353 | 0.00017351 | 0.00016471 | 0.00018374 | 0.00017926 | 0.00017699 | 0.00016608
| 5 | 26 | 19 | 4.3517e-05 | 4.0331e-05 | 3.831e-05 | 4.3245e-05 | 4.7018e-05 | 4.144e-05 | 4.0266e-05
| 5 | 26 | 20 | 0 | 0 | 0 | 0 | 0 | 0 | 0
| 5 | 26 | 21 | 0 | 0 | 0 | 0 | 0 | 0 | 0
| 5 | 26 | 22 | 0 | 0 | 0 | 0 | 0 | 0 | 0
| 5 | 26 | 23 | 0 | 0 | 0 | 0 | 0 | 0 | 0
| 5 | 26 | 24 | 0 | 0 | 0 | 0 | 0 | 0 | 0
| 5 | 27 | 1 | 0 | 0 | 0 | 0 | 0 | 0 | 0
| 5 | 27 | 2 | 0 | 0 | 0 | 0 | 0 | 0 | 0
| 5 | 27 | 3 | 0 | 0 | 0 | 0 | 0 | 0 | 0
| 5 | 27 | 4 | 0 | 0 | 0 | 0 | 0 | 0 | 0
| 5 | 27 | 5 | 0 | 0 | 0 | 0 | 0 | 0 | 0
| 5 | 27 | 6 | 0 | 0 | 0 | 0 | 0 | 0 | 0
| 5 | 27 | 7 | 3.8354e-05 | 4.0716e-05 | 3.8837e-05 | 3.4303e-05 | 3.4059e-05 | 3.4088e-05 | 3.836e-05
| 5 | 27 | 8 | 0.00013485 | 0.00015846 | 0.00014852 | 0.00013178 | 0.00015485 | 0.00012865 | 0.00014345
| 5 | 27 | 9 | 0.00026899 | 0.00031115 | 0.00027773 | 0.00027387 | 0.00030332 | 0.00026205 | 0.00027598
| 5 | 27 | 10 | 0.00039426 | 0.00043148 | 0.00041644 | 0.00041169 | 0.00043026 | 0.00038711 | 0.00040848
| 5 | 27 | 11 | 0.00049625 | 0.00053348 | 0.00049873 | 0.00056945 | 0.0005157 | 0.00050047 | 0.00050054
| 5 | 27 | 12 | 0.0005744 | 0.00058314 | 0.00058259 | 0.0006022 | 0.000575 | 0.000582 | 0.00058023
| 5 | 27 | 13 | 0.0005918 | 0.00061387 | 0.00061322 | 0.00060732 | 0.00062003 | 0.00061076 | 0.00060689
| 5 | 27 | 14 | 0.00058996 | 0.00056264 | 0.00058928 | 0.0006019 | 0.00061607 | 0.00059694 | 0.00058876
| 5 | 27 | 15 | 0.00052549 | 0.00053344 | 0.0005635 | 0.00054334 | 0.00057528 | 0.00054303 | 0.00054901
| 5 | 27 | 16 | 0.00043287 | 0.00042801 | 0.00043692 | 0.00046962 | 0.00047882 | 0.00043848 | 0.00043571
| 5 | 27 | 17 | 0.00028249 | 0.00031062 | 0.00031104 | 0.00034156 | 0.0003331 | 0.00032189 | 0.00030393
| 5 | 27 | 18 | 0.00016353 | 0.00017351 | 0.00016471 | 0.00018374 | 0.00017926 | 0.00017699 | 0.00016608
| 5 | 27 | 19 | 4.3517e-05 | 4.0331e-05 | 3.831e-05 | 4.3245e-05 | 4.7018e-05 | 4.144e-05 | 4.0266e-05
| 5 | 27 | 20 | 0 | 0 | 0 | 0 | 0 | 0 | 0
| 5 | 27 | 21 | 0 | 0 | 0 | 0 | 0 | 0 | 0
| 5 | 27 | 22 | 0 | 0 | 0 | 0 | 0 | 0 | 0
| 5 | 27 | 23 | 0 | 0 | 0 | 0 | 0 | 0 | 0
| 5 | 27 | 24 | 0 | 0 | 0 | 0 | 0 | 0 | 0
| 5 | 28 | 1 | 0 | 0 | 0 | 0 | 0 | 0 | 0
| 5 | 28 | 2 | 0 | 0 | 0 | 0 | 0 | 0 | 0
| 5 | 28 | 3 | 0 | 0 | 0 | 0 | 0 | 0 | 0
| 5 | 28 | 4 | 0 | 0 | 0 | 0 | 0 | 0 | 0
| 5 | 28 | 5 | 0 | 0 | 0 | 0 | 0 | 0 | 0
| 5 | 28 | 6 | 0 | 0 | 0 | 0 | 0 | 0 | 0
| 5 | 28 | 7 | 3.8354e-05 | 4.0716e-05 | 3.8837e-05 | 3.4303e-05 | 3.4059e-05 | 3.4088e-05 | 3.836e-05
| 5 | 28 | 8 | 0.00013485 | 0.00015846 | 0.00014852 | 0.00013178 | 0.00015485 | 0.00012865 | 0.00014345
| 5 | 28 | 9 | 0.00026899 | 0.00031115 | 0.00027773 | 0.00027387 | 0.00030332 | 0.00026205 | 0.00027598
| 5 | 28 | 10 | 0.00039426 | 0.00043148 | 0.00041644 | 0.00041169 | 0.00043026 | 0.00038711 | 0.00040848
| 5 | 28 | 11 | 0.00049625 | 0.00053348 | 0.00049873 | 0.00056945 | 0.0005157 | 0.00050047 | 0.00050054
| 5 | 28 | 12 | 0.0005744 | 0.00058314 | 0.00058259 | 0.0006022 | 0.000575 | 0.000582 | 0.00058023
| 5 | 28 | 13 | 0.0005918 | 0.00061387 | 0.00061322 | 0.00060732 | 0.00062003 | 0.00061076 | 0.00060689
| 5 | 28 | 14 | 0.00058996 | 0.00056264 | 0.00058928 | 0.0006019 | 0.00061607 | 0.00059694 | 0.00058876
| 5 | 28 | 15 | 0.00052549 | 0.00053344 | 0.0005635 | 0.00054334 | 0.00057528 | 0.00054303 | 0.00054901
| 5 | 28 | 16 | 0.00043287 | 0.00042801 | 0.00043692 | 0.00046962 | 0.00047882 | 0.00043848 | 0.00043571
| 5 | 28 | 17 | 0.00028249 | 0.00031062 | 0.00031104 | 0.00034156 | 0.0003331 | 0.00032189 | 0.00030393
| 5 | 28 | 18 | 0.00016353 | 0.00017351 | 0.00016471 | 0.00018374 | 0.00017926 | 0.00017699 | 0.00016608
| 5 | 28 | 19 | 4.3517e-05 | 4.0331e-05 | 3.831e-05 | 4.3245e-05 | 4.7018e-05 | 4.144e-05 | 4.0266e-05
| 5 | 28 | 20 | 0 | 0 | 0 | 0 | 0 | 0 | 0
| 5 | 28 | 21 | 0 | 0 | 0 | 0 | 0 | 0 | 0
| 5 | 28 | 22 | 0 | 0 | 0 | 0 | 0 | 0 | 0
| 5 | 28 | 23 | 0 | 0 | 0 | 0 | 0 | 0 | 0
| 5 | 28 | 24 | 0 | 0 | 0 | 0 | 0 | 0 | 0
| 5 | 29 | 1 | 0 | 0 | 0 | 0 | 0 | 0 | 0
| 5 | 29 | 2 | 0 | 0 | 0 | 0 | 0 | 0 | 0
| 5 | 29 | 3 | 0 | 0 | 0 | 0 | 0 | 0 | 0
| 5 | 29 | 4 | 0 | 0 | 0 | 0 | 0 | 0 | 0
| 5 | 29 | 5 | 0 | 0 | 0 | 0 | 0 | 0 | 0
| 5 | 29 | 6 | 0 | 0 | 0 | 0 | 0 | 0 | 0
| 5 | 29 | 7 | 3.8354e-05 | 4.0716e-05 | 3.8837e-05 | 3.4303e-05 | 3.4059e-05 | 3.4088e-05 | 3.836e-05
| 5 | 29 | 8 | 0.00013485 | 0.00015846 | 0.00014852 | 0.00013178 | 0.00015485 | 0.00012865 | 0.00014345
| 5 | 29 | 9 | 0.00026899 | 0.00031115 | 0.00027773 | 0.00027387 | 0.00030332 | 0.00026205 | 0.00027598
| 5 | 29 | 10 | 0.00039426 | 0.00043148 | 0.00041644 | 0.00041169 | 0.00043026 | 0.00038711 | 0.00040848
| 5 | 29 | 11 | 0.00049625 | 0.00053348 | 0.00049873 | 0.00056945 | 0.0005157 | 0.00050047 | 0.00050054
| 5 | 29 | 12 | 0.0005744 | 0.00058314 | 0.00058259 | 0.0006022 | 0.000575 | 0.000582 | 0.00058023
| 5 | 29 | 13 | 0.0005918 | 0.00061387 | 0.00061322 | 0.00060732 | 0.00062003 | 0.00061076 | 0.00060689
| 5 | 29 | 14 | 0.00058996 | 0.00056264 | 0.00058928 | 0.0006019 | 0.00061607 | 0.00059694 | 0.00058876
| 5 | 29 | 15 | 0.00052549 | 0.00053344 | 0.0005635 | 0.00054334 | 0.00057528 | 0.00054303 | 0.00054901
| 5 | 29 | 16 | 0.00043287 | 0.00042801 | 0.00043692 | 0.00046962 | 0.00047882 | 0.00043848 | 0.00043571
| 5 | 29 | 17 | 0.00028249 | 0.00031062 | 0.00031104 | 0.00034156 | 0.0003331 | 0.00032189 | 0.00030393
| 5 | 29 | 18 | 0.00016353 | 0.00017351 | 0.00016471 | 0.00018374 | 0.00017926 | 0.00017699 | 0.00016608
| 5 | 29 | 19 | 4.3517e-05 | 4.0331e-05 | 3.831e-05 | 4.3245e-05 | 4.7018e-05 | 4.144e-05 | 4.0266e-05
| 5 | 29 | 20 | 0 | 0 | 0 | 0 | 0 | 0 | 0
| 5 | 29 | 21 | 0 | 0 | 0 | 0 | 0 | 0 | 0
| 5 | 29 | 22 | 0 | 0 | 0 | 0 | 0 | 0 | 0
| 5 | 29 | 23 | 0 | 0 | 0 | 0 | 0 | 0 | 0
| 5 | 29 | 24 | 0 | 0 | 0 | 0 | 0 | 0 | 0
| 5 | 30 | 1 | 0 | 0 | 0 | 0 | 0 | 0 | 0
| 5 | 30 | 2 | 0 | 0 | 0 | 0 | 0 | 0 | 0
| 5 | 30 | 3 | 0 | 0 | 0 | 0 | 0 | 0 | 0
| 5 | 30 | 4 | 0 | 0 | 0 | 0 | 0 | 0 | 0
| 5 | 30 | 5 | 0 | 0 | 0 | 0 | 0 | 0 | 0
| 5 | 30 | 6 | 0 | 0 | 0 | 0 | 0 | 0 | 0
| 5 | 30 | 7 | 3.8354e-05 | 4.0716e-05 | 3.8837e-05 | 3.4303e-05 | 3.4059e-05 | 3.4088e-05 | 3.836e-05
| 5 | 30 | 8 | 0.00013485 | 0.00015846 | 0.00014852 | 0.00013178 | 0.00015485 | 0.00012865 | 0.00014345
| 5 | 30 | 9 | 0.00026899 | 0.00031115 | 0.00027773 | 0.00027387 | 0.00030332 | 0.00026205 | 0.00027598
| 5 | 30 | 10 | 0.00039426 | 0.00043148 | 0.00041644 | 0.00041169 | 0.00043026 | 0.00038711 | 0.00040848
| 5 | 30 | 11 | 0.00049625 | 0.00053348 | 0.00049873 | 0.00056945 | 0.0005157 | 0.00050047 | 0.00050054
| 5 | 30 | 12 | 0.0005744 | 0.00058314 | 0.00058259 | 0.0006022 | 0.000575 | 0.000582 | 0.00058023
| 5 | 30 | 13 | 0.0005918 | 0.00061387 | 0.00061322 | 0.00060732 | 0.00062003 | 0.00061076 | 0.00060689
| 5 | 30 | 14 | 0.00058996 | 0.00056264 | 0.00058928 | 0.0006019 | 0.00061607 | 0.00059694 | 0.00058876
| 5 | 30 | 15 | 0.00052549 | 0.00053344 | 0.0005635 | 0.00054334 | 0.00057528 | 0.00054303 | 0.00054901
| 5 | 30 | 16 | 0.00043287 | 0.00042801 | 0.00043692 | 0.00046962 | 0.00047882 | 0.00043848 | 0.00043571
| 5 | 30 | 17 | 0.00028249 | 0.00031062 | 0.00031104 | 0.00034156 | 0.0003331 | 0.00032189 | 0.00030393
| 5 | 30 | 18 | 0.00016353 | 0.00017351 | 0.00016471 | 0.00018374 | 0.00017926 | 0.00017699 | 0.00016608
| 5 | 30 | 19 | 4.3517e-05 | 4.0331e-05 | 3.831e-05 | 4.3245e-05 | 4.7018e-05 | 4.144e-05 | 4.0266e-05
| 5 | 30 | 20 | 0 | 0 | 0 | 0 | 0 | 0 | 0
| 5 | 30 | 21 | 0 | 0 | 0 | 0 | 0 | 0 | 0
| 5 | 30 | 22 | 0 | 0 | 0 | 0 | 0 | 0 | 0
| 5 | 30 | 23 | 0 | 0 | 0 | 0 | 0 | 0 | 0
| 5 | 30 | 24 | 0 | 0 | 0 | 0 | 0 | 0 | 0
| 5 | 31 | 1 | 0 | 0 | 0 | 0 | 0 | 0 | 0
| 5 | 31 | 2 | 0 | 0 | 0 | 0 | 0 | 0 | 0
| 5 | 31 | 3 | 0 | 0 | 0 | 0 | 0 | 0 | 0
| 5 | 31 | 4 | 0 | 0 | 0 | 0 | 0 | 0 | 0
| 5 | 31 | 5 | 0 | 0 | 0 | 0 | 0 | 0 | 0
| 5 | 31 | 6 | 0 | 0 | 0 | 0 | 0 | 0 | 0
| 5 | 31 | 7 | 3.8354e-05 | 4.0716e-05 | 3.8837e-05 | 3.4303e-05 | 3.4059e-05 | 3.4088e-05 | 3.836e-05
| 5 | 31 | 8 | 0.00013485 | 0.00015846 | 0.00014852 | 0.00013178 | 0.00015485 | 0.00012865 | 0.00014345
| 5 | 31 | 9 | 0.00026899 | 0.00031115 | 0.00027773 | 0.00027387 | 0.00030332 | 0.00026205 | 0.00027598
| 5 | 31 | 10 | 0.00039426 | 0.00043148 | 0.00041644 | 0.00041169 | 0.00043026 | 0.00038711 | 0.00040848
| 5 | 31 | 11 | 0.00049625 | 0.00053348 | 0.00049873 | 0.00056945 | 0.0005157 | 0.00050047 | 0.00050054
| 5 | 31 | 12 | 0.0005744 | 0.00058314 | 0.00058259 | 0.0006022 | 0.000575 | 0.000582 | 0.00058023
| 5 | 31 | 13 | 0.0005918 | 0.00061387 | 0.00061322 | 0.00060732 | 0.00062003 | 0.00061076 | 0.00060689
| 5 | 31 | 14 | 0.00058996 | 0.00056264 | 0.00058928 | 0.0006019 | 0.00061607 | 0.00059694 | 0.00058876
| 5 | 31 | 15 | 0.00052549 | 0.00053344 | 0.0005635 | 0.00054334 | 0.00057528 | 0.00054303 | 0.00054901
| 5 | 31 | 16 | 0.00043287 | 0.00042801 | 0.00043692 | 0.00046962 | 0.00047882 | 0.00043848 | 0.00043571
| 5 | 31 | 17 | 0.00028249 | 0.00031062 | 0.00031104 | 0.00034156 | 0.0003331 | 0.00032189 | 0.00030393
| 5 | 31 | 18 | 0.00016353 | 0.00017351 | 0.00016471 | 0.00018374 | 0.00017926 | 0.00017699 | 0.00016608
| 5 | 31 | 19 | 4.3517e-05 | 4.0331e-05 | 3.831e-05 | 4.3245e-05 | 4.7018e-05 | 4.144e-05 | 4.0266e-05
| 5 | 31 | 20 | 0 | 0 | 0 | 0 | 0 | 0 | 0
| 5 | 31 | 21 | 0 | 0 | 0 | 0 | 0 | 0 | 0
| 5 | 31 | 22 | 0 | 0 | 0 | 0 | 0 | 0 | 0
| 5 | 31 | 23 | 0 | 0 | 0 | 0 | 0 | 0 | 0
| 5 | 31 | 24 | 0 | 0 | 0 | 0 | 0 | 0 | 0
| 6 | 1 | 1 | 0 | 0 | 0 | 0 | 0 | 0 | 0
| 6 | 1 | 2 | 0 | 0 | 0 | 0 | 0 | 0 | 0
| 6 | 1 | 3 | 0 | 0 | 0 | 0 | 0 | 0 | 0
| 6 | 1 | 4 | 0 | 0 | 0 | 0 | 0 | 0 | 0
| 6 | 1 | 5 | 0 | 0 | 0 | 0 | 0 | 0 | 0
| 6 | 1 | 6 | 0 | 0 | 0 | 0 | 0 | 0 | 0
| 6 | 1 | 7 | 4.0953e-05 | 4.5316e-05 | 4.4449e-05 | 4.2408e-05 | 3.2376e-05 | 4.0142e-05 | 4.3046e-05
| 6 | 1 | 8 | 0.00017107 | 0.00017741 | 0.00014973 | 0.00016061 | 0.00013854 | 0.00015272 | 0.00015774
| 6 | 1 | 9 | 0.0003442 | 0.00033339 | 0.00028242 | 0.00031802 | 0.00027641 | 0.00029987 | 0.00030483
| 6 | 1 | 10 | 0.00048696 | 0.00048184 | 0.00042902 | 0.00046628 | 0.00043027 | 0.00043258 | 0.00044929
| 6 | 1 | 11 | 0.00054846 | 0.00058077 | 0.00055497 | 0.0005597 | 0.00055212 | 0.00055248 | 0.0005544
| 6 | 1 | 12 | 0.00060691 | 0.00062225 | 0.00062096 | 0.00060004 | 0.00061644 | 0.00061394 | 0.00061629
| 6 | 1 | 13 | 0.00063807 | 0.00063603 | 0.00060611 | 0.00064357 | 0.00065551 | 0.00063287 | 0.0006198
| 6 | 1 | 14 | 0.00064983 | 0.00060453 | 0.00056535 | 0.00061113 | 0.00065958 | 0.00063499 | 0.00059869
| 6 | 1 | 15 | 0.00058909 | 0.00060238 | 0.00053369 | 0.00056605 | 0.00061497 | 0.0005602 | 0.00055657
| 6 | 1 | 16 | 0.00047633 | 0.0004953 | 0.00044215 | 0.00048016 | 0.00050974 | 0.0004897 | 0.00045973
| 6 | 1 | 17 | 0.00034621 | 0.00033601 | 0.00032352 | 0.00035865 | 0.00037667 | 0.00032764 | 0.00033159
| 6 | 1 | 18 | 0.00018803 | 0.00018732 | 0.00017127 | 0.00018939 | 0.00021513 | 0.00018771 | 0.00017877
| 6 | 1 | 19 | 5.2121e-05 | 4.6441e-05 | 4.674e-05 | 5.6644e-05 | 6.651e-05 | 4.7709e-05 | 4.8507e-05
| 6 | 1 | 20 | 2.0489e-09 | 2.115e-07 | 0 | 1.7455e-07 | 2.8194e-06 | 0 | 3.015e-08
| 6 | 1 | 21 | 0 | 0 | 0 | 0 | 0 | 0 | 0
| 6 | 1 | 22 | 0 | 0 | 0 | 0 | 0 | 0 | 0
| 6 | 1 | 23 | 0 | 0 | 0 | 0 | 0 | 0 | 0
| 6 | 1 | 24 | 0 | 0 | 0 | 0 | 0 | 0 | 0
| 6 | 2 | 1 | 0 | 0 | 0 | 0 | 0 | 0 | 0
| 6 | 2 | 2 | 0 | 0 | 0 | 0 | 0 | 0 | 0
| 6 | 2 | 3 | 0 | 0 | 0 | 0 | 0 | 0 | 0
| 6 | 2 | 4 | 0 | 0 | 0 | 0 | 0 | 0 | 0
| 6 | 2 | 5 | 0 | 0 | 0 | 0 | 0 | 0 | 0
| 6 | 2 | 6 | 0 | 0 | 0 | 0 | 0 | 0 | 0
| 6 | 2 | 7 | 4.0953e-05 | 4.5316e-05 | 4.4449e-05 | 4.2408e-05 | 3.2376e-05 | 4.0142e-05 | 4.3046e-05
| 6 | 2 | 8 | 0.00017107 | 0.00017741 | 0.00014973 | 0.00016061 | 0.00013854 | 0.00015272 | 0.00015774
| 6 | 2 | 9 | 0.0003442 | 0.00033339 | 0.00028242 | 0.00031802 | 0.00027641 | 0.00029987 | 0.00030483
| 6 | 2 | 10 | 0.00048696 | 0.00048184 | 0.00042902 | 0.00046628 | 0.00043027 | 0.00043258 | 0.00044929
| 6 | 2 | 11 | 0.00054846 | 0.00058077 | 0.00055497 | 0.0005597 | 0.00055212 | 0.00055248 | 0.0005544
| 6 | 2 | 12 | 0.00060691 | 0.00062225 | 0.00062096 | 0.00060004 | 0.00061644 | 0.00061394 | 0.00061629
| 6 | 2 | 13 | 0.00063807 | 0.00063603 | 0.00060611 | 0.00064357 | 0.00065551 | 0.00063287 | 0.0006198
| 6 | 2 | 14 | 0.00064983 | 0.00060453 | 0.00056535 | 0.00061113 | 0.00065958 | 0.00063499 | 0.00059869
| 6 | 2 | 15 | 0.00058909 | 0.00060238 | 0.00053369 | 0.00056605 | 0.00061497 | 0.0005602 | 0.00055657
| 6 | 2 | 16 | 0.00047633 | 0.0004953 | 0.00044215 | 0.00048016 | 0.00050974 | 0.0004897 | 0.00045973
| 6 | 2 | 17 | 0.00034621 | 0.00033601 | 0.00032352 | 0.00035865 | 0.00037667 | 0.00032764 | 0.00033159
| 6 | 2 | 18 | 0.00018803 | 0.00018732 | 0.00017127 | 0.00018939 | 0.00021513 | 0.00018771 | 0.00017877
| 6 | 2 | 19 | 5.2121e-05 | 4.6441e-05 | 4.674e-05 | 5.6644e-05 | 6.651e-05 | 4.7709e-05 | 4.8507e-05
| 6 | 2 | 20 | 2.0489e-09 | 2.115e-07 | 0 | 1.7455e-07 | 2.8194e-06 | 0 | 3.015e-08
| 6 | 2 | 21 | 0 | 0 | 0 | 0 | 0 | 0 | 0
| 6 | 2 | 22 | 0 | 0 | 0 | 0 | 0 | 0 | 0
| 6 | 2 | 23 | 0 | 0 | 0 | 0 | 0 | 0 | 0
| 6 | 2 | 24 | 0 | 0 | 0 | 0 | 0 | 0 | 0
| 6 | 3 | 1 | 0 | 0 | 0 | 0 | 0 | 0 | 0
| 6 | 3 | 2 | 0 | 0 | 0 | 0 | 0 | 0 | 0
| 6 | 3 | 3 | 0 | 0 | 0 | 0 | 0 | 0 | 0
| 6 | 3 | 4 | 0 | 0 | 0 | 0 | 0 | 0 | 0
| 6 | 3 | 5 | 0 | 0 | 0 | 0 | 0 | 0 | 0
| 6 | 3 | 6 | 0 | 0 | 0 | 0 | 0 | 0 | 0
| 6 | 3 | 7 | 4.0953e-05 | 4.5316e-05 | 4.4449e-05 | 4.2408e-05 | 3.2376e-05 | 4.0142e-05 | 4.3046e-05
| 6 | 3 | 8 | 0.00017107 | 0.00017741 | 0.00014973 | 0.00016061 | 0.00013854 | 0.00015272 | 0.00015774
| 6 | 3 | 9 | 0.0003442 | 0.00033339 | 0.00028242 | 0.00031802 | 0.00027641 | 0.00029987 | 0.00030483
| 6 | 3 | 10 | 0.00048696 | 0.00048184 | 0.00042902 | 0.00046628 | 0.00043027 | 0.00043258 | 0.00044929
| 6 | 3 | 11 | 0.00054846 | 0.00058077 | 0.00055497 | 0.0005597 | 0.00055212 | 0.00055248 | 0.0005544
| 6 | 3 | 12 | 0.00060691 | 0.00062225 | 0.00062096 | 0.00060004 | 0.00061644 | 0.00061394 | 0.00061629
| 6 | 3 | 13 | 0.00063807 | 0.00063603 | 0.00060611 | 0.00064357 | 0.00065551 | 0.00063287 | 0.0006198
| 6 | 3 | 14 | 0.00064983 | 0.00060453 | 0.00056535 | 0.00061113 | 0.00065958 | 0.00063499 | 0.00059869
| 6 | 3 | 15 | 0.00058909 | 0.00060238 | 0.00053369 | 0.00056605 | 0.00061497 | 0.0005602 | 0.00055657
| 6 | 3 | 16 | 0.00047633 | 0.0004953 | 0.00044215 | 0.00048016 | 0.00050974 | 0.0004897 | 0.00045973
| 6 | 3 | 17 | 0.00034621 | 0.00033601 | 0.00032352 | 0.00035865 | 0.00037667 | 0.00032764 | 0.00033159
| 6 | 3 | 18 | 0.00018803 | 0.00018732 | 0.00017127 | 0.00018939 | 0.00021513 | 0.00018771 | 0.00017877
| 6 | 3 | 19 | 5.2121e-05 | 4.6441e-05 | 4.674e-05 | 5.6644e-05 | 6.651e-05 | 4.7709e-05 | 4.8507e-05
| 6 | 3 | 20 | 2.0489e-09 | 2.115e-07 | 0 | 1.7455e-07 | 2.8194e-06 | 0 | 3.015e-08
| 6 | 3 | 21 | 0 | 0 | 0 | 0 | 0 | 0 | 0
| 6 | 3 | 22 | 0 | 0 | 0 | 0 | 0 | 0 | 0
| 6 | 3 | 23 | 0 | 0 | 0 | 0 | 0 | 0 | 0
| 6 | 3 | 24 | 0 | 0 | 0 | 0 | 0 | 0 | 0
| 6 | 4 | 1 | 0 | 0 | 0 | 0 | 0 | 0 | 0
| 6 | 4 | 2 | 0 | 0 | 0 | 0 | 0 | 0 | 0
| 6 | 4 | 3 | 0 | 0 | 0 | 0 | 0 | 0 | 0
| 6 | 4 | 4 | 0 | 0 | 0 | 0 | 0 | 0 | 0
| 6 | 4 | 5 | 0 | 0 | 0 | 0 | 0 | 0 | 0
| 6 | 4 | 6 | 0 | 0 | 0 | 0 | 0 | 0 | 0
| 6 | 4 | 7 | 4.0953e-05 | 4.5316e-05 | 4.4449e-05 | 4.2408e-05 | 3.2376e-05 | 4.0142e-05 | 4.3046e-05
| 6 | 4 | 8 | 0.00017107 | 0.00017741 | 0.00014973 | 0.00016061 | 0.00013854 | 0.00015272 | 0.00015774
| 6 | 4 | 9 | 0.0003442 | 0.00033339 | 0.00028242 | 0.00031802 | 0.00027641 | 0.00029987 | 0.00030483
| 6 | 4 | 10 | 0.00048696 | 0.00048184 | 0.00042902 | 0.00046628 | 0.00043027 | 0.00043258 | 0.00044929
| 6 | 4 | 11 | 0.00054846 | 0.00058077 | 0.00055497 | 0.0005597 | 0.00055212 | 0.00055248 | 0.0005544
| 6 | 4 | 12 | 0.00060691 | 0.00062225 | 0.00062096 | 0.00060004 | 0.00061644 | 0.00061394 | 0.00061629
| 6 | 4 | 13 | 0.00063807 | 0.00063603 | 0.00060611 | 0.00064357 | 0.00065551 | 0.00063287 | 0.0006198
| 6 | 4 | 14 | 0.00064983 | 0.00060453 | 0.00056535 | 0.00061113 | 0.00065958 | 0.00063499 | 0.00059869
| 6 | 4 | 15 | 0.00058909 | 0.00060238 | 0.00053369 | 0.00056605 | 0.00061497 | 0.0005602 | 0.00055657
| 6 | 4 | 16 | 0.00047633 | 0.0004953 | 0.00044215 | 0.00048016 | 0.00050974 | 0.0004897 | 0.00045973
| 6 | 4 | 17 | 0.00034621 | 0.00033601 | 0.00032352 | 0.00035865 | 0.00037667 | 0.00032764 | 0.00033159
| 6 | 4 | 18 | 0.00018803 | 0.00018732 | 0.00017127 | 0.00018939 | 0.00021513 | 0.00018771 | 0.00017877
| 6 | 4 | 19 | 5.2121e-05 | 4.6441e-05 | 4.674e-05 | 5.6644e-05 | 6.651e-05 | 4.7709e-05 | 4.8507e-05
| 6 | 4 | 20 | 2.0489e-09 | 2.115e-07 | 0 | 1.7455e-07 | 2.8194e-06 | 0 | 3.015e-08
| 6 | 4 | 21 | 0 | 0 | 0 | 0 | 0 | 0 | 0
| 6 | 4 | 22 | 0 | 0 | 0 | 0 | 0 | 0 | 0
| 6 | 4 | 23 | 0 | 0 | 0 | 0 | 0 | 0 | 0
| 6 | 4 | 24 | 0 | 0 | 0 | 0 | 0 | 0 | 0
| 6 | 5 | 1 | 0 | 0 | 0 | 0 | 0 | 0 | 0
| 6 | 5 | 2 | 0 | 0 | 0 | 0 | 0 | 0 | 0
| 6 | 5 | 3 | 0 | 0 | 0 | 0 | 0 | 0 | 0
| 6 | 5 | 4 | 0 | 0 | 0 | 0 | 0 | 0 | 0
| 6 | 5 | 5 | 0 | 0 | 0 | 0 | 0 | 0 | 0
| 6 | 5 | 6 | 0 | 0 | 0 | 0 | 0 | 0 | 0
| 6 | 5 | 7 | 4.0953e-05 | 4.5316e-05 | 4.4449e-05 | 4.2408e-05 | 3.2376e-05 | 4.0142e-05 | 4.3046e-05
| 6 | 5 | 8 | 0.00017107 | 0.00017741 | 0.00014973 | 0.00016061 | 0.00013854 | 0.00015272 | 0.00015774
| 6 | 5 | 9 | 0.0003442 | 0.00033339 | 0.00028242 | 0.00031802 | 0.00027641 | 0.00029987 | 0.00030483
| 6 | 5 | 10 | 0.00048696 | 0.00048184 | 0.00042902 | 0.00046628 | 0.00043027 | 0.00043258 | 0.00044929
| 6 | 5 | 11 | 0.00054846 | 0.00058077 | 0.00055497 | 0.0005597 | 0.00055212 | 0.00055248 | 0.0005544
| 6 | 5 | 12 | 0.00060691 | 0.00062225 | 0.00062096 | 0.00060004 | 0.00061644 | 0.00061394 | 0.00061629
| 6 | 5 | 13 | 0.00063807 | 0.00063603 | 0.00060611 | 0.00064357 | 0.00065551 | 0.00063287 | 0.0006198
| 6 | 5 | 14 | 0.00064983 | 0.00060453 | 0.00056535 | 0.00061113 | 0.00065958 | 0.00063499 | 0.00059869
| 6 | 5 | 15 | 0.00058909 | 0.00060238 | 0.00053369 | 0.00056605 | 0.00061497 | 0.0005602 | 0.00055657
| 6 | 5 | 16 | 0.00047633 | 0.0004953 | 0.00044215 | 0.00048016 | 0.00050974 | 0.0004897 | 0.00045973
| 6 | 5 | 17 | 0.00034621 | 0.00033601 | 0.00032352 | 0.00035865 | 0.00037667 | 0.00032764 | 0.00033159
| 6 | 5 | 18 | 0.00018803 | 0.00018732 | 0.00017127 | 0.00018939 | 0.00021513 | 0.00018771 | 0.00017877
| 6 | 5 | 19 | 5.2121e-05 | 4.6441e-05 | 4.674e-05 | 5.6644e-05 | 6.651e-05 | 4.7709e-05 | 4.8507e-05
| 6 | 5 | 20 | 2.0489e-09 | 2.115e-07 | 0 | 1.7455e-07 | 2.8194e-06 | 0 | 3.015e-08
| 6 | 5 | 21 | 0 | 0 | 0 | 0 | 0 | 0 | 0
| 6 | 5 | 22 | 0 | 0 | 0 | 0 | 0 | 0 | 0
| 6 | 5 | 23 | 0 | 0 | 0 | 0 | 0 | 0 | 0
| 6 | 5 | 24 | 0 | 0 | 0 | 0 | 0 | 0 | 0
| 6 | 6 | 1 | 0 | 0 | 0 | 0 | 0 | 0 | 0
| 6 | 6 | 2 | 0 | 0 | 0 | 0 | 0 | 0 | 0
| 6 | 6 | 3 | 0 | 0 | 0 | 0 | 0 | 0 | 0
| 6 | 6 | 4 | 0 | 0 | 0 | 0 | 0 | 0 | 0
| 6 | 6 | 5 | 0 | 0 | 0 | 0 | 0 | 0 | 0
| 6 | 6 | 6 | 0 | 0 | 0 | 0 | 0 | 0 | 0
| 6 | 6 | 7 | 4.0953e-05 | 4.5316e-05 | 4.4449e-05 | 4.2408e-05 | 3.2376e-05 | 4.0142e-05 | 4.3046e-05
| 6 | 6 | 8 | 0.00017107 | 0.00017741 | 0.00014973 | 0.00016061 | 0.00013854 | 0.00015272 | 0.00015774
| 6 | 6 | 9 | 0.0003442 | 0.00033339 | 0.00028242 | 0.00031802 | 0.00027641 | 0.00029987 | 0.00030483
| 6 | 6 | 10 | 0.00048696 | 0.00048184 | 0.00042902 | 0.00046628 | 0.00043027 | 0.00043258 | 0.00044929
| 6 | 6 | 11 | 0.00054846 | 0.00058077 | 0.00055497 | 0.0005597 | 0.00055212 | 0.00055248 | 0.0005544
| 6 | 6 | 12 | 0.00060691 | 0.00062225 | 0.00062096 | 0.00060004 | 0.00061644 | 0.00061394 | 0.00061629
| 6 | 6 | 13 | 0.00063807 | 0.00063603 | 0.00060611 | 0.00064357 | 0.00065551 | 0.00063287 | 0.0006198
| 6 | 6 | 14 | 0.00064983 | 0.00060453 | 0.00056535 | 0.00061113 | 0.00065958 | 0.00063499 | 0.00059869
| 6 | 6 | 15 | 0.00058909 | 0.00060238 | 0.00053369 | 0.00056605 | 0.00061497 | 0.0005602 | 0.00055657
| 6 | 6 | 16 | 0.00047633 | 0.0004953 | 0.00044215 | 0.00048016 | 0.00050974 | 0.0004897 | 0.00045973
| 6 | 6 | 17 | 0.00034621 | 0.00033601 | 0.00032352 | 0.00035865 | 0.00037667 | 0.00032764 | 0.00033159
| 6 | 6 | 18 | 0.00018803 | 0.00018732 | 0.00017127 | 0.00018939 | 0.00021513 | 0.00018771 | 0.00017877
| 6 | 6 | 19 | 5.2121e-05 | 4.6441e-05 | 4.674e-05 | 5.6644e-05 | 6.651e-05 | 4.7709e-05 | 4.8507e-05
| 6 | 6 | 20 | 2.0489e-09 | 2.115e-07 | 0 | 1.7455e-07 | 2.8194e-06 | 0 | 3.015e-08
| 6 | 6 | 21 | 0 | 0 | 0 | 0 | 0 | 0 | 0
| 6 | 6 | 22 | 0 | 0 | 0 | 0 | 0 | 0 | 0
| 6 | 6 | 23 | 0 | 0 | 0 | 0 | 0 | 0 | 0
| 6 | 6 | 24 | 0 | 0 | 0 | 0 | 0 | 0 | 0
| 6 | 7 | 1 | 0 | 0 | 0 | 0 | 0 | 0 | 0
| 6 | 7 | 2 | 0 | 0 | 0 | 0 | 0 | 0 | 0
| 6 | 7 | 3 | 0 | 0 | 0 | 0 | 0 | 0 | 0
| 6 | 7 | 4 | 0 | 0 | 0 | 0 | 0 | 0 | 0
| 6 | 7 | 5 | 0 | 0 | 0 | 0 | 0 | 0 | 0
| 6 | 7 | 6 | 0 | 0 | 0 | 0 | 0 | 0 | 0
| 6 | 7 | 7 | 4.0953e-05 | 4.5316e-05 | 4.4449e-05 | 4.2408e-05 | 3.2376e-05 | 4.0142e-05 | 4.3046e-05
| 6 | 7 | 8 | 0.00017107 | 0.00017741 | 0.00014973 | 0.00016061 | 0.00013854 | 0.00015272 | 0.00015774
| 6 | 7 | 9 | 0.0003442 | 0.00033339 | 0.00028242 | 0.00031802 | 0.00027641 | 0.00029987 | 0.00030483
| 6 | 7 | 10 | 0.00048696 | 0.00048184 | 0.00042902 | 0.00046628 | 0.00043027 | 0.00043258 | 0.00044929
| 6 | 7 | 11 | 0.00054846 | 0.00058077 | 0.00055497 | 0.0005597 | 0.00055212 | 0.00055248 | 0.0005544
| 6 | 7 | 12 | 0.00060691 | 0.00062225 | 0.00062096 | 0.00060004 | 0.00061644 | 0.00061394 | 0.00061629
| 6 | 7 | 13 | 0.00063807 | 0.00063603 | 0.00060611 | 0.00064357 | 0.00065551 | 0.00063287 | 0.0006198
| 6 | 7 | 14 | 0.00064983 | 0.00060453 | 0.00056535 | 0.00061113 | 0.00065958 | 0.00063499 | 0.00059869
| 6 | 7 | 15 | 0.00058909 | 0.00060238 | 0.00053369 | 0.00056605 | 0.00061497 | 0.0005602 | 0.00055657
| 6 | 7 | 16 | 0.00047633 | 0.0004953 | 0.00044215 | 0.00048016 | 0.00050974 | 0.0004897 | 0.00045973
| 6 | 7 | 17 | 0.00034621 | 0.00033601 | 0.00032352 | 0.00035865 | 0.00037667 | 0.00032764 | 0.00033159
| 6 | 7 | 18 | 0.00018803 | 0.00018732 | 0.00017127 | 0.00018939 | 0.00021513 | 0.00018771 | 0.00017877
| 6 | 7 | 19 | 5.2121e-05 | 4.6441e-05 | 4.674e-05 | 5.6644e-05 | 6.651e-05 | 4.7709e-05 | 4.8507e-05
| 6 | 7 | 20 | 2.0489e-09 | 2.115e-07 | 0 | 1.7455e-07 | 2.8194e-06 | 0 | 3.015e-08
| 6 | 7 | 21 | 0 | 0 | 0 | 0 | 0 | 0 | 0
| 6 | 7 | 22 | 0 | 0 | 0 | 0 | 0 | 0 | 0
| 6 | 7 | 23 | 0 | 0 | 0 | 0 | 0 | 0 | 0
| 6 | 7 | 24 | 0 | 0 | 0 | 0 | 0 | 0 | 0
| 6 | 8 | 1 | 0 | 0 | 0 | 0 | 0 | 0 | 0
| 6 | 8 | 2 | 0 | 0 | 0 | 0 | 0 | 0 | 0
| 6 | 8 | 3 | 0 | 0 | 0 | 0 | 0 | 0 | 0
| 6 | 8 | 4 | 0 | 0 | 0 | 0 | 0 | 0 | 0
| 6 | 8 | 5 | 0 | 0 | 0 | 0 | 0 | 0 | 0
| 6 | 8 | 6 | 0 | 0 | 0 | 0 | 0 | 0 | 0
| 6 | 8 | 7 | 4.0953e-05 | 4.5316e-05 | 4.4449e-05 | 4.2408e-05 | 3.2376e-05 | 4.0142e-05 | 4.3046e-05
| 6 | 8 | 8 | 0.00017107 | 0.00017741 | 0.00014973 | 0.00016061 | 0.00013854 | 0.00015272 | 0.00015774
| 6 | 8 | 9 | 0.0003442 | 0.00033339 | 0.00028242 | 0.00031802 | 0.00027641 | 0.00029987 | 0.00030483
| 6 | 8 | 10 | 0.00048696 | 0.00048184 | 0.00042902 | 0.00046628 | 0.00043027 | 0.00043258 | 0.00044929
| 6 | 8 | 11 | 0.00054846 | 0.00058077 | 0.00055497 | 0.0005597 | 0.00055212 | 0.00055248 | 0.0005544
| 6 | 8 | 12 | 0.00060691 | 0.00062225 | 0.00062096 | 0.00060004 | 0.00061644 | 0.00061394 | 0.00061629
| 6 | 8 | 13 | 0.00063807 | 0.00063603 | 0.00060611 | 0.00064357 | 0.00065551 | 0.00063287 | 0.0006198
| 6 | 8 | 14 | 0.00064983 | 0.00060453 | 0.00056535 | 0.00061113 | 0.00065958 | 0.00063499 | 0.00059869
| 6 | 8 | 15 | 0.00058909 | 0.00060238 | 0.00053369 | 0.00056605 | 0.00061497 | 0.0005602 | 0.00055657
| 6 | 8 | 16 | 0.00047633 | 0.0004953 | 0.00044215 | 0.00048016 | 0.00050974 | 0.0004897 | 0.00045973
| 6 | 8 | 17 | 0.00034621 | 0.00033601 | 0.00032352 | 0.00035865 | 0.00037667 | 0.00032764 | 0.00033159
| 6 | 8 | 18 | 0.00018803 | 0.00018732 | 0.00017127 | 0.00018939 | 0.00021513 | 0.00018771 | 0.00017877
| 6 | 8 | 19 | 5.2121e-05 | 4.6441e-05 | 4.674e-05 | 5.6644e-05 | 6.651e-05 | 4.7709e-05 | 4.8507e-05
| 6 | 8 | 20 | 2.0489e-09 | 2.115e-07 | 0 | 1.7455e-07 | 2.8194e-06 | 0 | 3.015e-08
| 6 | 8 | 21 | 0 | 0 | 0 | 0 | 0 | 0 | 0
| 6 | 8 | 22 | 0 | 0 | 0 | 0 | 0 | 0 | 0
| 6 | 8 | 23 | 0 | 0 | 0 | 0 | 0 | 0 | 0
| 6 | 8 | 24 | 0 | 0 | 0 | 0 | 0 | 0 | 0
| 6 | 9 | 1 | 0 | 0 | 0 | 0 | 0 | 0 | 0
| 6 | 9 | 2 | 0 | 0 | 0 | 0 | 0 | 0 | 0
| 6 | 9 | 3 | 0 | 0 | 0 | 0 | 0 | 0 | 0
| 6 | 9 | 4 | 0 | 0 | 0 | 0 | 0 | 0 | 0
| 6 | 9 | 5 | 0 | 0 | 0 | 0 | 0 | 0 | 0
| 6 | 9 | 6 | 0 | 0 | 0 | 0 | 0 | 0 | 0
| 6 | 9 | 7 | 4.0953e-05 | 4.5316e-05 | 4.4449e-05 | 4.2408e-05 | 3.2376e-05 | 4.0142e-05 | 4.3046e-05
| 6 | 9 | 8 | 0.00017107 | 0.00017741 | 0.00014973 | 0.00016061 | 0.00013854 | 0.00015272 | 0.00015774
| 6 | 9 | 9 | 0.0003442 | 0.00033339 | 0.00028242 | 0.00031802 | 0.00027641 | 0.00029987 | 0.00030483
| 6 | 9 | 10 | 0.00048696 | 0.00048184 | 0.00042902 | 0.00046628 | 0.00043027 | 0.00043258 | 0.00044929
| 6 | 9 | 11 | 0.00054846 | 0.00058077 | 0.00055497 | 0.0005597 | 0.00055212 | 0.00055248 | 0.0005544
| 6 | 9 | 12 | 0.00060691 | 0.00062225 | 0.00062096 | 0.00060004 | 0.00061644 | 0.00061394 | 0.00061629
| 6 | 9 | 13 | 0.00063807 | 0.00063603 | 0.00060611 | 0.00064357 | 0.00065551 | 0.00063287 | 0.0006198
| 6 | 9 | 14 | 0.00064983 | 0.00060453 | 0.00056535 | 0.00061113 | 0.00065958 | 0.00063499 | 0.00059869
| 6 | 9 | 15 | 0.00058909 | 0.00060238 | 0.00053369 | 0.00056605 | 0.00061497 | 0.0005602 | 0.00055657
| 6 | 9 | 16 | 0.00047633 | 0.0004953 | 0.00044215 | 0.00048016 | 0.00050974 | 0.0004897 | 0.00045973
| 6 | 9 | 17 | 0.00034621 | 0.00033601 | 0.00032352 | 0.00035865 | 0.00037667 | 0.00032764 | 0.00033159
| 6 | 9 | 18 | 0.00018803 | 0.00018732 | 0.00017127 | 0.00018939 | 0.00021513 | 0.00018771 | 0.00017877
| 6 | 9 | 19 | 5.2121e-05 | 4.6441e-05 | 4.674e-05 | 5.6644e-05 | 6.651e-05 | 4.7709e-05 | 4.8507e-05
| 6 | 9 | 20 | 2.0489e-09 | 2.115e-07 | 0 | 1.7455e-07 | 2.8194e-06 | 0 | 3.015e-08
| 6 | 9 | 21 | 0 | 0 | 0 | 0 | 0 | 0 | 0
| 6 | 9 | 22 | 0 | 0 | 0 | 0 | 0 | 0 | 0
| 6 | 9 | 23 | 0 | 0 | 0 | 0 | 0 | 0 | 0
| 6 | 9 | 24 | 0 | 0 | 0 | 0 | 0 | 0 | 0
| 6 | 10 | 1 | 0 | 0 | 0 | 0 | 0 | 0 | 0
| 6 | 10 | 2 | 0 | 0 | 0 | 0 | 0 | 0 | 0
| 6 | 10 | 3 | 0 | 0 | 0 | 0 | 0 | 0 | 0
| 6 | 10 | 4 | 0 | 0 | 0 | 0 | 0 | 0 | 0
| 6 | 10 | 5 | 0 | 0 | 0 | 0 | 0 | 0 | 0
| 6 | 10 | 6 | 0 | 0 | 0 | 0 | 0 | 0 | 0
| 6 | 10 | 7 | 4.0953e-05 | 4.5316e-05 | 4.4449e-05 | 4.2408e-05 | 3.2376e-05 | 4.0142e-05 | 4.3046e-05
| 6 | 10 | 8 | 0.00017107 | 0.00017741 | 0.00014973 | 0.00016061 | 0.00013854 | 0.00015272 | 0.00015774
| 6 | 10 | 9 | 0.0003442 | 0.00033339 | 0.00028242 | 0.00031802 | 0.00027641 | 0.00029987 | 0.00030483
| 6 | 10 | 10 | 0.00048696 | 0.00048184 | 0.00042902 | 0.00046628 | 0.00043027 | 0.00043258 | 0.00044929
| 6 | 10 | 11 | 0.00054846 | 0.00058077 | 0.00055497 | 0.0005597 | 0.00055212 | 0.00055248 | 0.0005544
| 6 | 10 | 12 | 0.00060691 | 0.00062225 | 0.00062096 | 0.00060004 | 0.00061644 | 0.00061394 | 0.00061629
| 6 | 10 | 13 | 0.00063807 | 0.00063603 | 0.00060611 | 0.00064357 | 0.00065551 | 0.00063287 | 0.0006198
| 6 | 10 | 14 | 0.00064983 | 0.00060453 | 0.00056535 | 0.00061113 | 0.00065958 | 0.00063499 | 0.00059869
| 6 | 10 | 15 | 0.00058909 | 0.00060238 | 0.00053369 | 0.00056605 | 0.00061497 | 0.0005602 | 0.00055657
| 6 | 10 | 16 | 0.00047633 | 0.0004953 | 0.00044215 | 0.00048016 | 0.00050974 | 0.0004897 | 0.00045973
| 6 | 10 | 17 | 0.00034621 | 0.00033601 | 0.00032352 | 0.00035865 | 0.00037667 | 0.00032764 | 0.00033159
| 6 | 10 | 18 | 0.00018803 | 0.00018732 | 0.00017127 | 0.00018939 | 0.00021513 | 0.00018771 | 0.00017877
| 6 | 10 | 19 | 5.2121e-05 | 4.6441e-05 | 4.674e-05 | 5.6644e-05 | 6.651e-05 | 4.7709e-05 | 4.8507e-05
| 6 | 10 | 20 | 2.0489e-09 | 2.115e-07 | 0 | 1.7455e-07 | 2.8194e-06 | 0 | 3.015e-08
| 6 | 10 | 21 | 0 | 0 | 0 | 0 | 0 | 0 | 0
| 6 | 10 | 22 | 0 | 0 | 0 | 0 | 0 | 0 | 0
| 6 | 10 | 23 | 0 | 0 | 0 | 0 | 0 | 0 | 0
| 6 | 10 | 24 | 0 | 0 | 0 | 0 | 0 | 0 | 0
| 6 | 11 | 1 | 0 | 0 | 0 | 0 | 0 | 0 | 0
| 6 | 11 | 2 | 0 | 0 | 0 | 0 | 0 | 0 | 0
| 6 | 11 | 3 | 0 | 0 | 0 | 0 | 0 | 0 | 0
| 6 | 11 | 4 | 0 | 0 | 0 | 0 | 0 | 0 | 0
| 6 | 11 | 5 | 0 | 0 | 0 | 0 | 0 | 0 | 0
| 6 | 11 | 6 | 0 | 0 | 0 | 0 | 0 | 0 | 0
| 6 | 11 | 7 | 4.0953e-05 | 4.5316e-05 | 4.4449e-05 | 4.2408e-05 | 3.2376e-05 | 4.0142e-05 | 4.3046e-05
| 6 | 11 | 8 | 0.00017107 | 0.00017741 | 0.00014973 | 0.00016061 | 0.00013854 | 0.00015272 | 0.00015774
| 6 | 11 | 9 | 0.0003442 | 0.00033339 | 0.00028242 | 0.00031802 | 0.00027641 | 0.00029987 | 0.00030483
| 6 | 11 | 10 | 0.00048696 | 0.00048184 | 0.00042902 | 0.00046628 | 0.00043027 | 0.00043258 | 0.00044929
| 6 | 11 | 11 | 0.00054846 | 0.00058077 | 0.00055497 | 0.0005597 | 0.00055212 | 0.00055248 | 0.0005544
| 6 | 11 | 12 | 0.00060691 | 0.00062225 | 0.00062096 | 0.00060004 | 0.00061644 | 0.00061394 | 0.00061629
| 6 | 11 | 13 | 0.00063807 | 0.00063603 | 0.00060611 | 0.00064357 | 0.00065551 | 0.00063287 | 0.0006198
| 6 | 11 | 14 | 0.00064983 | 0.00060453 | 0.00056535 | 0.00061113 | 0.00065958 | 0.00063499 | 0.00059869
| 6 | 11 | 15 | 0.00058909 | 0.00060238 | 0.00053369 | 0.00056605 | 0.00061497 | 0.0005602 | 0.00055657
| 6 | 11 | 16 | 0.00047633 | 0.0004953 | 0.00044215 | 0.00048016 | 0.00050974 | 0.0004897 | 0.00045973
| 6 | 11 | 17 | 0.00034621 | 0.00033601 | 0.00032352 | 0.00035865 | 0.00037667 | 0.00032764 | 0.00033159
| 6 | 11 | 18 | 0.00018803 | 0.00018732 | 0.00017127 | 0.00018939 | 0.00021513 | 0.00018771 | 0.00017877
| 6 | 11 | 19 | 5.2121e-05 | 4.6441e-05 | 4.674e-05 | 5.6644e-05 | 6.651e-05 | 4.7709e-05 | 4.8507e-05
| 6 | 11 | 20 | 2.0489e-09 | 2.115e-07 | 0 | 1.7455e-07 | 2.8194e-06 | 0 | 3.015e-08
| 6 | 11 | 21 | 0 | 0 | 0 | 0 | 0 | 0 | 0
| 6 | 11 | 22 | 0 | 0 | 0 | 0 | 0 | 0 | 0
| 6 | 11 | 23 | 0 | 0 | 0 | 0 | 0 | 0 | 0
| 6 | 11 | 24 | 0 | 0 | 0 | 0 | 0 | 0 | 0
| 6 | 12 | 1 | 0 | 0 | 0 | 0 | 0 | 0 | 0
| 6 | 12 | 2 | 0 | 0 | 0 | 0 | 0 | 0 | 0
| 6 | 12 | 3 | 0 | 0 | 0 | 0 | 0 | 0 | 0
| 6 | 12 | 4 | 0 | 0 | 0 | 0 | 0 | 0 | 0
| 6 | 12 | 5 | 0 | 0 | 0 | 0 | 0 | 0 | 0
| 6 | 12 | 6 | 0 | 0 | 0 | 0 | 0 | 0 | 0
| 6 | 12 | 7 | 4.0953e-05 | 4.5316e-05 | 4.4449e-05 | 4.2408e-05 | 3.2376e-05 | 4.0142e-05 | 4.3046e-05
| 6 | 12 | 8 | 0.00017107 | 0.00017741 | 0.00014973 | 0.00016061 | 0.00013854 | 0.00015272 | 0.00015774
| 6 | 12 | 9 | 0.0003442 | 0.00033339 | 0.00028242 | 0.00031802 | 0.00027641 | 0.00029987 | 0.00030483
| 6 | 12 | 10 | 0.00048696 | 0.00048184 | 0.00042902 | 0.00046628 | 0.00043027 | 0.00043258 | 0.00044929
| 6 | 12 | 11 | 0.00054846 | 0.00058077 | 0.00055497 | 0.0005597 | 0.00055212 | 0.00055248 | 0.0005544
| 6 | 12 | 12 | 0.00060691 | 0.00062225 | 0.00062096 | 0.00060004 | 0.00061644 | 0.00061394 | 0.00061629
| 6 | 12 | 13 | 0.00063807 | 0.00063603 | 0.00060611 | 0.00064357 | 0.00065551 | 0.00063287 | 0.0006198
| 6 | 12 | 14 | 0.00064983 | 0.00060453 | 0.00056535 | 0.00061113 | 0.00065958 | 0.00063499 | 0.00059869
| 6 | 12 | 15 | 0.00058909 | 0.00060238 | 0.00053369 | 0.00056605 | 0.00061497 | 0.0005602 | 0.00055657
| 6 | 12 | 16 | 0.00047633 | 0.0004953 | 0.00044215 | 0.00048016 | 0.00050974 | 0.0004897 | 0.00045973
| 6 | 12 | 17 | 0.00034621 | 0.00033601 | 0.00032352 | 0.00035865 | 0.00037667 | 0.00032764 | 0.00033159
| 6 | 12 | 18 | 0.00018803 | 0.00018732 | 0.00017127 | 0.00018939 | 0.00021513 | 0.00018771 | 0.00017877
| 6 | 12 | 19 | 5.2121e-05 | 4.6441e-05 | 4.674e-05 | 5.6644e-05 | 6.651e-05 | 4.7709e-05 | 4.8507e-05
| 6 | 12 | 20 | 2.0489e-09 | 2.115e-07 | 0 | 1.7455e-07 | 2.8194e-06 | 0 | 3.015e-08
| 6 | 12 | 21 | 0 | 0 | 0 | 0 | 0 | 0 | 0
| 6 | 12 | 22 | 0 | 0 | 0 | 0 | 0 | 0 | 0
| 6 | 12 | 23 | 0 | 0 | 0 | 0 | 0 | 0 | 0
| 6 | 12 | 24 | 0 | 0 | 0 | 0 | 0 | 0 | 0
| 6 | 13 | 1 | 0 | 0 | 0 | 0 | 0 | 0 | 0
| 6 | 13 | 2 | 0 | 0 | 0 | 0 | 0 | 0 | 0
| 6 | 13 | 3 | 0 | 0 | 0 | 0 | 0 | 0 | 0
| 6 | 13 | 4 | 0 | 0 | 0 | 0 | 0 | 0 | 0
| 6 | 13 | 5 | 0 | 0 | 0 | 0 | 0 | 0 | 0
| 6 | 13 | 6 | 0 | 0 | 0 | 0 | 0 | 0 | 0
| 6 | 13 | 7 | 4.0953e-05 | 4.5316e-05 | 4.4449e-05 | 4.2408e-05 | 3.2376e-05 | 4.0142e-05 | 4.3046e-05
| 6 | 13 | 8 | 0.00017107 | 0.00017741 | 0.00014973 | 0.00016061 | 0.00013854 | 0.00015272 | 0.00015774
| 6 | 13 | 9 | 0.0003442 | 0.00033339 | 0.00028242 | 0.00031802 | 0.00027641 | 0.00029987 | 0.00030483
| 6 | 13 | 10 | 0.00048696 | 0.00048184 | 0.00042902 | 0.00046628 | 0.00043027 | 0.00043258 | 0.00044929
| 6 | 13 | 11 | 0.00054846 | 0.00058077 | 0.00055497 | 0.0005597 | 0.00055212 | 0.00055248 | 0.0005544
| 6 | 13 | 12 | 0.00060691 | 0.00062225 | 0.00062096 | 0.00060004 | 0.00061644 | 0.00061394 | 0.00061629
| 6 | 13 | 13 | 0.00063807 | 0.00063603 | 0.00060611 | 0.00064357 | 0.00065551 | 0.00063287 | 0.0006198
| 6 | 13 | 14 | 0.00064983 | 0.00060453 | 0.00056535 | 0.00061113 | 0.00065958 | 0.00063499 | 0.00059869
| 6 | 13 | 15 | 0.00058909 | 0.00060238 | 0.00053369 | 0.00056605 | 0.00061497 | 0.0005602 | 0.00055657
| 6 | 13 | 16 | 0.00047633 | 0.0004953 | 0.00044215 | 0.00048016 | 0.00050974 | 0.0004897 | 0.00045973
| 6 | 13 | 17 | 0.00034621 | 0.00033601 | 0.00032352 | 0.00035865 | 0.00037667 | 0.00032764 | 0.00033159
| 6 | 13 | 18 | 0.00018803 | 0.00018732 | 0.00017127 | 0.00018939 | 0.00021513 | 0.00018771 | 0.00017877
| 6 | 13 | 19 | 5.2121e-05 | 4.6441e-05 | 4.674e-05 | 5.6644e-05 | 6.651e-05 | 4.7709e-05 | 4.8507e-05
| 6 | 13 | 20 | 2.0489e-09 | 2.115e-07 | 0 | 1.7455e-07 | 2.8194e-06 | 0 | 3.015e-08
| 6 | 13 | 21 | 0 | 0 | 0 | 0 | 0 | 0 | 0
| 6 | 13 | 22 | 0 | 0 | 0 | 0 | 0 | 0 | 0
| 6 | 13 | 23 | 0 | 0 | 0 | 0 | 0 | 0 | 0
| 6 | 13 | 24 | 0 | 0 | 0 | 0 | 0 | 0 | 0
| 6 | 14 | 1 | 0 | 0 | 0 | 0 | 0 | 0 | 0
| 6 | 14 | 2 | 0 | 0 | 0 | 0 | 0 | 0 | 0
| 6 | 14 | 3 | 0 | 0 | 0 | 0 | 0 | 0 | 0
| 6 | 14 | 4 | 0 | 0 | 0 | 0 | 0 | 0 | 0
| 6 | 14 | 5 | 0 | 0 | 0 | 0 | 0 | 0 | 0
| 6 | 14 | 6 | 0 | 0 | 0 | 0 | 0 | 0 | 0
| 6 | 14 | 7 | 4.0953e-05 | 4.5316e-05 | 4.4449e-05 | 4.2408e-05 | 3.2376e-05 | 4.0142e-05 | 4.3046e-05
| 6 | 14 | 8 | 0.00017107 | 0.00017741 | 0.00014973 | 0.00016061 | 0.00013854 | 0.00015272 | 0.00015774
| 6 | 14 | 9 | 0.0003442 | 0.00033339 | 0.00028242 | 0.00031802 | 0.00027641 | 0.00029987 | 0.00030483
| 6 | 14 | 10 | 0.00048696 | 0.00048184 | 0.00042902 | 0.00046628 | 0.00043027 | 0.00043258 | 0.00044929
| 6 | 14 | 11 | 0.00054846 | 0.00058077 | 0.00055497 | 0.0005597 | 0.00055212 | 0.00055248 | 0.0005544
| 6 | 14 | 12 | 0.00060691 | 0.00062225 | 0.00062096 | 0.00060004 | 0.00061644 | 0.00061394 | 0.00061629
| 6 | 14 | 13 | 0.00063807 | 0.00063603 | 0.00060611 | 0.00064357 | 0.00065551 | 0.00063287 | 0.0006198
| 6 | 14 | 14 | 0.00064983 | 0.00060453 | 0.00056535 | 0.00061113 | 0.00065958 | 0.00063499 | 0.00059869
| 6 | 14 | 15 | 0.00058909 | 0.00060238 | 0.00053369 | 0.00056605 | 0.00061497 | 0.0005602 | 0.00055657
| 6 | 14 | 16 | 0.00047633 | 0.0004953 | 0.00044215 | 0.00048016 | 0.00050974 | 0.0004897 | 0.00045973
| 6 | 14 | 17 | 0.00034621 | 0.00033601 | 0.00032352 | 0.00035865 | 0.00037667 | 0.00032764 | 0.00033159
| 6 | 14 | 18 | 0.00018803 | 0.00018732 | 0.00017127 | 0.00018939 | 0.00021513 | 0.00018771 | 0.00017877
| 6 | 14 | 19 | 5.2121e-05 | 4.6441e-05 | 4.674e-05 | 5.6644e-05 | 6.651e-05 | 4.7709e-05 | 4.8507e-05
| 6 | 14 | 20 | 2.0489e-09 | 2.115e-07 | 0 | 1.7455e-07 | 2.8194e-06 | 0 | 3.015e-08
| 6 | 14 | 21 | 0 | 0 | 0 | 0 | 0 | 0 | 0
| 6 | 14 | 22 | 0 | 0 | 0 | 0 | 0 | 0 | 0
| 6 | 14 | 23 | 0 | 0 | 0 | 0 | 0 | 0 | 0
| 6 | 14 | 24 | 0 | 0 | 0 | 0 | 0 | 0 | 0
| 6 | 15 | 1 | 0 | 0 | 0 | 0 | 0 | 0 | 0
| 6 | 15 | 2 | 0 | 0 | 0 | 0 | 0 | 0 | 0
| 6 | 15 | 3 | 0 | 0 | 0 | 0 | 0 | 0 | 0
| 6 | 15 | 4 | 0 | 0 | 0 | 0 | 0 | 0 | 0
| 6 | 15 | 5 | 0 | 0 | 0 | 0 | 0 | 0 | 0
| 6 | 15 | 6 | 0 | 0 | 0 | 0 | 0 | 0 | 0
| 6 | 15 | 7 | 4.0953e-05 | 4.5316e-05 | 4.4449e-05 | 4.2408e-05 | 3.2376e-05 | 4.0142e-05 | 4.3046e-05
| 6 | 15 | 8 | 0.00017107 | 0.00017741 | 0.00014973 | 0.00016061 | 0.00013854 | 0.00015272 | 0.00015774
| 6 | 15 | 9 | 0.0003442 | 0.00033339 | 0.00028242 | 0.00031802 | 0.00027641 | 0.00029987 | 0.00030483
| 6 | 15 | 10 | 0.00048696 | 0.00048184 | 0.00042902 | 0.00046628 | 0.00043027 | 0.00043258 | 0.00044929
| 6 | 15 | 11 | 0.00054846 | 0.00058077 | 0.00055497 | 0.0005597 | 0.00055212 | 0.00055248 | 0.0005544
| 6 | 15 | 12 | 0.00060691 | 0.00062225 | 0.00062096 | 0.00060004 | 0.00061644 | 0.00061394 | 0.00061629
| 6 | 15 | 13 | 0.00063807 | 0.00063603 | 0.00060611 | 0.00064357 | 0.00065551 | 0.00063287 | 0.0006198
| 6 | 15 | 14 | 0.00064983 | 0.00060453 | 0.00056535 | 0.00061113 | 0.00065958 | 0.00063499 | 0.00059869
| 6 | 15 | 15 | 0.00058909 | 0.00060238 | 0.00053369 | 0.00056605 | 0.00061497 | 0.0005602 | 0.00055657
| 6 | 15 | 16 | 0.00047633 | 0.0004953 | 0.00044215 | 0.00048016 | 0.00050974 | 0.0004897 | 0.00045973
| 6 | 15 | 17 | 0.00034621 | 0.00033601 | 0.00032352 | 0.00035865 | 0.00037667 | 0.00032764 | 0.00033159
| 6 | 15 | 18 | 0.00018803 | 0.00018732 | 0.00017127 | 0.00018939 | 0.00021513 | 0.00018771 | 0.00017877
| 6 | 15 | 19 | 5.2121e-05 | 4.6441e-05 | 4.674e-05 | 5.6644e-05 | 6.651e-05 | 4.7709e-05 | 4.8507e-05
| 6 | 15 | 20 | 2.0489e-09 | 2.115e-07 | 0 | 1.7455e-07 | 2.8194e-06 | 0 | 3.015e-08
| 6 | 15 | 21 | 0 | 0 | 0 | 0 | 0 | 0 | 0
| 6 | 15 | 22 | 0 | 0 | 0 | 0 | 0 | 0 | 0
| 6 | 15 | 23 | 0 | 0 | 0 | 0 | 0 | 0 | 0
| 6 | 15 | 24 | 0 | 0 | 0 | 0 | 0 | 0 | 0
| 6 | 16 | 1 | 0 | 0 | 0 | 0 | 0 | 0 | 0
| 6 | 16 | 2 | 0 | 0 | 0 | 0 | 0 | 0 | 0
| 6 | 16 | 3 | 0 | 0 | 0 | 0 | 0 | 0 | 0
| 6 | 16 | 4 | 0 | 0 | 0 | 0 | 0 | 0 | 0
| 6 | 16 | 5 | 0 | 0 | 0 | 0 | 0 | 0 | 0
| 6 | 16 | 6 | 0 | 0 | 0 | 0 | 0 | 0 | 0
| 6 | 16 | 7 | 4.0953e-05 | 4.5316e-05 | 4.4449e-05 | 4.2408e-05 | 3.2376e-05 | 4.0142e-05 | 4.3046e-05
| 6 | 16 | 8 | 0.00017107 | 0.00017741 | 0.00014973 | 0.00016061 | 0.00013854 | 0.00015272 | 0.00015774
| 6 | 16 | 9 | 0.0003442 | 0.00033339 | 0.00028242 | 0.00031802 | 0.00027641 | 0.00029987 | 0.00030483
| 6 | 16 | 10 | 0.00048696 | 0.00048184 | 0.00042902 | 0.00046628 | 0.00043027 | 0.00043258 | 0.00044929
| 6 | 16 | 11 | 0.00054846 | 0.00058077 | 0.00055497 | 0.0005597 | 0.00055212 | 0.00055248 | 0.0005544
| 6 | 16 | 12 | 0.00060691 | 0.00062225 | 0.00062096 | 0.00060004 | 0.00061644 | 0.00061394 | 0.00061629
| 6 | 16 | 13 | 0.00063807 | 0.00063603 | 0.00060611 | 0.00064357 | 0.00065551 | 0.00063287 | 0.0006198
| 6 | 16 | 14 | 0.00064983 | 0.00060453 | 0.00056535 | 0.00061113 | 0.00065958 | 0.00063499 | 0.00059869
| 6 | 16 | 15 | 0.00058909 | 0.00060238 | 0.00053369 | 0.00056605 | 0.00061497 | 0.0005602 | 0.00055657
| 6 | 16 | 16 | 0.00047633 | 0.0004953 | 0.00044215 | 0.00048016 | 0.00050974 | 0.0004897 | 0.00045973
| 6 | 16 | 17 | 0.00034621 | 0.00033601 | 0.00032352 | 0.00035865 | 0.00037667 | 0.00032764 | 0.00033159
| 6 | 16 | 18 | 0.00018803 | 0.00018732 | 0.00017127 | 0.00018939 | 0.00021513 | 0.00018771 | 0.00017877
| 6 | 16 | 19 | 5.2121e-05 | 4.6441e-05 | 4.674e-05 | 5.6644e-05 | 6.651e-05 | 4.7709e-05 | 4.8507e-05
| 6 | 16 | 20 | 2.0489e-09 | 2.115e-07 | 0 | 1.7455e-07 | 2.8194e-06 | 0 | 3.015e-08
| 6 | 16 | 21 | 0 | 0 | 0 | 0 | 0 | 0 | 0
| 6 | 16 | 22 | 0 | 0 | 0 | 0 | 0 | 0 | 0
| 6 | 16 | 23 | 0 | 0 | 0 | 0 | 0 | 0 | 0
| 6 | 16 | 24 | 0 | 0 | 0 | 0 | 0 | 0 | 0
| 6 | 17 | 1 | 0 | 0 | 0 | 0 | 0 | 0 | 0
| 6 | 17 | 2 | 0 | 0 | 0 | 0 | 0 | 0 | 0
| 6 | 17 | 3 | 0 | 0 | 0 | 0 | 0 | 0 | 0
| 6 | 17 | 4 | 0 | 0 | 0 | 0 | 0 | 0 | 0
| 6 | 17 | 5 | 0 | 0 | 0 | 0 | 0 | 0 | 0
| 6 | 17 | 6 | 0 | 0 | 0 | 0 | 0 | 0 | 0
| 6 | 17 | 7 | 4.0953e-05 | 4.5316e-05 | 4.4449e-05 | 4.2408e-05 | 3.2376e-05 | 4.0142e-05 | 4.3046e-05
| 6 | 17 | 8 | 0.00017107 | 0.00017741 | 0.00014973 | 0.00016061 | 0.00013854 | 0.00015272 | 0.00015774
| 6 | 17 | 9 | 0.0003442 | 0.00033339 | 0.00028242 | 0.00031802 | 0.00027641 | 0.00029987 | 0.00030483
| 6 | 17 | 10 | 0.00048696 | 0.00048184 | 0.00042902 | 0.00046628 | 0.00043027 | 0.00043258 | 0.00044929
| 6 | 17 | 11 | 0.00054846 | 0.00058077 | 0.00055497 | 0.0005597 | 0.00055212 | 0.00055248 | 0.0005544
| 6 | 17 | 12 | 0.00060691 | 0.00062225 | 0.00062096 | 0.00060004 | 0.00061644 | 0.00061394 | 0.00061629
| 6 | 17 | 13 | 0.00063807 | 0.00063603 | 0.00060611 | 0.00064357 | 0.00065551 | 0.00063287 | 0.0006198
| 6 | 17 | 14 | 0.00064983 | 0.00060453 | 0.00056535 | 0.00061113 | 0.00065958 | 0.00063499 | 0.00059869
| 6 | 17 | 15 | 0.00058909 | 0.00060238 | 0.00053369 | 0.00056605 | 0.00061497 | 0.0005602 | 0.00055657
| 6 | 17 | 16 | 0.00047633 | 0.0004953 | 0.00044215 | 0.00048016 | 0.00050974 | 0.0004897 | 0.00045973
| 6 | 17 | 17 | 0.00034621 | 0.00033601 | 0.00032352 | 0.00035865 | 0.00037667 | 0.00032764 | 0.00033159
| 6 | 17 | 18 | 0.00018803 | 0.00018732 | 0.00017127 | 0.00018939 | 0.00021513 | 0.00018771 | 0.00017877
| 6 | 17 | 19 | 5.2121e-05 | 4.6441e-05 | 4.674e-05 | 5.6644e-05 | 6.651e-05 | 4.7709e-05 | 4.8507e-05
| 6 | 17 | 20 | 2.0489e-09 | 2.115e-07 | 0 | 1.7455e-07 | 2.8194e-06 | 0 | 3.015e-08
| 6 | 17 | 21 | 0 | 0 | 0 | 0 | 0 | 0 | 0
| 6 | 17 | 22 | 0 | 0 | 0 | 0 | 0 | 0 | 0
| 6 | 17 | 23 | 0 | 0 | 0 | 0 | 0 | 0 | 0
| 6 | 17 | 24 | 0 | 0 | 0 | 0 | 0 | 0 | 0
| 6 | 18 | 1 | 0 | 0 | 0 | 0 | 0 | 0 | 0
| 6 | 18 | 2 | 0 | 0 | 0 | 0 | 0 | 0 | 0
| 6 | 18 | 3 | 0 | 0 | 0 | 0 | 0 | 0 | 0
| 6 | 18 | 4 | 0 | 0 | 0 | 0 | 0 | 0 | 0
| 6 | 18 | 5 | 0 | 0 | 0 | 0 | 0 | 0 | 0
| 6 | 18 | 6 | 0 | 0 | 0 | 0 | 0 | 0 | 0
| 6 | 18 | 7 | 4.0953e-05 | 4.5316e-05 | 4.4449e-05 | 4.2408e-05 | 3.2376e-05 | 4.0142e-05 | 4.3046e-05
| 6 | 18 | 8 | 0.00017107 | 0.00017741 | 0.00014973 | 0.00016061 | 0.00013854 | 0.00015272 | 0.00015774
| 6 | 18 | 9 | 0.0003442 | 0.00033339 | 0.00028242 | 0.00031802 | 0.00027641 | 0.00029987 | 0.00030483
| 6 | 18 | 10 | 0.00048696 | 0.00048184 | 0.00042902 | 0.00046628 | 0.00043027 | 0.00043258 | 0.00044929
| 6 | 18 | 11 | 0.00054846 | 0.00058077 | 0.00055497 | 0.0005597 | 0.00055212 | 0.00055248 | 0.0005544
| 6 | 18 | 12 | 0.00060691 | 0.00062225 | 0.00062096 | 0.00060004 | 0.00061644 | 0.00061394 | 0.00061629
| 6 | 18 | 13 | 0.00063807 | 0.00063603 | 0.00060611 | 0.00064357 | 0.00065551 | 0.00063287 | 0.0006198
| 6 | 18 | 14 | 0.00064983 | 0.00060453 | 0.00056535 | 0.00061113 | 0.00065958 | 0.00063499 | 0.00059869
| 6 | 18 | 15 | 0.00058909 | 0.00060238 | 0.00053369 | 0.00056605 | 0.00061497 | 0.0005602 | 0.00055657
| 6 | 18 | 16 | 0.00047633 | 0.0004953 | 0.00044215 | 0.00048016 | 0.00050974 | 0.0004897 | 0.00045973
| 6 | 18 | 17 | 0.00034621 | 0.00033601 | 0.00032352 | 0.00035865 | 0.00037667 | 0.00032764 | 0.00033159
| 6 | 18 | 18 | 0.00018803 | 0.00018732 | 0.00017127 | 0.00018939 | 0.00021513 | 0.00018771 | 0.00017877
| 6 | 18 | 19 | 5.2121e-05 | 4.6441e-05 | 4.674e-05 | 5.6644e-05 | 6.651e-05 | 4.7709e-05 | 4.8507e-05
| 6 | 18 | 20 | 2.0489e-09 | 2.115e-07 | 0 | 1.7455e-07 | 2.8194e-06 | 0 | 3.015e-08
| 6 | 18 | 21 | 0 | 0 | 0 | 0 | 0 | 0 | 0
| 6 | 18 | 22 | 0 | 0 | 0 | 0 | 0 | 0 | 0
| 6 | 18 | 23 | 0 | 0 | 0 | 0 | 0 | 0 | 0
| 6 | 18 | 24 | 0 | 0 | 0 | 0 | 0 | 0 | 0
| 6 | 19 | 1 | 0 | 0 | 0 | 0 | 0 | 0 | 0
| 6 | 19 | 2 | 0 | 0 | 0 | 0 | 0 | 0 | 0
| 6 | 19 | 3 | 0 | 0 | 0 | 0 | 0 | 0 | 0
| 6 | 19 | 4 | 0 | 0 | 0 | 0 | 0 | 0 | 0
| 6 | 19 | 5 | 0 | 0 | 0 | 0 | 0 | 0 | 0
| 6 | 19 | 6 | 0 | 0 | 0 | 0 | 0 | 0 | 0
| 6 | 19 | 7 | 4.0953e-05 | 4.5316e-05 | 4.4449e-05 | 4.2408e-05 | 3.2376e-05 | 4.0142e-05 | 4.3046e-05
| 6 | 19 | 8 | 0.00017107 | 0.00017741 | 0.00014973 | 0.00016061 | 0.00013854 | 0.00015272 | 0.00015774
| 6 | 19 | 9 | 0.0003442 | 0.00033339 | 0.00028242 | 0.00031802 | 0.00027641 | 0.00029987 | 0.00030483
| 6 | 19 | 10 | 0.00048696 | 0.00048184 | 0.00042902 | 0.00046628 | 0.00043027 | 0.00043258 | 0.00044929
| 6 | 19 | 11 | 0.00054846 | 0.00058077 | 0.00055497 | 0.0005597 | 0.00055212 | 0.00055248 | 0.0005544
| 6 | 19 | 12 | 0.00060691 | 0.00062225 | 0.00062096 | 0.00060004 | 0.00061644 | 0.00061394 | 0.00061629
| 6 | 19 | 13 | 0.00063807 | 0.00063603 | 0.00060611 | 0.00064357 | 0.00065551 | 0.00063287 | 0.0006198
| 6 | 19 | 14 | 0.00064983 | 0.00060453 | 0.00056535 | 0.00061113 | 0.00065958 | 0.00063499 | 0.00059869
| 6 | 19 | 15 | 0.00058909 | 0.00060238 | 0.00053369 | 0.00056605 | 0.00061497 | 0.0005602 | 0.00055657
| 6 | 19 | 16 | 0.00047633 | 0.0004953 | 0.00044215 | 0.00048016 | 0.00050974 | 0.0004897 | 0.00045973
| 6 | 19 | 17 | 0.00034621 | 0.00033601 | 0.00032352 | 0.00035865 | 0.00037667 | 0.00032764 | 0.00033159
| 6 | 19 | 18 | 0.00018803 | 0.00018732 | 0.00017127 | 0.00018939 | 0.00021513 | 0.00018771 | 0.00017877
| 6 | 19 | 19 | 5.2121e-05 | 4.6441e-05 | 4.674e-05 | 5.6644e-05 | 6.651e-05 | 4.7709e-05 | 4.8507e-05
| 6 | 19 | 20 | 2.0489e-09 | 2.115e-07 | 0 | 1.7455e-07 | 2.8194e-06 | 0 | 3.015e-08
| 6 | 19 | 21 | 0 | 0 | 0 | 0 | 0 | 0 | 0
| 6 | 19 | 22 | 0 | 0 | 0 | 0 | 0 | 0 | 0
| 6 | 19 | 23 | 0 | 0 | 0 | 0 | 0 | 0 | 0
| 6 | 19 | 24 | 0 | 0 | 0 | 0 | 0 | 0 | 0
| 6 | 20 | 1 | 0 | 0 | 0 | 0 | 0 | 0 | 0
| 6 | 20 | 2 | 0 | 0 | 0 | 0 | 0 | 0 | 0
| 6 | 20 | 3 | 0 | 0 | 0 | 0 | 0 | 0 | 0
| 6 | 20 | 4 | 0 | 0 | 0 | 0 | 0 | 0 | 0
| 6 | 20 | 5 | 0 | 0 | 0 | 0 | 0 | 0 | 0
| 6 | 20 | 6 | 0 | 0 | 0 | 0 | 0 | 0 | 0
| 6 | 20 | 7 | 4.0953e-05 | 4.5316e-05 | 4.4449e-05 | 4.2408e-05 | 3.2376e-05 | 4.0142e-05 | 4.3046e-05
| 6 | 20 | 8 | 0.00017107 | 0.00017741 | 0.00014973 | 0.00016061 | 0.00013854 | 0.00015272 | 0.00015774
| 6 | 20 | 9 | 0.0003442 | 0.00033339 | 0.00028242 | 0.00031802 | 0.00027641 | 0.00029987 | 0.00030483
| 6 | 20 | 10 | 0.00048696 | 0.00048184 | 0.00042902 | 0.00046628 | 0.00043027 | 0.00043258 | 0.00044929
| 6 | 20 | 11 | 0.00054846 | 0.00058077 | 0.00055497 | 0.0005597 | 0.00055212 | 0.00055248 | 0.0005544
| 6 | 20 | 12 | 0.00060691 | 0.00062225 | 0.00062096 | 0.00060004 | 0.00061644 | 0.00061394 | 0.00061629
| 6 | 20 | 13 | 0.00063807 | 0.00063603 | 0.00060611 | 0.00064357 | 0.00065551 | 0.00063287 | 0.0006198
| 6 | 20 | 14 | 0.00064983 | 0.00060453 | 0.00056535 | 0.00061113 | 0.00065958 | 0.00063499 | 0.00059869
| 6 | 20 | 15 | 0.00058909 | 0.00060238 | 0.00053369 | 0.00056605 | 0.00061497 | 0.0005602 | 0.00055657
| 6 | 20 | 16 | 0.00047633 | 0.0004953 | 0.00044215 | 0.00048016 | 0.00050974 | 0.0004897 | 0.00045973
| 6 | 20 | 17 | 0.00034621 | 0.00033601 | 0.00032352 | 0.00035865 | 0.00037667 | 0.00032764 | 0.00033159
| 6 | 20 | 18 | 0.00018803 | 0.00018732 | 0.00017127 | 0.00018939 | 0.00021513 | 0.00018771 | 0.00017877
| 6 | 20 | 19 | 5.2121e-05 | 4.6441e-05 | 4.674e-05 | 5.6644e-05 | 6.651e-05 | 4.7709e-05 | 4.8507e-05
| 6 | 20 | 20 | 2.0489e-09 | 2.115e-07 | 0 | 1.7455e-07 | 2.8194e-06 | 0 | 3.015e-08
| 6 | 20 | 21 | 0 | 0 | 0 | 0 | 0 | 0 | 0
| 6 | 20 | 22 | 0 | 0 | 0 | 0 | 0 | 0 | 0
| 6 | 20 | 23 | 0 | 0 | 0 | 0 | 0 | 0 | 0
| 6 | 20 | 24 | 0 | 0 | 0 | 0 | 0 | 0 | 0
| 6 | 21 | 1 | 0 | 0 | 0 | 0 | 0 | 0 | 0
| 6 | 21 | 2 | 0 | 0 | 0 | 0 | 0 | 0 | 0
| 6 | 21 | 3 | 0 | 0 | 0 | 0 | 0 | 0 | 0
| 6 | 21 | 4 | 0 | 0 | 0 | 0 | 0 | 0 | 0
| 6 | 21 | 5 | 0 | 0 | 0 | 0 | 0 | 0 | 0
| 6 | 21 | 6 | 0 | 0 | 0 | 0 | 0 | 0 | 0
| 6 | 21 | 7 | 4.0953e-05 | 4.5316e-05 | 4.4449e-05 | 4.2408e-05 | 3.2376e-05 | 4.0142e-05 | 4.3046e-05
| 6 | 21 | 8 | 0.00017107 | 0.00017741 | 0.00014973 | 0.00016061 | 0.00013854 | 0.00015272 | 0.00015774
| 6 | 21 | 9 | 0.0003442 | 0.00033339 | 0.00028242 | 0.00031802 | 0.00027641 | 0.00029987 | 0.00030483
| 6 | 21 | 10 | 0.00048696 | 0.00048184 | 0.00042902 | 0.00046628 | 0.00043027 | 0.00043258 | 0.00044929
| 6 | 21 | 11 | 0.00054846 | 0.00058077 | 0.00055497 | 0.0005597 | 0.00055212 | 0.00055248 | 0.0005544
| 6 | 21 | 12 | 0.00060691 | 0.00062225 | 0.00062096 | 0.00060004 | 0.00061644 | 0.00061394 | 0.00061629
| 6 | 21 | 13 | 0.00063807 | 0.00063603 | 0.00060611 | 0.00064357 | 0.00065551 | 0.00063287 | 0.0006198
| 6 | 21 | 14 | 0.00064983 | 0.00060453 | 0.00056535 | 0.00061113 | 0.00065958 | 0.00063499 | 0.00059869
| 6 | 21 | 15 | 0.00058909 | 0.00060238 | 0.00053369 | 0.00056605 | 0.00061497 | 0.0005602 | 0.00055657
| 6 | 21 | 16 | 0.00047633 | 0.0004953 | 0.00044215 | 0.00048016 | 0.00050974 | 0.0004897 | 0.00045973
| 6 | 21 | 17 | 0.00034621 | 0.00033601 | 0.00032352 | 0.00035865 | 0.00037667 | 0.00032764 | 0.00033159
| 6 | 21 | 18 | 0.00018803 | 0.00018732 | 0.00017127 | 0.00018939 | 0.00021513 | 0.00018771 | 0.00017877
| 6 | 21 | 19 | 5.2121e-05 | 4.6441e-05 | 4.674e-05 | 5.6644e-05 | 6.651e-05 | 4.7709e-05 | 4.8507e-05
| 6 | 21 | 20 | 2.0489e-09 | 2.115e-07 | 0 | 1.7455e-07 | 2.8194e-06 | 0 | 3.015e-08
| 6 | 21 | 21 | 0 | 0 | 0 | 0 | 0 | 0 | 0
| 6 | 21 | 22 | 0 | 0 | 0 | 0 | 0 | 0 | 0
| 6 | 21 | 23 | 0 | 0 | 0 | 0 | 0 | 0 | 0
| 6 | 21 | 24 | 0 | 0 | 0 | 0 | 0 | 0 | 0
| 6 | 22 | 1 | 0 | 0 | 0 | 0 | 0 | 0 | 0
| 6 | 22 | 2 | 0 | 0 | 0 | 0 | 0 | 0 | 0
| 6 | 22 | 3 | 0 | 0 | 0 | 0 | 0 | 0 | 0
| 6 | 22 | 4 | 0 | 0 | 0 | 0 | 0 | 0 | 0
| 6 | 22 | 5 | 0 | 0 | 0 | 0 | 0 | 0 | 0
| 6 | 22 | 6 | 0 | 0 | 0 | 0 | 0 | 0 | 0
| 6 | 22 | 7 | 4.0953e-05 | 4.5316e-05 | 4.4449e-05 | 4.2408e-05 | 3.2376e-05 | 4.0142e-05 | 4.3046e-05
| 6 | 22 | 8 | 0.00017107 | 0.00017741 | 0.00014973 | 0.00016061 | 0.00013854 | 0.00015272 | 0.00015774
| 6 | 22 | 9 | 0.0003442 | 0.00033339 | 0.00028242 | 0.00031802 | 0.00027641 | 0.00029987 | 0.00030483
| 6 | 22 | 10 | 0.00048696 | 0.00048184 | 0.00042902 | 0.00046628 | 0.00043027 | 0.00043258 | 0.00044929
| 6 | 22 | 11 | 0.00054846 | 0.00058077 | 0.00055497 | 0.0005597 | 0.00055212 | 0.00055248 | 0.0005544
| 6 | 22 | 12 | 0.00060691 | 0.00062225 | 0.00062096 | 0.00060004 | 0.00061644 | 0.00061394 | 0.00061629
| 6 | 22 | 13 | 0.00063807 | 0.00063603 | 0.00060611 | 0.00064357 | 0.00065551 | 0.00063287 | 0.0006198
| 6 | 22 | 14 | 0.00064983 | 0.00060453 | 0.00056535 | 0.00061113 | 0.00065958 | 0.00063499 | 0.00059869
| 6 | 22 | 15 | 0.00058909 | 0.00060238 | 0.00053369 | 0.00056605 | 0.00061497 | 0.0005602 | 0.00055657
| 6 | 22 | 16 | 0.00047633 | 0.0004953 | 0.00044215 | 0.00048016 | 0.00050974 | 0.0004897 | 0.00045973
| 6 | 22 | 17 | 0.00034621 | 0.00033601 | 0.00032352 | 0.00035865 | 0.00037667 | 0.00032764 | 0.00033159
| 6 | 22 | 18 | 0.00018803 | 0.00018732 | 0.00017127 | 0.00018939 | 0.00021513 | 0.00018771 | 0.00017877
| 6 | 22 | 19 | 5.2121e-05 | 4.6441e-05 | 4.674e-05 | 5.6644e-05 | 6.651e-05 | 4.7709e-05 | 4.8507e-05
| 6 | 22 | 20 | 2.0489e-09 | 2.115e-07 | 0 | 1.7455e-07 | 2.8194e-06 | 0 | 3.015e-08
| 6 | 22 | 21 | 0 | 0 | 0 | 0 | 0 | 0 | 0
| 6 | 22 | 22 | 0 | 0 | 0 | 0 | 0 | 0 | 0
| 6 | 22 | 23 | 0 | 0 | 0 | 0 | 0 | 0 | 0
| 6 | 22 | 24 | 0 | 0 | 0 | 0 | 0 | 0 | 0
| 6 | 23 | 1 | 0 | 0 | 0 | 0 | 0 | 0 | 0
| 6 | 23 | 2 | 0 | 0 | 0 | 0 | 0 | 0 | 0
| 6 | 23 | 3 | 0 | 0 | 0 | 0 | 0 | 0 | 0
| 6 | 23 | 4 | 0 | 0 | 0 | 0 | 0 | 0 | 0
| 6 | 23 | 5 | 0 | 0 | 0 | 0 | 0 | 0 | 0
| 6 | 23 | 6 | 0 | 0 | 0 | 0 | 0 | 0 | 0
| 6 | 23 | 7 | 4.0953e-05 | 4.5316e-05 | 4.4449e-05 | 4.2408e-05 | 3.2376e-05 | 4.0142e-05 | 4.3046e-05
| 6 | 23 | 8 | 0.00017107 | 0.00017741 | 0.00014973 | 0.00016061 | 0.00013854 | 0.00015272 | 0.00015774
| 6 | 23 | 9 | 0.0003442 | 0.00033339 | 0.00028242 | 0.00031802 | 0.00027641 | 0.00029987 | 0.00030483
| 6 | 23 | 10 | 0.00048696 | 0.00048184 | 0.00042902 | 0.00046628 | 0.00043027 | 0.00043258 | 0.00044929
| 6 | 23 | 11 | 0.00054846 | 0.00058077 | 0.00055497 | 0.0005597 | 0.00055212 | 0.00055248 | 0.0005544
| 6 | 23 | 12 | 0.00060691 | 0.00062225 | 0.00062096 | 0.00060004 | 0.00061644 | 0.00061394 | 0.00061629
| 6 | 23 | 13 | 0.00063807 | 0.00063603 | 0.00060611 | 0.00064357 | 0.00065551 | 0.00063287 | 0.0006198
| 6 | 23 | 14 | 0.00064983 | 0.00060453 | 0.00056535 | 0.00061113 | 0.00065958 | 0.00063499 | 0.00059869
| 6 | 23 | 15 | 0.00058909 | 0.00060238 | 0.00053369 | 0.00056605 | 0.00061497 | 0.0005602 | 0.00055657
| 6 | 23 | 16 | 0.00047633 | 0.0004953 | 0.00044215 | 0.00048016 | 0.00050974 | 0.0004897 | 0.00045973
| 6 | 23 | 17 | 0.00034621 | 0.00033601 | 0.00032352 | 0.00035865 | 0.00037667 | 0.00032764 | 0.00033159
| 6 | 23 | 18 | 0.00018803 | 0.00018732 | 0.00017127 | 0.00018939 | 0.00021513 | 0.00018771 | 0.00017877
| 6 | 23 | 19 | 5.2121e-05 | 4.6441e-05 | 4.674e-05 | 5.6644e-05 | 6.651e-05 | 4.7709e-05 | 4.8507e-05
| 6 | 23 | 20 | 2.0489e-09 | 2.115e-07 | 0 | 1.7455e-07 | 2.8194e-06 | 0 | 3.015e-08
| 6 | 23 | 21 | 0 | 0 | 0 | 0 | 0 | 0 | 0
| 6 | 23 | 22 | 0 | 0 | 0 | 0 | 0 | 0 | 0
| 6 | 23 | 23 | 0 | 0 | 0 | 0 | 0 | 0 | 0
| 6 | 23 | 24 | 0 | 0 | 0 | 0 | 0 | 0 | 0
| 6 | 24 | 1 | 0 | 0 | 0 | 0 | 0 | 0 | 0
| 6 | 24 | 2 | 0 | 0 | 0 | 0 | 0 | 0 | 0
| 6 | 24 | 3 | 0 | 0 | 0 | 0 | 0 | 0 | 0
| 6 | 24 | 4 | 0 | 0 | 0 | 0 | 0 | 0 | 0
| 6 | 24 | 5 | 0 | 0 | 0 | 0 | 0 | 0 | 0
| 6 | 24 | 6 | 0 | 0 | 0 | 0 | 0 | 0 | 0
| 6 | 24 | 7 | 4.0953e-05 | 4.5316e-05 | 4.4449e-05 | 4.2408e-05 | 3.2376e-05 | 4.0142e-05 | 4.3046e-05
| 6 | 24 | 8 | 0.00017107 | 0.00017741 | 0.00014973 | 0.00016061 | 0.00013854 | 0.00015272 | 0.00015774
| 6 | 24 | 9 | 0.0003442 | 0.00033339 | 0.00028242 | 0.00031802 | 0.00027641 | 0.00029987 | 0.00030483
| 6 | 24 | 10 | 0.00048696 | 0.00048184 | 0.00042902 | 0.00046628 | 0.00043027 | 0.00043258 | 0.00044929
| 6 | 24 | 11 | 0.00054846 | 0.00058077 | 0.00055497 | 0.0005597 | 0.00055212 | 0.00055248 | 0.0005544
| 6 | 24 | 12 | 0.00060691 | 0.00062225 | 0.00062096 | 0.00060004 | 0.00061644 | 0.00061394 | 0.00061629
| 6 | 24 | 13 | 0.00063807 | 0.00063603 | 0.00060611 | 0.00064357 | 0.00065551 | 0.00063287 | 0.0006198
| 6 | 24 | 14 | 0.00064983 | 0.00060453 | 0.00056535 | 0.00061113 | 0.00065958 | 0.00063499 | 0.00059869
| 6 | 24 | 15 | 0.00058909 | 0.00060238 | 0.00053369 | 0.00056605 | 0.00061497 | 0.0005602 | 0.00055657
| 6 | 24 | 16 | 0.00047633 | 0.0004953 | 0.00044215 | 0.00048016 | 0.00050974 | 0.0004897 | 0.00045973
| 6 | 24 | 17 | 0.00034621 | 0.00033601 | 0.00032352 | 0.00035865 | 0.00037667 | 0.00032764 | 0.00033159
| 6 | 24 | 18 | 0.00018803 | 0.00018732 | 0.00017127 | 0.00018939 | 0.00021513 | 0.00018771 | 0.00017877
| 6 | 24 | 19 | 5.2121e-05 | 4.6441e-05 | 4.674e-05 | 5.6644e-05 | 6.651e-05 | 4.7709e-05 | 4.8507e-05
| 6 | 24 | 20 | 2.0489e-09 | 2.115e-07 | 0 | 1.7455e-07 | 2.8194e-06 | 0 | 3.015e-08
| 6 | 24 | 21 | 0 | 0 | 0 | 0 | 0 | 0 | 0
| 6 | 24 | 22 | 0 | 0 | 0 | 0 | 0 | 0 | 0
| 6 | 24 | 23 | 0 | 0 | 0 | 0 | 0 | 0 | 0
| 6 | 24 | 24 | 0 | 0 | 0 | 0 | 0 | 0 | 0
| 6 | 25 | 1 | 0 | 0 | 0 | 0 | 0 | 0 | 0
| 6 | 25 | 2 | 0 | 0 | 0 | 0 | 0 | 0 | 0
| 6 | 25 | 3 | 0 | 0 | 0 | 0 | 0 | 0 | 0
| 6 | 25 | 4 | 0 | 0 | 0 | 0 | 0 | 0 | 0
| 6 | 25 | 5 | 0 | 0 | 0 | 0 | 0 | 0 | 0
| 6 | 25 | 6 | 0 | 0 | 0 | 0 | 0 | 0 | 0
| 6 | 25 | 7 | 4.0953e-05 | 4.5316e-05 | 4.4449e-05 | 4.2408e-05 | 3.2376e-05 | 4.0142e-05 | 4.3046e-05
| 6 | 25 | 8 | 0.00017107 | 0.00017741 | 0.00014973 | 0.00016061 | 0.00013854 | 0.00015272 | 0.00015774
| 6 | 25 | 9 | 0.0003442 | 0.00033339 | 0.00028242 | 0.00031802 | 0.00027641 | 0.00029987 | 0.00030483
| 6 | 25 | 10 | 0.00048696 | 0.00048184 | 0.00042902 | 0.00046628 | 0.00043027 | 0.00043258 | 0.00044929
| 6 | 25 | 11 | 0.00054846 | 0.00058077 | 0.00055497 | 0.0005597 | 0.00055212 | 0.00055248 | 0.0005544
| 6 | 25 | 12 | 0.00060691 | 0.00062225 | 0.00062096 | 0.00060004 | 0.00061644 | 0.00061394 | 0.00061629
| 6 | 25 | 13 | 0.00063807 | 0.00063603 | 0.00060611 | 0.00064357 | 0.00065551 | 0.00063287 | 0.0006198
| 6 | 25 | 14 | 0.00064983 | 0.00060453 | 0.00056535 | 0.00061113 | 0.00065958 | 0.00063499 | 0.00059869
| 6 | 25 | 15 | 0.00058909 | 0.00060238 | 0.00053369 | 0.00056605 | 0.00061497 | 0.0005602 | 0.00055657
| 6 | 25 | 16 | 0.00047633 | 0.0004953 | 0.00044215 | 0.00048016 | 0.00050974 | 0.0004897 | 0.00045973
| 6 | 25 | 17 | 0.00034621 | 0.00033601 | 0.00032352 | 0.00035865 | 0.00037667 | 0.00032764 | 0.00033159
| 6 | 25 | 18 | 0.00018803 | 0.00018732 | 0.00017127 | 0.00018939 | 0.00021513 | 0.00018771 | 0.00017877
| 6 | 25 | 19 | 5.2121e-05 | 4.6441e-05 | 4.674e-05 | 5.6644e-05 | 6.651e-05 | 4.7709e-05 | 4.8507e-05
| 6 | 25 | 20 | 2.0489e-09 | 2.115e-07 | 0 | 1.7455e-07 | 2.8194e-06 | 0 | 3.015e-08
| 6 | 25 | 21 | 0 | 0 | 0 | 0 | 0 | 0 | 0
| 6 | 25 | 22 | 0 | 0 | 0 | 0 | 0 | 0 | 0
| 6 | 25 | 23 | 0 | 0 | 0 | 0 | 0 | 0 | 0
| 6 | 25 | 24 | 0 | 0 | 0 | 0 | 0 | 0 | 0
| 6 | 26 | 1 | 0 | 0 | 0 | 0 | 0 | 0 | 0
| 6 | 26 | 2 | 0 | 0 | 0 | 0 | 0 | 0 | 0
| 6 | 26 | 3 | 0 | 0 | 0 | 0 | 0 | 0 | 0
| 6 | 26 | 4 | 0 | 0 | 0 | 0 | 0 | 0 | 0
| 6 | 26 | 5 | 0 | 0 | 0 | 0 | 0 | 0 | 0
| 6 | 26 | 6 | 0 | 0 | 0 | 0 | 0 | 0 | 0
| 6 | 26 | 7 | 4.0953e-05 | 4.5316e-05 | 4.4449e-05 | 4.2408e-05 | 3.2376e-05 | 4.0142e-05 | 4.3046e-05
| 6 | 26 | 8 | 0.00017107 | 0.00017741 | 0.00014973 | 0.00016061 | 0.00013854 | 0.00015272 | 0.00015774
| 6 | 26 | 9 | 0.0003442 | 0.00033339 | 0.00028242 | 0.00031802 | 0.00027641 | 0.00029987 | 0.00030483
| 6 | 26 | 10 | 0.00048696 | 0.00048184 | 0.00042902 | 0.00046628 | 0.00043027 | 0.00043258 | 0.00044929
| 6 | 26 | 11 | 0.00054846 | 0.00058077 | 0.00055497 | 0.0005597 | 0.00055212 | 0.00055248 | 0.0005544
| 6 | 26 | 12 | 0.00060691 | 0.00062225 | 0.00062096 | 0.00060004 | 0.00061644 | 0.00061394 | 0.00061629
| 6 | 26 | 13 | 0.00063807 | 0.00063603 | 0.00060611 | 0.00064357 | 0.00065551 | 0.00063287 | 0.0006198
| 6 | 26 | 14 | 0.00064983 | 0.00060453 | 0.00056535 | 0.00061113 | 0.00065958 | 0.00063499 | 0.00059869
| 6 | 26 | 15 | 0.00058909 | 0.00060238 | 0.00053369 | 0.00056605 | 0.00061497 | 0.0005602 | 0.00055657
| 6 | 26 | 16 | 0.00047633 | 0.0004953 | 0.00044215 | 0.00048016 | 0.00050974 | 0.0004897 | 0.00045973
| 6 | 26 | 17 | 0.00034621 | 0.00033601 | 0.00032352 | 0.00035865 | 0.00037667 | 0.00032764 | 0.00033159
| 6 | 26 | 18 | 0.00018803 | 0.00018732 | 0.00017127 | 0.00018939 | 0.00021513 | 0.00018771 | 0.00017877
| 6 | 26 | 19 | 5.2121e-05 | 4.6441e-05 | 4.674e-05 | 5.6644e-05 | 6.651e-05 | 4.7709e-05 | 4.8507e-05
| 6 | 26 | 20 | 2.0489e-09 | 2.115e-07 | 0 | 1.7455e-07 | 2.8194e-06 | 0 | 3.015e-08
| 6 | 26 | 21 | 0 | 0 | 0 | 0 | 0 | 0 | 0
| 6 | 26 | 22 | 0 | 0 | 0 | 0 | 0 | 0 | 0
| 6 | 26 | 23 | 0 | 0 | 0 | 0 | 0 | 0 | 0
| 6 | 26 | 24 | 0 | 0 | 0 | 0 | 0 | 0 | 0
| 6 | 27 | 1 | 0 | 0 | 0 | 0 | 0 | 0 | 0
| 6 | 27 | 2 | 0 | 0 | 0 | 0 | 0 | 0 | 0
| 6 | 27 | 3 | 0 | 0 | 0 | 0 | 0 | 0 | 0
| 6 | 27 | 4 | 0 | 0 | 0 | 0 | 0 | 0 | 0
| 6 | 27 | 5 | 0 | 0 | 0 | 0 | 0 | 0 | 0
| 6 | 27 | 6 | 0 | 0 | 0 | 0 | 0 | 0 | 0
| 6 | 27 | 7 | 4.0953e-05 | 4.5316e-05 | 4.4449e-05 | 4.2408e-05 | 3.2376e-05 | 4.0142e-05 | 4.3046e-05
| 6 | 27 | 8 | 0.00017107 | 0.00017741 | 0.00014973 | 0.00016061 | 0.00013854 | 0.00015272 | 0.00015774
| 6 | 27 | 9 | 0.0003442 | 0.00033339 | 0.00028242 | 0.00031802 | 0.00027641 | 0.00029987 | 0.00030483
| 6 | 27 | 10 | 0.00048696 | 0.00048184 | 0.00042902 | 0.00046628 | 0.00043027 | 0.00043258 | 0.00044929
| 6 | 27 | 11 | 0.00054846 | 0.00058077 | 0.00055497 | 0.0005597 | 0.00055212 | 0.00055248 | 0.0005544
| 6 | 27 | 12 | 0.00060691 | 0.00062225 | 0.00062096 | 0.00060004 | 0.00061644 | 0.00061394 | 0.00061629
| 6 | 27 | 13 | 0.00063807 | 0.00063603 | 0.00060611 | 0.00064357 | 0.00065551 | 0.00063287 | 0.0006198
| 6 | 27 | 14 | 0.00064983 | 0.00060453 | 0.00056535 | 0.00061113 | 0.00065958 | 0.00063499 | 0.00059869
| 6 | 27 | 15 | 0.00058909 | 0.00060238 | 0.00053369 | 0.00056605 | 0.00061497 | 0.0005602 | 0.00055657
| 6 | 27 | 16 | 0.00047633 | 0.0004953 | 0.00044215 | 0.00048016 | 0.00050974 | 0.0004897 | 0.00045973
| 6 | 27 | 17 | 0.00034621 | 0.00033601 | 0.00032352 | 0.00035865 | 0.00037667 | 0.00032764 | 0.00033159
| 6 | 27 | 18 | 0.00018803 | 0.00018732 | 0.00017127 | 0.00018939 | 0.00021513 | 0.00018771 | 0.00017877
| 6 | 27 | 19 | 5.2121e-05 | 4.6441e-05 | 4.674e-05 | 5.6644e-05 | 6.651e-05 | 4.7709e-05 | 4.8507e-05
| 6 | 27 | 20 | 2.0489e-09 | 2.115e-07 | 0 | 1.7455e-07 | 2.8194e-06 | 0 | 3.015e-08
| 6 | 27 | 21 | 0 | 0 | 0 | 0 | 0 | 0 | 0
| 6 | 27 | 22 | 0 | 0 | 0 | 0 | 0 | 0 | 0
| 6 | 27 | 23 | 0 | 0 | 0 | 0 | 0 | 0 | 0
| 6 | 27 | 24 | 0 | 0 | 0 | 0 | 0 | 0 | 0
| 6 | 28 | 1 | 0 | 0 | 0 | 0 | 0 | 0 | 0
| 6 | 28 | 2 | 0 | 0 | 0 | 0 | 0 | 0 | 0
| 6 | 28 | 3 | 0 | 0 | 0 | 0 | 0 | 0 | 0
| 6 | 28 | 4 | 0 | 0 | 0 | 0 | 0 | 0 | 0
| 6 | 28 | 5 | 0 | 0 | 0 | 0 | 0 | 0 | 0
| 6 | 28 | 6 | 0 | 0 | 0 | 0 | 0 | 0 | 0
| 6 | 28 | 7 | 4.0953e-05 | 4.5316e-05 | 4.4449e-05 | 4.2408e-05 | 3.2376e-05 | 4.0142e-05 | 4.3046e-05
| 6 | 28 | 8 | 0.00017107 | 0.00017741 | 0.00014973 | 0.00016061 | 0.00013854 | 0.00015272 | 0.00015774
| 6 | 28 | 9 | 0.0003442 | 0.00033339 | 0.00028242 | 0.00031802 | 0.00027641 | 0.00029987 | 0.00030483
| 6 | 28 | 10 | 0.00048696 | 0.00048184 | 0.00042902 | 0.00046628 | 0.00043027 | 0.00043258 | 0.00044929
| 6 | 28 | 11 | 0.00054846 | 0.00058077 | 0.00055497 | 0.0005597 | 0.00055212 | 0.00055248 | 0.0005544
| 6 | 28 | 12 | 0.00060691 | 0.00062225 | 0.00062096 | 0.00060004 | 0.00061644 | 0.00061394 | 0.00061629
| 6 | 28 | 13 | 0.00063807 | 0.00063603 | 0.00060611 | 0.00064357 | 0.00065551 | 0.00063287 | 0.0006198
| 6 | 28 | 14 | 0.00064983 | 0.00060453 | 0.00056535 | 0.00061113 | 0.00065958 | 0.00063499 | 0.00059869
| 6 | 28 | 15 | 0.00058909 | 0.00060238 | 0.00053369 | 0.00056605 | 0.00061497 | 0.0005602 | 0.00055657
| 6 | 28 | 16 | 0.00047633 | 0.0004953 | 0.00044215 | 0.00048016 | 0.00050974 | 0.0004897 | 0.00045973
| 6 | 28 | 17 | 0.00034621 | 0.00033601 | 0.00032352 | 0.00035865 | 0.00037667 | 0.00032764 | 0.00033159
| 6 | 28 | 18 | 0.00018803 | 0.00018732 | 0.00017127 | 0.00018939 | 0.00021513 | 0.00018771 | 0.00017877
| 6 | 28 | 19 | 5.2121e-05 | 4.6441e-05 | 4.674e-05 | 5.6644e-05 | 6.651e-05 | 4.7709e-05 | 4.8507e-05
| 6 | 28 | 20 | 2.0489e-09 | 2.115e-07 | 0 | 1.7455e-07 | 2.8194e-06 | 0 | 3.015e-08
| 6 | 28 | 21 | 0 | 0 | 0 | 0 | 0 | 0 | 0
| 6 | 28 | 22 | 0 | 0 | 0 | 0 | 0 | 0 | 0
| 6 | 28 | 23 | 0 | 0 | 0 | 0 | 0 | 0 | 0
| 6 | 28 | 24 | 0 | 0 | 0 | 0 | 0 | 0 | 0
| 6 | 29 | 1 | 0 | 0 | 0 | 0 | 0 | 0 | 0
| 6 | 29 | 2 | 0 | 0 | 0 | 0 | 0 | 0 | 0
| 6 | 29 | 3 | 0 | 0 | 0 | 0 | 0 | 0 | 0
| 6 | 29 | 4 | 0 | 0 | 0 | 0 | 0 | 0 | 0
| 6 | 29 | 5 | 0 | 0 | 0 | 0 | 0 | 0 | 0
| 6 | 29 | 6 | 0 | 0 | 0 | 0 | 0 | 0 | 0
| 6 | 29 | 7 | 4.0953e-05 | 4.5316e-05 | 4.4449e-05 | 4.2408e-05 | 3.2376e-05 | 4.0142e-05 | 4.3046e-05
| 6 | 29 | 8 | 0.00017107 | 0.00017741 | 0.00014973 | 0.00016061 | 0.00013854 | 0.00015272 | 0.00015774
| 6 | 29 | 9 | 0.0003442 | 0.00033339 | 0.00028242 | 0.00031802 | 0.00027641 | 0.00029987 | 0.00030483
| 6 | 29 | 10 | 0.00048696 | 0.00048184 | 0.00042902 | 0.00046628 | 0.00043027 | 0.00043258 | 0.00044929
| 6 | 29 | 11 | 0.00054846 | 0.00058077 | 0.00055497 | 0.0005597 | 0.00055212 | 0.00055248 | 0.0005544
| 6 | 29 | 12 | 0.00060691 | 0.00062225 | 0.00062096 | 0.00060004 | 0.00061644 | 0.00061394 | 0.00061629
| 6 | 29 | 13 | 0.00063807 | 0.00063603 | 0.00060611 | 0.00064357 | 0.00065551 | 0.00063287 | 0.0006198
| 6 | 29 | 14 | 0.00064983 | 0.00060453 | 0.00056535 | 0.00061113 | 0.00065958 | 0.00063499 | 0.00059869
| 6 | 29 | 15 | 0.00058909 | 0.00060238 | 0.00053369 | 0.00056605 | 0.00061497 | 0.0005602 | 0.00055657
| 6 | 29 | 16 | 0.00047633 | 0.0004953 | 0.00044215 | 0.00048016 | 0.00050974 | 0.0004897 | 0.00045973
| 6 | 29 | 17 | 0.00034621 | 0.00033601 | 0.00032352 | 0.00035865 | 0.00037667 | 0.00032764 | 0.00033159
| 6 | 29 | 18 | 0.00018803 | 0.00018732 | 0.00017127 | 0.00018939 | 0.00021513 | 0.00018771 | 0.00017877
| 6 | 29 | 19 | 5.2121e-05 | 4.6441e-05 | 4.674e-05 | 5.6644e-05 | 6.651e-05 | 4.7709e-05 | 4.8507e-05
| 6 | 29 | 20 | 2.0489e-09 | 2.115e-07 | 0 | 1.7455e-07 | 2.8194e-06 | 0 | 3.015e-08
| 6 | 29 | 21 | 0 | 0 | 0 | 0 | 0 | 0 | 0
| 6 | 29 | 22 | 0 | 0 | 0 | 0 | 0 | 0 | 0
| 6 | 29 | 23 | 0 | 0 | 0 | 0 | 0 | 0 | 0
| 6 | 29 | 24 | 0 | 0 | 0 | 0 | 0 | 0 | 0
| 6 | 30 | 1 | 0 | 0 | 0 | 0 | 0 | 0 | 0
| 6 | 30 | 2 | 0 | 0 | 0 | 0 | 0 | 0 | 0
| 6 | 30 | 3 | 0 | 0 | 0 | 0 | 0 | 0 | 0
| 6 | 30 | 4 | 0 | 0 | 0 | 0 | 0 | 0 | 0
| 6 | 30 | 5 | 0 | 0 | 0 | 0 | 0 | 0 | 0
| 6 | 30 | 6 | 0 | 0 | 0 | 0 | 0 | 0 | 0
| 6 | 30 | 7 | 4.0953e-05 | 4.5316e-05 | 4.4449e-05 | 4.2408e-05 | 3.2376e-05 | 4.0142e-05 | 4.3046e-05
| 6 | 30 | 8 | 0.00017107 | 0.00017741 | 0.00014973 | 0.00016061 | 0.00013854 | 0.00015272 | 0.00015774
| 6 | 30 | 9 | 0.0003442 | 0.00033339 | 0.00028242 | 0.00031802 | 0.00027641 | 0.00029987 | 0.00030483
| 6 | 30 | 10 | 0.00048696 | 0.00048184 | 0.00042902 | 0.00046628 | 0.00043027 | 0.00043258 | 0.00044929
| 6 | 30 | 11 | 0.00054846 | 0.00058077 | 0.00055497 | 0.0005597 | 0.00055212 | 0.00055248 | 0.0005544
| 6 | 30 | 12 | 0.00060691 | 0.00062225 | 0.00062096 | 0.00060004 | 0.00061644 | 0.00061394 | 0.00061629
| 6 | 30 | 13 | 0.00063807 | 0.00063603 | 0.00060611 | 0.00064357 | 0.00065551 | 0.00063287 | 0.0006198
| 6 | 30 | 14 | 0.00064983 | 0.00060453 | 0.00056535 | 0.00061113 | 0.00065958 | 0.00063499 | 0.00059869
| 6 | 30 | 15 | 0.00058909 | 0.00060238 | 0.00053369 | 0.00056605 | 0.00061497 | 0.0005602 | 0.00055657
| 6 | 30 | 16 | 0.00047633 | 0.0004953 | 0.00044215 | 0.00048016 | 0.00050974 | 0.0004897 | 0.00045973
| 6 | 30 | 17 | 0.00034621 | 0.00033601 | 0.00032352 | 0.00035865 | 0.00037667 | 0.00032764 | 0.00033159
| 6 | 30 | 18 | 0.00018803 | 0.00018732 | 0.00017127 | 0.00018939 | 0.00021513 | 0.00018771 | 0.00017877
| 6 | 30 | 19 | 5.2121e-05 | 4.6441e-05 | 4.674e-05 | 5.6644e-05 | 6.651e-05 | 4.7709e-05 | 4.8507e-05
| 6 | 30 | 20 | 2.0489e-09 | 2.115e-07 | 0 | 1.7455e-07 | 2.8194e-06 | 0 | 3.015e-08
| 6 | 30 | 21 | 0 | 0 | 0 | 0 | 0 | 0 | 0
| 6 | 30 | 22 | 0 | 0 | 0 | 0 | 0 | 0 | 0
| 6 | 30 | 23 | 0 | 0 | 0 | 0 | 0 | 0 | 0
| 6 | 30 | 24 | 0 | 0 | 0 | 0 | 0 | 0 | 0
| 7 | 1 | 1 | 0 | 0 | 0 | 0 | 0 | 0 | 0
| 7 | 1 | 2 | 0 | 0 | 0 | 0 | 0 | 0 | 0
| 7 | 1 | 3 | 0 | 0 | 0 | 0 | 0 | 0 | 0
| 7 | 1 | 4 | 0 | 0 | 0 | 0 | 0 | 0 | 0
| 7 | 1 | 5 | 0 | 0 | 0 | 0 | 0 | 0 | 0
| 7 | 1 | 6 | 0 | 0 | 0 | 0 | 0 | 0 | 0
| 7 | 1 | 7 | 3.1864e-05 | 3.0745e-05 | 3.5997e-05 | 2.7865e-05 | 2.8868e-05 | 2.9024e-05 | 3.3831e-05
| 7 | 1 | 8 | 0.00014783 | 0.00014859 | 0.00015251 | 0.00013851 | 0.00014684 | 0.00013601 | 0.00014944
| 7 | 1 | 9 | 0.00030904 | 0.00030076 | 0.00029276 | 0.00031232 | 0.00030895 | 0.00029027 | 0.00029788
| 7 | 1 | 10 | 0.00045352 | 0.00042069 | 0.00044597 | 0.00046768 | 0.00046939 | 0.00043837 | 0.00044622
| 7 | 1 | 11 | 0.00056063 | 0.00054383 | 0.00056115 | 0.00053774 | 0.00057727 | 0.00056511 | 0.00056034
| 7 | 1 | 12 | 0.00063156 | 0.00059834 | 0.00063583 | 0.00061698 | 0.00062474 | 0.00063677 | 0.00063234
| 7 | 1 | 13 | 0.00065963 | 0.00064457 | 0.00063256 | 0.00060972 | 0.00066691 | 0.00066627 | 0.00064409
| 7 | 1 | 14 | 0.00063005 | 0.00065066 | 0.00059786 | 0.00065404 | 0.00063182 | 0.00065143 | 0.00061522
| 7 | 1 | 15 | 0.00057422 | 0.00057512 | 0.00054596 | 0.00057309 | 0.00055818 | 0.00058436 | 0.00055927
| 7 | 1 | 16 | 0.00047392 | 0.00044996 | 0.00045765 | 0.00049362 | 0.00044792 | 0.00048158 | 0.00046399
| 7 | 1 | 17 | 0.00034216 | 0.00034637 | 0.00033459 | 0.00037354 | 0.00036194 | 0.00034917 | 0.000339
| 7 | 1 | 18 | 0.0001953 | 0.00019199 | 0.00018582 | 0.0002124 | 0.00020594 | 0.0001856 | 0.00018911
| 7 | 1 | 19 | 5.6122e-05 | 5.5237e-05 | 5.3612e-05 | 6.1975e-05 | 6.536e-05 | 5.2744e-05 | 5.4454e-05
| 7 | 1 | 20 | 0 | 2.4519e-07 | 0 | 6.2405e-07 | 1.7323e-06 | 0 | 2.6637e-08
| 7 | 1 | 21 | 0 | 0 | 0 | 0 | 0 | 0 | 0
| 7 | 1 | 22 | 0 | 0 | 0 | 0 | 0 | 0 | 0
| 7 | 1 | 23 | 0 | 0 | 0 | 0 | 0 | 0 | 0
| 7 | 1 | 24 | 0 | 0 | 0 | 0 | 0 | 0 | 0
| 7 | 2 | 1 | 0 | 0 | 0 | 0 | 0 | 0 | 0
| 7 | 2 | 2 | 0 | 0 | 0 | 0 | 0 | 0 | 0
| 7 | 2 | 3 | 0 | 0 | 0 | 0 | 0 | 0 | 0
| 7 | 2 | 4 | 0 | 0 | 0 | 0 | 0 | 0 | 0
| 7 | 2 | 5 | 0 | 0 | 0 | 0 | 0 | 0 | 0
| 7 | 2 | 6 | 0 | 0 | 0 | 0 | 0 | 0 | 0
| 7 | 2 | 7 | 3.1864e-05 | 3.0745e-05 | 3.5997e-05 | 2.7865e-05 | 2.8868e-05 | 2.9024e-05 | 3.3831e-05
| 7 | 2 | 8 | 0.00014783 | 0.00014859 | 0.00015251 | 0.00013851 | 0.00014684 | 0.00013601 | 0.00014944
| 7 | 2 | 9 | 0.00030904 | 0.00030076 | 0.00029276 | 0.00031232 | 0.00030895 | 0.00029027 | 0.00029788
| 7 | 2 | 10 | 0.00045352 | 0.00042069 | 0.00044597 | 0.00046768 | 0.00046939 | 0.00043837 | 0.00044622
| 7 | 2 | 11 | 0.00056063 | 0.00054383 | 0.00056115 | 0.00053774 | 0.00057727 | 0.00056511 | 0.00056034
| 7 | 2 | 12 | 0.00063156 | 0.00059834 | 0.00063583 | 0.00061698 | 0.00062474 | 0.00063677 | 0.00063234
| 7 | 2 | 13 | 0.00065963 | 0.00064457 | 0.00063256 | 0.00060972 | 0.00066691 | 0.00066627 | 0.00064409
| 7 | 2 | 14 | 0.00063005 | 0.00065066 | 0.00059786 | 0.00065404 | 0.00063182 | 0.00065143 | 0.00061522
| 7 | 2 | 15 | 0.00057422 | 0.00057512 | 0.00054596 | 0.00057309 | 0.00055818 | 0.00058436 | 0.00055927
| 7 | 2 | 16 | 0.00047392 | 0.00044996 | 0.00045765 | 0.00049362 | 0.00044792 | 0.00048158 | 0.00046399
| 7 | 2 | 17 | 0.00034216 | 0.00034637 | 0.00033459 | 0.00037354 | 0.00036194 | 0.00034917 | 0.000339
| 7 | 2 | 18 | 0.0001953 | 0.00019199 | 0.00018582 | 0.0002124 | 0.00020594 | 0.0001856 | 0.00018911
| 7 | 2 | 19 | 5.6122e-05 | 5.5237e-05 | 5.3612e-05 | 6.1975e-05 | 6.536e-05 | 5.2744e-05 | 5.4454e-05
| 7 | 2 | 20 | 0 | 2.4519e-07 | 0 | 6.2405e-07 | 1.7323e-06 | 0 | 2.6637e-08
| 7 | 2 | 21 | 0 | 0 | 0 | 0 | 0 | 0 | 0
| 7 | 2 | 22 | 0 | 0 | 0 | 0 | 0 | 0 | 0
| 7 | 2 | 23 | 0 | 0 | 0 | 0 | 0 | 0 | 0
| 7 | 2 | 24 | 0 | 0 | 0 | 0 | 0 | 0 | 0
| 7 | 3 | 1 | 0 | 0 | 0 | 0 | 0 | 0 | 0
| 7 | 3 | 2 | 0 | 0 | 0 | 0 | 0 | 0 | 0
| 7 | 3 | 3 | 0 | 0 | 0 | 0 | 0 | 0 | 0
| 7 | 3 | 4 | 0 | 0 | 0 | 0 | 0 | 0 | 0
| 7 | 3 | 5 | 0 | 0 | 0 | 0 | 0 | 0 | 0
| 7 | 3 | 6 | 0 | 0 | 0 | 0 | 0 | 0 | 0
| 7 | 3 | 7 | 3.1864e-05 | 3.0745e-05 | 3.5997e-05 | 2.7865e-05 | 2.8868e-05 | 2.9024e-05 | 3.3831e-05
| 7 | 3 | 8 | 0.00014783 | 0.00014859 | 0.00015251 | 0.00013851 | 0.00014684 | 0.00013601 | 0.00014944
| 7 | 3 | 9 | 0.00030904 | 0.00030076 | 0.00029276 | 0.00031232 | 0.00030895 | 0.00029027 | 0.00029788
| 7 | 3 | 10 | 0.00045352 | 0.00042069 | 0.00044597 | 0.00046768 | 0.00046939 | 0.00043837 | 0.00044622
| 7 | 3 | 11 | 0.00056063 | 0.00054383 | 0.00056115 | 0.00053774 | 0.00057727 | 0.00056511 | 0.00056034
| 7 | 3 | 12 | 0.00063156 | 0.00059834 | 0.00063583 | 0.00061698 | 0.00062474 | 0.00063677 | 0.00063234
| 7 | 3 | 13 | 0.00065963 | 0.00064457 | 0.00063256 | 0.00060972 | 0.00066691 | 0.00066627 | 0.00064409
| 7 | 3 | 14 | 0.00063005 | 0.00065066 | 0.00059786 | 0.00065404 | 0.00063182 | 0.00065143 | 0.00061522
| 7 | 3 | 15 | 0.00057422 | 0.00057512 | 0.00054596 | 0.00057309 | 0.00055818 | 0.00058436 | 0.00055927
| 7 | 3 | 16 | 0.00047392 | 0.00044996 | 0.00045765 | 0.00049362 | 0.00044792 | 0.00048158 | 0.00046399
| 7 | 3 | 17 | 0.00034216 | 0.00034637 | 0.00033459 | 0.00037354 | 0.00036194 | 0.00034917 | 0.000339
| 7 | 3 | 18 | 0.0001953 | 0.00019199 | 0.00018582 | 0.0002124 | 0.00020594 | 0.0001856 | 0.00018911
| 7 | 3 | 19 | 5.6122e-05 | 5.5237e-05 | 5.3612e-05 | 6.1975e-05 | 6.536e-05 | 5.2744e-05 | 5.4454e-05
| 7 | 3 | 20 | 0 | 2.4519e-07 | 0 | 6.2405e-07 | 1.7323e-06 | 0 | 2.6637e-08
| 7 | 3 | 21 | 0 | 0 | 0 | 0 | 0 | 0 | 0
| 7 | 3 | 22 | 0 | 0 | 0 | 0 | 0 | 0 | 0
| 7 | 3 | 23 | 0 | 0 | 0 | 0 | 0 | 0 | 0
| 7 | 3 | 24 | 0 | 0 | 0 | 0 | 0 | 0 | 0
| 7 | 4 | 1 | 0 | 0 | 0 | 0 | 0 | 0 | 0
| 7 | 4 | 2 | 0 | 0 | 0 | 0 | 0 | 0 | 0
| 7 | 4 | 3 | 0 | 0 | 0 | 0 | 0 | 0 | 0
| 7 | 4 | 4 | 0 | 0 | 0 | 0 | 0 | 0 | 0
| 7 | 4 | 5 | 0 | 0 | 0 | 0 | 0 | 0 | 0
| 7 | 4 | 6 | 0 | 0 | 0 | 0 | 0 | 0 | 0
| 7 | 4 | 7 | 3.1864e-05 | 3.0745e-05 | 3.5997e-05 | 2.7865e-05 | 2.8868e-05 | 2.9024e-05 | 3.3831e-05
| 7 | 4 | 8 | 0.00014783 | 0.00014859 | 0.00015251 | 0.00013851 | 0.00014684 | 0.00013601 | 0.00014944
| 7 | 4 | 9 | 0.00030904 | 0.00030076 | 0.00029276 | 0.00031232 | 0.00030895 | 0.00029027 | 0.00029788
| 7 | 4 | 10 | 0.00045352 | 0.00042069 | 0.00044597 | 0.00046768 | 0.00046939 | 0.00043837 | 0.00044622
| 7 | 4 | 11 | 0.00056063 | 0.00054383 | 0.00056115 | 0.00053774 | 0.00057727 | 0.00056511 | 0.00056034
| 7 | 4 | 12 | 0.00063156 | 0.00059834 | 0.00063583 | 0.00061698 | 0.00062474 | 0.00063677 | 0.00063234
| 7 | 4 | 13 | 0.00065963 | 0.00064457 | 0.00063256 | 0.00060972 | 0.00066691 | 0.00066627 | 0.00064409
| 7 | 4 | 14 | 0.00063005 | 0.00065066 | 0.00059786 | 0.00065404 | 0.00063182 | 0.00065143 | 0.00061522
| 7 | 4 | 15 | 0.00057422 | 0.00057512 | 0.00054596 | 0.00057309 | 0.00055818 | 0.00058436 | 0.00055927
| 7 | 4 | 16 | 0.00047392 | 0.00044996 | 0.00045765 | 0.00049362 | 0.00044792 | 0.00048158 | 0.00046399
| 7 | 4 | 17 | 0.00034216 | 0.00034637 | 0.00033459 | 0.00037354 | 0.00036194 | 0.00034917 | 0.000339
| 7 | 4 | 18 | 0.0001953 | 0.00019199 | 0.00018582 | 0.0002124 | 0.00020594 | 0.0001856 | 0.00018911
| 7 | 4 | 19 | 5.6122e-05 | 5.5237e-05 | 5.3612e-05 | 6.1975e-05 | 6.536e-05 | 5.2744e-05 | 5.4454e-05
| 7 | 4 | 20 | 0 | 2.4519e-07 | 0 | 6.2405e-07 | 1.7323e-06 | 0 | 2.6637e-08
| 7 | 4 | 21 | 0 | 0 | 0 | 0 | 0 | 0 | 0
| 7 | 4 | 22 | 0 | 0 | 0 | 0 | 0 | 0 | 0
| 7 | 4 | 23 | 0 | 0 | 0 | 0 | 0 | 0 | 0
| 7 | 4 | 24 | 0 | 0 | 0 | 0 | 0 | 0 | 0
| 7 | 5 | 1 | 0 | 0 | 0 | 0 | 0 | 0 | 0
| 7 | 5 | 2 | 0 | 0 | 0 | 0 | 0 | 0 | 0
| 7 | 5 | 3 | 0 | 0 | 0 | 0 | 0 | 0 | 0
| 7 | 5 | 4 | 0 | 0 | 0 | 0 | 0 | 0 | 0
| 7 | 5 | 5 | 0 | 0 | 0 | 0 | 0 | 0 | 0
| 7 | 5 | 6 | 0 | 0 | 0 | 0 | 0 | 0 | 0
| 7 | 5 | 7 | 3.1864e-05 | 3.0745e-05 | 3.5997e-05 | 2.7865e-05 | 2.8868e-05 | 2.9024e-05 | 3.3831e-05
| 7 | 5 | 8 | 0.00014783 | 0.00014859 | 0.00015251 | 0.00013851 | 0.00014684 | 0.00013601 | 0.00014944
| 7 | 5 | 9 | 0.00030904 | 0.00030076 | 0.00029276 | 0.00031232 | 0.00030895 | 0.00029027 | 0.00029788
| 7 | 5 | 10 | 0.00045352 | 0.00042069 | 0.00044597 | 0.00046768 | 0.00046939 | 0.00043837 | 0.00044622
| 7 | 5 | 11 | 0.00056063 | 0.00054383 | 0.00056115 | 0.00053774 | 0.00057727 | 0.00056511 | 0.00056034
| 7 | 5 | 12 | 0.00063156 | 0.00059834 | 0.00063583 | 0.00061698 | 0.00062474 | 0.00063677 | 0.00063234
| 7 | 5 | 13 | 0.00065963 | 0.00064457 | 0.00063256 | 0.00060972 | 0.00066691 | 0.00066627 | 0.00064409
| 7 | 5 | 14 | 0.00063005 | 0.00065066 | 0.00059786 | 0.00065404 | 0.00063182 | 0.00065143 | 0.00061522
| 7 | 5 | 15 | 0.00057422 | 0.00057512 | 0.00054596 | 0.00057309 | 0.00055818 | 0.00058436 | 0.00055927
| 7 | 5 | 16 | 0.00047392 | 0.00044996 | 0.00045765 | 0.00049362 | 0.00044792 | 0.00048158 | 0.00046399
| 7 | 5 | 17 | 0.00034216 | 0.00034637 | 0.00033459 | 0.00037354 | 0.00036194 | 0.00034917 | 0.000339
| 7 | 5 | 18 | 0.0001953 | 0.00019199 | 0.00018582 | 0.0002124 | 0.00020594 | 0.0001856 | 0.00018911
| 7 | 5 | 19 | 5.6122e-05 | 5.5237e-05 | 5.3612e-05 | 6.1975e-05 | 6.536e-05 | 5.2744e-05 | 5.4454e-05
| 7 | 5 | 20 | 0 | 2.4519e-07 | 0 | 6.2405e-07 | 1.7323e-06 | 0 | 2.6637e-08
| 7 | 5 | 21 | 0 | 0 | 0 | 0 | 0 | 0 | 0
| 7 | 5 | 22 | 0 | 0 | 0 | 0 | 0 | 0 | 0
| 7 | 5 | 23 | 0 | 0 | 0 | 0 | 0 | 0 | 0
| 7 | 5 | 24 | 0 | 0 | 0 | 0 | 0 | 0 | 0
| 7 | 6 | 1 | 0 | 0 | 0 | 0 | 0 | 0 | 0
| 7 | 6 | 2 | 0 | 0 | 0 | 0 | 0 | 0 | 0
| 7 | 6 | 3 | 0 | 0 | 0 | 0 | 0 | 0 | 0
| 7 | 6 | 4 | 0 | 0 | 0 | 0 | 0 | 0 | 0
| 7 | 6 | 5 | 0 | 0 | 0 | 0 | 0 | 0 | 0
| 7 | 6 | 6 | 0 | 0 | 0 | 0 | 0 | 0 | 0
| 7 | 6 | 7 | 3.1864e-05 | 3.0745e-05 | 3.5997e-05 | 2.7865e-05 | 2.8868e-05 | 2.9024e-05 | 3.3831e-05
| 7 | 6 | 8 | 0.00014783 | 0.00014859 | 0.00015251 | 0.00013851 | 0.00014684 | 0.00013601 | 0.00014944
| 7 | 6 | 9 | 0.00030904 | 0.00030076 | 0.00029276 | 0.00031232 | 0.00030895 | 0.00029027 | 0.00029788
| 7 | 6 | 10 | 0.00045352 | 0.00042069 | 0.00044597 | 0.00046768 | 0.00046939 | 0.00043837 | 0.00044622
| 7 | 6 | 11 | 0.00056063 | 0.00054383 | 0.00056115 | 0.00053774 | 0.00057727 | 0.00056511 | 0.00056034
| 7 | 6 | 12 | 0.00063156 | 0.00059834 | 0.00063583 | 0.00061698 | 0.00062474 | 0.00063677 | 0.00063234
| 7 | 6 | 13 | 0.00065963 | 0.00064457 | 0.00063256 | 0.00060972 | 0.00066691 | 0.00066627 | 0.00064409
| 7 | 6 | 14 | 0.00063005 | 0.00065066 | 0.00059786 | 0.00065404 | 0.00063182 | 0.00065143 | 0.00061522
| 7 | 6 | 15 | 0.00057422 | 0.00057512 | 0.00054596 | 0.00057309 | 0.00055818 | 0.00058436 | 0.00055927
| 7 | 6 | 16 | 0.00047392 | 0.00044996 | 0.00045765 | 0.00049362 | 0.00044792 | 0.00048158 | 0.00046399
| 7 | 6 | 17 | 0.00034216 | 0.00034637 | 0.00033459 | 0.00037354 | 0.00036194 | 0.00034917 | 0.000339
| 7 | 6 | 18 | 0.0001953 | 0.00019199 | 0.00018582 | 0.0002124 | 0.00020594 | 0.0001856 | 0.00018911
| 7 | 6 | 19 | 5.6122e-05 | 5.5237e-05 | 5.3612e-05 | 6.1975e-05 | 6.536e-05 | 5.2744e-05 | 5.4454e-05
| 7 | 6 | 20 | 0 | 2.4519e-07 | 0 | 6.2405e-07 | 1.7323e-06 | 0 | 2.6637e-08
| 7 | 6 | 21 | 0 | 0 | 0 | 0 | 0 | 0 | 0
| 7 | 6 | 22 | 0 | 0 | 0 | 0 | 0 | 0 | 0
| 7 | 6 | 23 | 0 | 0 | 0 | 0 | 0 | 0 | 0
| 7 | 6 | 24 | 0 | 0 | 0 | 0 | 0 | 0 | 0
| 7 | 7 | 1 | 0 | 0 | 0 | 0 | 0 | 0 | 0
| 7 | 7 | 2 | 0 | 0 | 0 | 0 | 0 | 0 | 0
| 7 | 7 | 3 | 0 | 0 | 0 | 0 | 0 | 0 | 0
| 7 | 7 | 4 | 0 | 0 | 0 | 0 | 0 | 0 | 0
| 7 | 7 | 5 | 0 | 0 | 0 | 0 | 0 | 0 | 0
| 7 | 7 | 6 | 0 | 0 | 0 | 0 | 0 | 0 | 0
| 7 | 7 | 7 | 3.1864e-05 | 3.0745e-05 | 3.5997e-05 | 2.7865e-05 | 2.8868e-05 | 2.9024e-05 | 3.3831e-05
| 7 | 7 | 8 | 0.00014783 | 0.00014859 | 0.00015251 | 0.00013851 | 0.00014684 | 0.00013601 | 0.00014944
| 7 | 7 | 9 | 0.00030904 | 0.00030076 | 0.00029276 | 0.00031232 | 0.00030895 | 0.00029027 | 0.00029788
| 7 | 7 | 10 | 0.00045352 | 0.00042069 | 0.00044597 | 0.00046768 | 0.00046939 | 0.00043837 | 0.00044622
| 7 | 7 | 11 | 0.00056063 | 0.00054383 | 0.00056115 | 0.00053774 | 0.00057727 | 0.00056511 | 0.00056034
| 7 | 7 | 12 | 0.00063156 | 0.00059834 | 0.00063583 | 0.00061698 | 0.00062474 | 0.00063677 | 0.00063234
| 7 | 7 | 13 | 0.00065963 | 0.00064457 | 0.00063256 | 0.00060972 | 0.00066691 | 0.00066627 | 0.00064409
| 7 | 7 | 14 | 0.00063005 | 0.00065066 | 0.00059786 | 0.00065404 | 0.00063182 | 0.00065143 | 0.00061522
| 7 | 7 | 15 | 0.00057422 | 0.00057512 | 0.00054596 | 0.00057309 | 0.00055818 | 0.00058436 | 0.00055927
| 7 | 7 | 16 | 0.00047392 | 0.00044996 | 0.00045765 | 0.00049362 | 0.00044792 | 0.00048158 | 0.00046399
| 7 | 7 | 17 | 0.00034216 | 0.00034637 | 0.00033459 | 0.00037354 | 0.00036194 | 0.00034917 | 0.000339
| 7 | 7 | 18 | 0.0001953 | 0.00019199 | 0.00018582 | 0.0002124 | 0.00020594 | 0.0001856 | 0.00018911
| 7 | 7 | 19 | 5.6122e-05 | 5.5237e-05 | 5.3612e-05 | 6.1975e-05 | 6.536e-05 | 5.2744e-05 | 5.4454e-05
| 7 | 7 | 20 | 0 | 2.4519e-07 | 0 | 6.2405e-07 | 1.7323e-06 | 0 | 2.6637e-08
| 7 | 7 | 21 | 0 | 0 | 0 | 0 | 0 | 0 | 0
| 7 | 7 | 22 | 0 | 0 | 0 | 0 | 0 | 0 | 0
| 7 | 7 | 23 | 0 | 0 | 0 | 0 | 0 | 0 | 0
| 7 | 7 | 24 | 0 | 0 | 0 | 0 | 0 | 0 | 0
| 7 | 8 | 1 | 0 | 0 | 0 | 0 | 0 | 0 | 0
| 7 | 8 | 2 | 0 | 0 | 0 | 0 | 0 | 0 | 0
| 7 | 8 | 3 | 0 | 0 | 0 | 0 | 0 | 0 | 0
| 7 | 8 | 4 | 0 | 0 | 0 | 0 | 0 | 0 | 0
| 7 | 8 | 5 | 0 | 0 | 0 | 0 | 0 | 0 | 0
| 7 | 8 | 6 | 0 | 0 | 0 | 0 | 0 | 0 | 0
| 7 | 8 | 7 | 3.1864e-05 | 3.0745e-05 | 3.5997e-05 | 2.7865e-05 | 2.8868e-05 | 2.9024e-05 | 3.3831e-05
| 7 | 8 | 8 | 0.00014783 | 0.00014859 | 0.00015251 | 0.00013851 | 0.00014684 | 0.00013601 | 0.00014944
| 7 | 8 | 9 | 0.00030904 | 0.00030076 | 0.00029276 | 0.00031232 | 0.00030895 | 0.00029027 | 0.00029788
| 7 | 8 | 10 | 0.00045352 | 0.00042069 | 0.00044597 | 0.00046768 | 0.00046939 | 0.00043837 | 0.00044622
| 7 | 8 | 11 | 0.00056063 | 0.00054383 | 0.00056115 | 0.00053774 | 0.00057727 | 0.00056511 | 0.00056034
| 7 | 8 | 12 | 0.00063156 | 0.00059834 | 0.00063583 | 0.00061698 | 0.00062474 | 0.00063677 | 0.00063234
| 7 | 8 | 13 | 0.00065963 | 0.00064457 | 0.00063256 | 0.00060972 | 0.00066691 | 0.00066627 | 0.00064409
| 7 | 8 | 14 | 0.00063005 | 0.00065066 | 0.00059786 | 0.00065404 | 0.00063182 | 0.00065143 | 0.00061522
| 7 | 8 | 15 | 0.00057422 | 0.00057512 | 0.00054596 | 0.00057309 | 0.00055818 | 0.00058436 | 0.00055927
| 7 | 8 | 16 | 0.00047392 | 0.00044996 | 0.00045765 | 0.00049362 | 0.00044792 | 0.00048158 | 0.00046399
| 7 | 8 | 17 | 0.00034216 | 0.00034637 | 0.00033459 | 0.00037354 | 0.00036194 | 0.00034917 | 0.000339
| 7 | 8 | 18 | 0.0001953 | 0.00019199 | 0.00018582 | 0.0002124 | 0.00020594 | 0.0001856 | 0.00018911
| 7 | 8 | 19 | 5.6122e-05 | 5.5237e-05 | 5.3612e-05 | 6.1975e-05 | 6.536e-05 | 5.2744e-05 | 5.4454e-05
| 7 | 8 | 20 | 0 | 2.4519e-07 | 0 | 6.2405e-07 | 1.7323e-06 | 0 | 2.6637e-08
| 7 | 8 | 21 | 0 | 0 | 0 | 0 | 0 | 0 | 0
| 7 | 8 | 22 | 0 | 0 | 0 | 0 | 0 | 0 | 0
| 7 | 8 | 23 | 0 | 0 | 0 | 0 | 0 | 0 | 0
| 7 | 8 | 24 | 0 | 0 | 0 | 0 | 0 | 0 | 0
| 7 | 9 | 1 | 0 | 0 | 0 | 0 | 0 | 0 | 0
| 7 | 9 | 2 | 0 | 0 | 0 | 0 | 0 | 0 | 0
| 7 | 9 | 3 | 0 | 0 | 0 | 0 | 0 | 0 | 0
| 7 | 9 | 4 | 0 | 0 | 0 | 0 | 0 | 0 | 0
| 7 | 9 | 5 | 0 | 0 | 0 | 0 | 0 | 0 | 0
| 7 | 9 | 6 | 0 | 0 | 0 | 0 | 0 | 0 | 0
| 7 | 9 | 7 | 3.1864e-05 | 3.0745e-05 | 3.5997e-05 | 2.7865e-05 | 2.8868e-05 | 2.9024e-05 | 3.3831e-05
| 7 | 9 | 8 | 0.00014783 | 0.00014859 | 0.00015251 | 0.00013851 | 0.00014684 | 0.00013601 | 0.00014944
| 7 | 9 | 9 | 0.00030904 | 0.00030076 | 0.00029276 | 0.00031232 | 0.00030895 | 0.00029027 | 0.00029788
| 7 | 9 | 10 | 0.00045352 | 0.00042069 | 0.00044597 | 0.00046768 | 0.00046939 | 0.00043837 | 0.00044622
| 7 | 9 | 11 | 0.00056063 | 0.00054383 | 0.00056115 | 0.00053774 | 0.00057727 | 0.00056511 | 0.00056034
| 7 | 9 | 12 | 0.00063156 | 0.00059834 | 0.00063583 | 0.00061698 | 0.00062474 | 0.00063677 | 0.00063234
| 7 | 9 | 13 | 0.00065963 | 0.00064457 | 0.00063256 | 0.00060972 | 0.00066691 | 0.00066627 | 0.00064409
| 7 | 9 | 14 | 0.00063005 | 0.00065066 | 0.00059786 | 0.00065404 | 0.00063182 | 0.00065143 | 0.00061522
| 7 | 9 | 15 | 0.00057422 | 0.00057512 | 0.00054596 | 0.00057309 | 0.00055818 | 0.00058436 | 0.00055927
| 7 | 9 | 16 | 0.00047392 | 0.00044996 | 0.00045765 | 0.00049362 | 0.00044792 | 0.00048158 | 0.00046399
| 7 | 9 | 17 | 0.00034216 | 0.00034637 | 0.00033459 | 0.00037354 | 0.00036194 | 0.00034917 | 0.000339
| 7 | 9 | 18 | 0.0001953 | 0.00019199 | 0.00018582 | 0.0002124 | 0.00020594 | 0.0001856 | 0.00018911
| 7 | 9 | 19 | 5.6122e-05 | 5.5237e-05 | 5.3612e-05 | 6.1975e-05 | 6.536e-05 | 5.2744e-05 | 5.4454e-05
| 7 | 9 | 20 | 0 | 2.4519e-07 | 0 | 6.2405e-07 | 1.7323e-06 | 0 | 2.6637e-08
| 7 | 9 | 21 | 0 | 0 | 0 | 0 | 0 | 0 | 0
| 7 | 9 | 22 | 0 | 0 | 0 | 0 | 0 | 0 | 0
| 7 | 9 | 23 | 0 | 0 | 0 | 0 | 0 | 0 | 0
| 7 | 9 | 24 | 0 | 0 | 0 | 0 | 0 | 0 | 0
| 7 | 10 | 1 | 0 | 0 | 0 | 0 | 0 | 0 | 0
| 7 | 10 | 2 | 0 | 0 | 0 | 0 | 0 | 0 | 0
| 7 | 10 | 3 | 0 | 0 | 0 | 0 | 0 | 0 | 0
| 7 | 10 | 4 | 0 | 0 | 0 | 0 | 0 | 0 | 0
| 7 | 10 | 5 | 0 | 0 | 0 | 0 | 0 | 0 | 0
| 7 | 10 | 6 | 0 | 0 | 0 | 0 | 0 | 0 | 0
| 7 | 10 | 7 | 3.1864e-05 | 3.0745e-05 | 3.5997e-05 | 2.7865e-05 | 2.8868e-05 | 2.9024e-05 | 3.3831e-05
| 7 | 10 | 8 | 0.00014783 | 0.00014859 | 0.00015251 | 0.00013851 | 0.00014684 | 0.00013601 | 0.00014944
| 7 | 10 | 9 | 0.00030904 | 0.00030076 | 0.00029276 | 0.00031232 | 0.00030895 | 0.00029027 | 0.00029788
| 7 | 10 | 10 | 0.00045352 | 0.00042069 | 0.00044597 | 0.00046768 | 0.00046939 | 0.00043837 | 0.00044622
| 7 | 10 | 11 | 0.00056063 | 0.00054383 | 0.00056115 | 0.00053774 | 0.00057727 | 0.00056511 | 0.00056034
| 7 | 10 | 12 | 0.00063156 | 0.00059834 | 0.00063583 | 0.00061698 | 0.00062474 | 0.00063677 | 0.00063234
| 7 | 10 | 13 | 0.00065963 | 0.00064457 | 0.00063256 | 0.00060972 | 0.00066691 | 0.00066627 | 0.00064409
| 7 | 10 | 14 | 0.00063005 | 0.00065066 | 0.00059786 | 0.00065404 | 0.00063182 | 0.00065143 | 0.00061522
| 7 | 10 | 15 | 0.00057422 | 0.00057512 | 0.00054596 | 0.00057309 | 0.00055818 | 0.00058436 | 0.00055927
| 7 | 10 | 16 | 0.00047392 | 0.00044996 | 0.00045765 | 0.00049362 | 0.00044792 | 0.00048158 | 0.00046399
| 7 | 10 | 17 | 0.00034216 | 0.00034637 | 0.00033459 | 0.00037354 | 0.00036194 | 0.00034917 | 0.000339
| 7 | 10 | 18 | 0.0001953 | 0.00019199 | 0.00018582 | 0.0002124 | 0.00020594 | 0.0001856 | 0.00018911
| 7 | 10 | 19 | 5.6122e-05 | 5.5237e-05 | 5.3612e-05 | 6.1975e-05 | 6.536e-05 | 5.2744e-05 | 5.4454e-05
| 7 | 10 | 20 | 0 | 2.4519e-07 | 0 | 6.2405e-07 | 1.7323e-06 | 0 | 2.6637e-08
| 7 | 10 | 21 | 0 | 0 | 0 | 0 | 0 | 0 | 0
| 7 | 10 | 22 | 0 | 0 | 0 | 0 | 0 | 0 | 0
| 7 | 10 | 23 | 0 | 0 | 0 | 0 | 0 | 0 | 0
| 7 | 10 | 24 | 0 | 0 | 0 | 0 | 0 | 0 | 0
| 7 | 11 | 1 | 0 | 0 | 0 | 0 | 0 | 0 | 0
| 7 | 11 | 2 | 0 | 0 | 0 | 0 | 0 | 0 | 0
| 7 | 11 | 3 | 0 | 0 | 0 | 0 | 0 | 0 | 0
| 7 | 11 | 4 | 0 | 0 | 0 | 0 | 0 | 0 | 0
| 7 | 11 | 5 | 0 | 0 | 0 | 0 | 0 | 0 | 0
| 7 | 11 | 6 | 0 | 0 | 0 | 0 | 0 | 0 | 0
| 7 | 11 | 7 | 3.1864e-05 | 3.0745e-05 | 3.5997e-05 | 2.7865e-05 | 2.8868e-05 | 2.9024e-05 | 3.3831e-05
| 7 | 11 | 8 | 0.00014783 | 0.00014859 | 0.00015251 | 0.00013851 | 0.00014684 | 0.00013601 | 0.00014944
| 7 | 11 | 9 | 0.00030904 | 0.00030076 | 0.00029276 | 0.00031232 | 0.00030895 | 0.00029027 | 0.00029788
| 7 | 11 | 10 | 0.00045352 | 0.00042069 | 0.00044597 | 0.00046768 | 0.00046939 | 0.00043837 | 0.00044622
| 7 | 11 | 11 | 0.00056063 | 0.00054383 | 0.00056115 | 0.00053774 | 0.00057727 | 0.00056511 | 0.00056034
| 7 | 11 | 12 | 0.00063156 | 0.00059834 | 0.00063583 | 0.00061698 | 0.00062474 | 0.00063677 | 0.00063234
| 7 | 11 | 13 | 0.00065963 | 0.00064457 | 0.00063256 | 0.00060972 | 0.00066691 | 0.00066627 | 0.00064409
| 7 | 11 | 14 | 0.00063005 | 0.00065066 | 0.00059786 | 0.00065404 | 0.00063182 | 0.00065143 | 0.00061522
| 7 | 11 | 15 | 0.00057422 | 0.00057512 | 0.00054596 | 0.00057309 | 0.00055818 | 0.00058436 | 0.00055927
| 7 | 11 | 16 | 0.00047392 | 0.00044996 | 0.00045765 | 0.00049362 | 0.00044792 | 0.00048158 | 0.00046399
| 7 | 11 | 17 | 0.00034216 | 0.00034637 | 0.00033459 | 0.00037354 | 0.00036194 | 0.00034917 | 0.000339
| 7 | 11 | 18 | 0.0001953 | 0.00019199 | 0.00018582 | 0.0002124 | 0.00020594 | 0.0001856 | 0.00018911
| 7 | 11 | 19 | 5.6122e-05 | 5.5237e-05 | 5.3612e-05 | 6.1975e-05 | 6.536e-05 | 5.2744e-05 | 5.4454e-05
| 7 | 11 | 20 | 0 | 2.4519e-07 | 0 | 6.2405e-07 | 1.7323e-06 | 0 | 2.6637e-08
| 7 | 11 | 21 | 0 | 0 | 0 | 0 | 0 | 0 | 0
| 7 | 11 | 22 | 0 | 0 | 0 | 0 | 0 | 0 | 0
| 7 | 11 | 23 | 0 | 0 | 0 | 0 | 0 | 0 | 0
| 7 | 11 | 24 | 0 | 0 | 0 | 0 | 0 | 0 | 0
| 7 | 12 | 1 | 0 | 0 | 0 | 0 | 0 | 0 | 0
| 7 | 12 | 2 | 0 | 0 | 0 | 0 | 0 | 0 | 0
| 7 | 12 | 3 | 0 | 0 | 0 | 0 | 0 | 0 | 0
| 7 | 12 | 4 | 0 | 0 | 0 | 0 | 0 | 0 | 0
| 7 | 12 | 5 | 0 | 0 | 0 | 0 | 0 | 0 | 0
| 7 | 12 | 6 | 0 | 0 | 0 | 0 | 0 | 0 | 0
| 7 | 12 | 7 | 3.1864e-05 | 3.0745e-05 | 3.5997e-05 | 2.7865e-05 | 2.8868e-05 | 2.9024e-05 | 3.3831e-05
| 7 | 12 | 8 | 0.00014783 | 0.00014859 | 0.00015251 | 0.00013851 | 0.00014684 | 0.00013601 | 0.00014944
| 7 | 12 | 9 | 0.00030904 | 0.00030076 | 0.00029276 | 0.00031232 | 0.00030895 | 0.00029027 | 0.00029788
| 7 | 12 | 10 | 0.00045352 | 0.00042069 | 0.00044597 | 0.00046768 | 0.00046939 | 0.00043837 | 0.00044622
| 7 | 12 | 11 | 0.00056063 | 0.00054383 | 0.00056115 | 0.00053774 | 0.00057727 | 0.00056511 | 0.00056034
| 7 | 12 | 12 | 0.00063156 | 0.00059834 | 0.00063583 | 0.00061698 | 0.00062474 | 0.00063677 | 0.00063234
| 7 | 12 | 13 | 0.00065963 | 0.00064457 | 0.00063256 | 0.00060972 | 0.00066691 | 0.00066627 | 0.00064409
| 7 | 12 | 14 | 0.00063005 | 0.00065066 | 0.00059786 | 0.00065404 | 0.00063182 | 0.00065143 | 0.00061522
| 7 | 12 | 15 | 0.00057422 | 0.00057512 | 0.00054596 | 0.00057309 | 0.00055818 | 0.00058436 | 0.00055927
| 7 | 12 | 16 | 0.00047392 | 0.00044996 | 0.00045765 | 0.00049362 | 0.00044792 | 0.00048158 | 0.00046399
| 7 | 12 | 17 | 0.00034216 | 0.00034637 | 0.00033459 | 0.00037354 | 0.00036194 | 0.00034917 | 0.000339
| 7 | 12 | 18 | 0.0001953 | 0.00019199 | 0.00018582 | 0.0002124 | 0.00020594 | 0.0001856 | 0.00018911
| 7 | 12 | 19 | 5.6122e-05 | 5.5237e-05 | 5.3612e-05 | 6.1975e-05 | 6.536e-05 | 5.2744e-05 | 5.4454e-05
| 7 | 12 | 20 | 0 | 2.4519e-07 | 0 | 6.2405e-07 | 1.7323e-06 | 0 | 2.6637e-08
| 7 | 12 | 21 | 0 | 0 | 0 | 0 | 0 | 0 | 0
| 7 | 12 | 22 | 0 | 0 | 0 | 0 | 0 | 0 | 0
| 7 | 12 | 23 | 0 | 0 | 0 | 0 | 0 | 0 | 0
| 7 | 12 | 24 | 0 | 0 | 0 | 0 | 0 | 0 | 0
| 7 | 13 | 1 | 0 | 0 | 0 | 0 | 0 | 0 | 0
| 7 | 13 | 2 | 0 | 0 | 0 | 0 | 0 | 0 | 0
| 7 | 13 | 3 | 0 | 0 | 0 | 0 | 0 | 0 | 0
| 7 | 13 | 4 | 0 | 0 | 0 | 0 | 0 | 0 | 0
| 7 | 13 | 5 | 0 | 0 | 0 | 0 | 0 | 0 | 0
| 7 | 13 | 6 | 0 | 0 | 0 | 0 | 0 | 0 | 0
| 7 | 13 | 7 | 3.1864e-05 | 3.0745e-05 | 3.5997e-05 | 2.7865e-05 | 2.8868e-05 | 2.9024e-05 | 3.3831e-05
| 7 | 13 | 8 | 0.00014783 | 0.00014859 | 0.00015251 | 0.00013851 | 0.00014684 | 0.00013601 | 0.00014944
| 7 | 13 | 9 | 0.00030904 | 0.00030076 | 0.00029276 | 0.00031232 | 0.00030895 | 0.00029027 | 0.00029788
| 7 | 13 | 10 | 0.00045352 | 0.00042069 | 0.00044597 | 0.00046768 | 0.00046939 | 0.00043837 | 0.00044622
| 7 | 13 | 11 | 0.00056063 | 0.00054383 | 0.00056115 | 0.00053774 | 0.00057727 | 0.00056511 | 0.00056034
| 7 | 13 | 12 | 0.00063156 | 0.00059834 | 0.00063583 | 0.00061698 | 0.00062474 | 0.00063677 | 0.00063234
| 7 | 13 | 13 | 0.00065963 | 0.00064457 | 0.00063256 | 0.00060972 | 0.00066691 | 0.00066627 | 0.00064409
| 7 | 13 | 14 | 0.00063005 | 0.00065066 | 0.00059786 | 0.00065404 | 0.00063182 | 0.00065143 | 0.00061522
| 7 | 13 | 15 | 0.00057422 | 0.00057512 | 0.00054596 | 0.00057309 | 0.00055818 | 0.00058436 | 0.00055927
| 7 | 13 | 16 | 0.00047392 | 0.00044996 | 0.00045765 | 0.00049362 | 0.00044792 | 0.00048158 | 0.00046399
| 7 | 13 | 17 | 0.00034216 | 0.00034637 | 0.00033459 | 0.00037354 | 0.00036194 | 0.00034917 | 0.000339
| 7 | 13 | 18 | 0.0001953 | 0.00019199 | 0.00018582 | 0.0002124 | 0.00020594 | 0.0001856 | 0.00018911
| 7 | 13 | 19 | 5.6122e-05 | 5.5237e-05 | 5.3612e-05 | 6.1975e-05 | 6.536e-05 | 5.2744e-05 | 5.4454e-05
| 7 | 13 | 20 | 0 | 2.4519e-07 | 0 | 6.2405e-07 | 1.7323e-06 | 0 | 2.6637e-08
| 7 | 13 | 21 | 0 | 0 | 0 | 0 | 0 | 0 | 0
| 7 | 13 | 22 | 0 | 0 | 0 | 0 | 0 | 0 | 0
| 7 | 13 | 23 | 0 | 0 | 0 | 0 | 0 | 0 | 0
| 7 | 13 | 24 | 0 | 0 | 0 | 0 | 0 | 0 | 0
| 7 | 14 | 1 | 0 | 0 | 0 | 0 | 0 | 0 | 0
| 7 | 14 | 2 | 0 | 0 | 0 | 0 | 0 | 0 | 0
| 7 | 14 | 3 | 0 | 0 | 0 | 0 | 0 | 0 | 0
| 7 | 14 | 4 | 0 | 0 | 0 | 0 | 0 | 0 | 0
| 7 | 14 | 5 | 0 | 0 | 0 | 0 | 0 | 0 | 0
| 7 | 14 | 6 | 0 | 0 | 0 | 0 | 0 | 0 | 0
| 7 | 14 | 7 | 3.1864e-05 | 3.0745e-05 | 3.5997e-05 | 2.7865e-05 | 2.8868e-05 | 2.9024e-05 | 3.3831e-05
| 7 | 14 | 8 | 0.00014783 | 0.00014859 | 0.00015251 | 0.00013851 | 0.00014684 | 0.00013601 | 0.00014944
| 7 | 14 | 9 | 0.00030904 | 0.00030076 | 0.00029276 | 0.00031232 | 0.00030895 | 0.00029027 | 0.00029788
| 7 | 14 | 10 | 0.00045352 | 0.00042069 | 0.00044597 | 0.00046768 | 0.00046939 | 0.00043837 | 0.00044622
| 7 | 14 | 11 | 0.00056063 | 0.00054383 | 0.00056115 | 0.00053774 | 0.00057727 | 0.00056511 | 0.00056034
| 7 | 14 | 12 | 0.00063156 | 0.00059834 | 0.00063583 | 0.00061698 | 0.00062474 | 0.00063677 | 0.00063234
| 7 | 14 | 13 | 0.00065963 | 0.00064457 | 0.00063256 | 0.00060972 | 0.00066691 | 0.00066627 | 0.00064409
| 7 | 14 | 14 | 0.00063005 | 0.00065066 | 0.00059786 | 0.00065404 | 0.00063182 | 0.00065143 | 0.00061522
| 7 | 14 | 15 | 0.00057422 | 0.00057512 | 0.00054596 | 0.00057309 | 0.00055818 | 0.00058436 | 0.00055927
| 7 | 14 | 16 | 0.00047392 | 0.00044996 | 0.00045765 | 0.00049362 | 0.00044792 | 0.00048158 | 0.00046399
| 7 | 14 | 17 | 0.00034216 | 0.00034637 | 0.00033459 | 0.00037354 | 0.00036194 | 0.00034917 | 0.000339
| 7 | 14 | 18 | 0.0001953 | 0.00019199 | 0.00018582 | 0.0002124 | 0.00020594 | 0.0001856 | 0.00018911
| 7 | 14 | 19 | 5.6122e-05 | 5.5237e-05 | 5.3612e-05 | 6.1975e-05 | 6.536e-05 | 5.2744e-05 | 5.4454e-05
| 7 | 14 | 20 | 0 | 2.4519e-07 | 0 | 6.2405e-07 | 1.7323e-06 | 0 | 2.6637e-08
| 7 | 14 | 21 | 0 | 0 | 0 | 0 | 0 | 0 | 0
| 7 | 14 | 22 | 0 | 0 | 0 | 0 | 0 | 0 | 0
| 7 | 14 | 23 | 0 | 0 | 0 | 0 | 0 | 0 | 0
| 7 | 14 | 24 | 0 | 0 | 0 | 0 | 0 | 0 | 0
| 7 | 15 | 1 | 0 | 0 | 0 | 0 | 0 | 0 | 0
| 7 | 15 | 2 | 0 | 0 | 0 | 0 | 0 | 0 | 0
| 7 | 15 | 3 | 0 | 0 | 0 | 0 | 0 | 0 | 0
| 7 | 15 | 4 | 0 | 0 | 0 | 0 | 0 | 0 | 0
| 7 | 15 | 5 | 0 | 0 | 0 | 0 | 0 | 0 | 0
| 7 | 15 | 6 | 0 | 0 | 0 | 0 | 0 | 0 | 0
| 7 | 15 | 7 | 3.1864e-05 | 3.0745e-05 | 3.5997e-05 | 2.7865e-05 | 2.8868e-05 | 2.9024e-05 | 3.3831e-05
| 7 | 15 | 8 | 0.00014783 | 0.00014859 | 0.00015251 | 0.00013851 | 0.00014684 | 0.00013601 | 0.00014944
| 7 | 15 | 9 | 0.00030904 | 0.00030076 | 0.00029276 | 0.00031232 | 0.00030895 | 0.00029027 | 0.00029788
| 7 | 15 | 10 | 0.00045352 | 0.00042069 | 0.00044597 | 0.00046768 | 0.00046939 | 0.00043837 | 0.00044622
| 7 | 15 | 11 | 0.00056063 | 0.00054383 | 0.00056115 | 0.00053774 | 0.00057727 | 0.00056511 | 0.00056034
| 7 | 15 | 12 | 0.00063156 | 0.00059834 | 0.00063583 | 0.00061698 | 0.00062474 | 0.00063677 | 0.00063234
| 7 | 15 | 13 | 0.00065963 | 0.00064457 | 0.00063256 | 0.00060972 | 0.00066691 | 0.00066627 | 0.00064409
| 7 | 15 | 14 | 0.00063005 | 0.00065066 | 0.00059786 | 0.00065404 | 0.00063182 | 0.00065143 | 0.00061522
| 7 | 15 | 15 | 0.00057422 | 0.00057512 | 0.00054596 | 0.00057309 | 0.00055818 | 0.00058436 | 0.00055927
| 7 | 15 | 16 | 0.00047392 | 0.00044996 | 0.00045765 | 0.00049362 | 0.00044792 | 0.00048158 | 0.00046399
| 7 | 15 | 17 | 0.00034216 | 0.00034637 | 0.00033459 | 0.00037354 | 0.00036194 | 0.00034917 | 0.000339
| 7 | 15 | 18 | 0.0001953 | 0.00019199 | 0.00018582 | 0.0002124 | 0.00020594 | 0.0001856 | 0.00018911
| 7 | 15 | 19 | 5.6122e-05 | 5.5237e-05 | 5.3612e-05 | 6.1975e-05 | 6.536e-05 | 5.2744e-05 | 5.4454e-05
| 7 | 15 | 20 | 0 | 2.4519e-07 | 0 | 6.2405e-07 | 1.7323e-06 | 0 | 2.6637e-08
| 7 | 15 | 21 | 0 | 0 | 0 | 0 | 0 | 0 | 0
| 7 | 15 | 22 | 0 | 0 | 0 | 0 | 0 | 0 | 0
| 7 | 15 | 23 | 0 | 0 | 0 | 0 | 0 | 0 | 0
| 7 | 15 | 24 | 0 | 0 | 0 | 0 | 0 | 0 | 0
| 7 | 16 | 1 | 0 | 0 | 0 | 0 | 0 | 0 | 0
| 7 | 16 | 2 | 0 | 0 | 0 | 0 | 0 | 0 | 0
| 7 | 16 | 3 | 0 | 0 | 0 | 0 | 0 | 0 | 0
| 7 | 16 | 4 | 0 | 0 | 0 | 0 | 0 | 0 | 0
| 7 | 16 | 5 | 0 | 0 | 0 | 0 | 0 | 0 | 0
| 7 | 16 | 6 | 0 | 0 | 0 | 0 | 0 | 0 | 0
| 7 | 16 | 7 | 3.1864e-05 | 3.0745e-05 | 3.5997e-05 | 2.7865e-05 | 2.8868e-05 | 2.9024e-05 | 3.3831e-05
| 7 | 16 | 8 | 0.00014783 | 0.00014859 | 0.00015251 | 0.00013851 | 0.00014684 | 0.00013601 | 0.00014944
| 7 | 16 | 9 | 0.00030904 | 0.00030076 | 0.00029276 | 0.00031232 | 0.00030895 | 0.00029027 | 0.00029788
| 7 | 16 | 10 | 0.00045352 | 0.00042069 | 0.00044597 | 0.00046768 | 0.00046939 | 0.00043837 | 0.00044622
| 7 | 16 | 11 | 0.00056063 | 0.00054383 | 0.00056115 | 0.00053774 | 0.00057727 | 0.00056511 | 0.00056034
| 7 | 16 | 12 | 0.00063156 | 0.00059834 | 0.00063583 | 0.00061698 | 0.00062474 | 0.00063677 | 0.00063234
| 7 | 16 | 13 | 0.00065963 | 0.00064457 | 0.00063256 | 0.00060972 | 0.00066691 | 0.00066627 | 0.00064409
| 7 | 16 | 14 | 0.00063005 | 0.00065066 | 0.00059786 | 0.00065404 | 0.00063182 | 0.00065143 | 0.00061522
| 7 | 16 | 15 | 0.00057422 | 0.00057512 | 0.00054596 | 0.00057309 | 0.00055818 | 0.00058436 | 0.00055927
| 7 | 16 | 16 | 0.00047392 | 0.00044996 | 0.00045765 | 0.00049362 | 0.00044792 | 0.00048158 | 0.00046399
| 7 | 16 | 17 | 0.00034216 | 0.00034637 | 0.00033459 | 0.00037354 | 0.00036194 | 0.00034917 | 0.000339
| 7 | 16 | 18 | 0.0001953 | 0.00019199 | 0.00018582 | 0.0002124 | 0.00020594 | 0.0001856 | 0.00018911
| 7 | 16 | 19 | 5.6122e-05 | 5.5237e-05 | 5.3612e-05 | 6.1975e-05 | 6.536e-05 | 5.2744e-05 | 5.4454e-05
| 7 | 16 | 20 | 0 | 2.4519e-07 | 0 | 6.2405e-07 | 1.7323e-06 | 0 | 2.6637e-08
| 7 | 16 | 21 | 0 | 0 | 0 | 0 | 0 | 0 | 0
| 7 | 16 | 22 | 0 | 0 | 0 | 0 | 0 | 0 | 0
| 7 | 16 | 23 | 0 | 0 | 0 | 0 | 0 | 0 | 0
| 7 | 16 | 24 | 0 | 0 | 0 | 0 | 0 | 0 | 0
| 7 | 17 | 1 | 0 | 0 | 0 | 0 | 0 | 0 | 0
| 7 | 17 | 2 | 0 | 0 | 0 | 0 | 0 | 0 | 0
| 7 | 17 | 3 | 0 | 0 | 0 | 0 | 0 | 0 | 0
| 7 | 17 | 4 | 0 | 0 | 0 | 0 | 0 | 0 | 0
| 7 | 17 | 5 | 0 | 0 | 0 | 0 | 0 | 0 | 0
| 7 | 17 | 6 | 0 | 0 | 0 | 0 | 0 | 0 | 0
| 7 | 17 | 7 | 3.1864e-05 | 3.0745e-05 | 3.5997e-05 | 2.7865e-05 | 2.8868e-05 | 2.9024e-05 | 3.3831e-05
| 7 | 17 | 8 | 0.00014783 | 0.00014859 | 0.00015251 | 0.00013851 | 0.00014684 | 0.00013601 | 0.00014944
| 7 | 17 | 9 | 0.00030904 | 0.00030076 | 0.00029276 | 0.00031232 | 0.00030895 | 0.00029027 | 0.00029788
| 7 | 17 | 10 | 0.00045352 | 0.00042069 | 0.00044597 | 0.00046768 | 0.00046939 | 0.00043837 | 0.00044622
| 7 | 17 | 11 | 0.00056063 | 0.00054383 | 0.00056115 | 0.00053774 | 0.00057727 | 0.00056511 | 0.00056034
| 7 | 17 | 12 | 0.00063156 | 0.00059834 | 0.00063583 | 0.00061698 | 0.00062474 | 0.00063677 | 0.00063234
| 7 | 17 | 13 | 0.00065963 | 0.00064457 | 0.00063256 | 0.00060972 | 0.00066691 | 0.00066627 | 0.00064409
| 7 | 17 | 14 | 0.00063005 | 0.00065066 | 0.00059786 | 0.00065404 | 0.00063182 | 0.00065143 | 0.00061522
| 7 | 17 | 15 | 0.00057422 | 0.00057512 | 0.00054596 | 0.00057309 | 0.00055818 | 0.00058436 | 0.00055927
| 7 | 17 | 16 | 0.00047392 | 0.00044996 | 0.00045765 | 0.00049362 | 0.00044792 | 0.00048158 | 0.00046399
| 7 | 17 | 17 | 0.00034216 | 0.00034637 | 0.00033459 | 0.00037354 | 0.00036194 | 0.00034917 | 0.000339
| 7 | 17 | 18 | 0.0001953 | 0.00019199 | 0.00018582 | 0.0002124 | 0.00020594 | 0.0001856 | 0.00018911
| 7 | 17 | 19 | 5.6122e-05 | 5.5237e-05 | 5.3612e-05 | 6.1975e-05 | 6.536e-05 | 5.2744e-05 | 5.4454e-05
| 7 | 17 | 20 | 0 | 2.4519e-07 | 0 | 6.2405e-07 | 1.7323e-06 | 0 | 2.6637e-08
| 7 | 17 | 21 | 0 | 0 | 0 | 0 | 0 | 0 | 0
| 7 | 17 | 22 | 0 | 0 | 0 | 0 | 0 | 0 | 0
| 7 | 17 | 23 | 0 | 0 | 0 | 0 | 0 | 0 | 0
| 7 | 17 | 24 | 0 | 0 | 0 | 0 | 0 | 0 | 0
| 7 | 18 | 1 | 0 | 0 | 0 | 0 | 0 | 0 | 0
| 7 | 18 | 2 | 0 | 0 | 0 | 0 | 0 | 0 | 0
| 7 | 18 | 3 | 0 | 0 | 0 | 0 | 0 | 0 | 0
| 7 | 18 | 4 | 0 | 0 | 0 | 0 | 0 | 0 | 0
| 7 | 18 | 5 | 0 | 0 | 0 | 0 | 0 | 0 | 0
| 7 | 18 | 6 | 0 | 0 | 0 | 0 | 0 | 0 | 0
| 7 | 18 | 7 | 3.1864e-05 | 3.0745e-05 | 3.5997e-05 | 2.7865e-05 | 2.8868e-05 | 2.9024e-05 | 3.3831e-05
| 7 | 18 | 8 | 0.00014783 | 0.00014859 | 0.00015251 | 0.00013851 | 0.00014684 | 0.00013601 | 0.00014944
| 7 | 18 | 9 | 0.00030904 | 0.00030076 | 0.00029276 | 0.00031232 | 0.00030895 | 0.00029027 | 0.00029788
| 7 | 18 | 10 | 0.00045352 | 0.00042069 | 0.00044597 | 0.00046768 | 0.00046939 | 0.00043837 | 0.00044622
| 7 | 18 | 11 | 0.00056063 | 0.00054383 | 0.00056115 | 0.00053774 | 0.00057727 | 0.00056511 | 0.00056034
| 7 | 18 | 12 | 0.00063156 | 0.00059834 | 0.00063583 | 0.00061698 | 0.00062474 | 0.00063677 | 0.00063234
| 7 | 18 | 13 | 0.00065963 | 0.00064457 | 0.00063256 | 0.00060972 | 0.00066691 | 0.00066627 | 0.00064409
| 7 | 18 | 14 | 0.00063005 | 0.00065066 | 0.00059786 | 0.00065404 | 0.00063182 | 0.00065143 | 0.00061522
| 7 | 18 | 15 | 0.00057422 | 0.00057512 | 0.00054596 | 0.00057309 | 0.00055818 | 0.00058436 | 0.00055927
| 7 | 18 | 16 | 0.00047392 | 0.00044996 | 0.00045765 | 0.00049362 | 0.00044792 | 0.00048158 | 0.00046399
| 7 | 18 | 17 | 0.00034216 | 0.00034637 | 0.00033459 | 0.00037354 | 0.00036194 | 0.00034917 | 0.000339
| 7 | 18 | 18 | 0.0001953 | 0.00019199 | 0.00018582 | 0.0002124 | 0.00020594 | 0.0001856 | 0.00018911
| 7 | 18 | 19 | 5.6122e-05 | 5.5237e-05 | 5.3612e-05 | 6.1975e-05 | 6.536e-05 | 5.2744e-05 | 5.4454e-05
| 7 | 18 | 20 | 0 | 2.4519e-07 | 0 | 6.2405e-07 | 1.7323e-06 | 0 | 2.6637e-08
| 7 | 18 | 21 | 0 | 0 | 0 | 0 | 0 | 0 | 0
| 7 | 18 | 22 | 0 | 0 | 0 | 0 | 0 | 0 | 0
| 7 | 18 | 23 | 0 | 0 | 0 | 0 | 0 | 0 | 0
| 7 | 18 | 24 | 0 | 0 | 0 | 0 | 0 | 0 | 0
| 7 | 19 | 1 | 0 | 0 | 0 | 0 | 0 | 0 | 0
| 7 | 19 | 2 | 0 | 0 | 0 | 0 | 0 | 0 | 0
| 7 | 19 | 3 | 0 | 0 | 0 | 0 | 0 | 0 | 0
| 7 | 19 | 4 | 0 | 0 | 0 | 0 | 0 | 0 | 0
| 7 | 19 | 5 | 0 | 0 | 0 | 0 | 0 | 0 | 0
| 7 | 19 | 6 | 0 | 0 | 0 | 0 | 0 | 0 | 0
| 7 | 19 | 7 | 3.1864e-05 | 3.0745e-05 | 3.5997e-05 | 2.7865e-05 | 2.8868e-05 | 2.9024e-05 | 3.3831e-05
| 7 | 19 | 8 | 0.00014783 | 0.00014859 | 0.00015251 | 0.00013851 | 0.00014684 | 0.00013601 | 0.00014944
| 7 | 19 | 9 | 0.00030904 | 0.00030076 | 0.00029276 | 0.00031232 | 0.00030895 | 0.00029027 | 0.00029788
| 7 | 19 | 10 | 0.00045352 | 0.00042069 | 0.00044597 | 0.00046768 | 0.00046939 | 0.00043837 | 0.00044622
| 7 | 19 | 11 | 0.00056063 | 0.00054383 | 0.00056115 | 0.00053774 | 0.00057727 | 0.00056511 | 0.00056034
| 7 | 19 | 12 | 0.00063156 | 0.00059834 | 0.00063583 | 0.00061698 | 0.00062474 | 0.00063677 | 0.00063234
| 7 | 19 | 13 | 0.00065963 | 0.00064457 | 0.00063256 | 0.00060972 | 0.00066691 | 0.00066627 | 0.00064409
| 7 | 19 | 14 | 0.00063005 | 0.00065066 | 0.00059786 | 0.00065404 | 0.00063182 | 0.00065143 | 0.00061522
| 7 | 19 | 15 | 0.00057422 | 0.00057512 | 0.00054596 | 0.00057309 | 0.00055818 | 0.00058436 | 0.00055927
| 7 | 19 | 16 | 0.00047392 | 0.00044996 | 0.00045765 | 0.00049362 | 0.00044792 | 0.00048158 | 0.00046399
| 7 | 19 | 17 | 0.00034216 | 0.00034637 | 0.00033459 | 0.00037354 | 0.00036194 | 0.00034917 | 0.000339
| 7 | 19 | 18 | 0.0001953 | 0.00019199 | 0.00018582 | 0.0002124 | 0.00020594 | 0.0001856 | 0.00018911
| 7 | 19 | 19 | 5.6122e-05 | 5.5237e-05 | 5.3612e-05 | 6.1975e-05 | 6.536e-05 | 5.2744e-05 | 5.4454e-05
| 7 | 19 | 20 | 0 | 2.4519e-07 | 0 | 6.2405e-07 | 1.7323e-06 | 0 | 2.6637e-08
| 7 | 19 | 21 | 0 | 0 | 0 | 0 | 0 | 0 | 0
| 7 | 19 | 22 | 0 | 0 | 0 | 0 | 0 | 0 | 0
| 7 | 19 | 23 | 0 | 0 | 0 | 0 | 0 | 0 | 0
| 7 | 19 | 24 | 0 | 0 | 0 | 0 | 0 | 0 | 0
| 7 | 20 | 1 | 0 | 0 | 0 | 0 | 0 | 0 | 0
| 7 | 20 | 2 | 0 | 0 | 0 | 0 | 0 | 0 | 0
| 7 | 20 | 3 | 0 | 0 | 0 | 0 | 0 | 0 | 0
| 7 | 20 | 4 | 0 | 0 | 0 | 0 | 0 | 0 | 0
| 7 | 20 | 5 | 0 | 0 | 0 | 0 | 0 | 0 | 0
| 7 | 20 | 6 | 0 | 0 | 0 | 0 | 0 | 0 | 0
| 7 | 20 | 7 | 3.1864e-05 | 3.0745e-05 | 3.5997e-05 | 2.7865e-05 | 2.8868e-05 | 2.9024e-05 | 3.3831e-05
| 7 | 20 | 8 | 0.00014783 | 0.00014859 | 0.00015251 | 0.00013851 | 0.00014684 | 0.00013601 | 0.00014944
| 7 | 20 | 9 | 0.00030904 | 0.00030076 | 0.00029276 | 0.00031232 | 0.00030895 | 0.00029027 | 0.00029788
| 7 | 20 | 10 | 0.00045352 | 0.00042069 | 0.00044597 | 0.00046768 | 0.00046939 | 0.00043837 | 0.00044622
| 7 | 20 | 11 | 0.00056063 | 0.00054383 | 0.00056115 | 0.00053774 | 0.00057727 | 0.00056511 | 0.00056034
| 7 | 20 | 12 | 0.00063156 | 0.00059834 | 0.00063583 | 0.00061698 | 0.00062474 | 0.00063677 | 0.00063234
| 7 | 20 | 13 | 0.00065963 | 0.00064457 | 0.00063256 | 0.00060972 | 0.00066691 | 0.00066627 | 0.00064409
| 7 | 20 | 14 | 0.00063005 | 0.00065066 | 0.00059786 | 0.00065404 | 0.00063182 | 0.00065143 | 0.00061522
| 7 | 20 | 15 | 0.00057422 | 0.00057512 | 0.00054596 | 0.00057309 | 0.00055818 | 0.00058436 | 0.00055927
| 7 | 20 | 16 | 0.00047392 | 0.00044996 | 0.00045765 | 0.00049362 | 0.00044792 | 0.00048158 | 0.00046399
| 7 | 20 | 17 | 0.00034216 | 0.00034637 | 0.00033459 | 0.00037354 | 0.00036194 | 0.00034917 | 0.000339
| 7 | 20 | 18 | 0.0001953 | 0.00019199 | 0.00018582 | 0.0002124 | 0.00020594 | 0.0001856 | 0.00018911
| 7 | 20 | 19 | 5.6122e-05 | 5.5237e-05 | 5.3612e-05 | 6.1975e-05 | 6.536e-05 | 5.2744e-05 | 5.4454e-05
| 7 | 20 | 20 | 0 | 2.4519e-07 | 0 | 6.2405e-07 | 1.7323e-06 | 0 | 2.6637e-08
| 7 | 20 | 21 | 0 | 0 | 0 | 0 | 0 | 0 | 0
| 7 | 20 | 22 | 0 | 0 | 0 | 0 | 0 | 0 | 0
| 7 | 20 | 23 | 0 | 0 | 0 | 0 | 0 | 0 | 0
| 7 | 20 | 24 | 0 | 0 | 0 | 0 | 0 | 0 | 0
| 7 | 21 | 1 | 0 | 0 | 0 | 0 | 0 | 0 | 0
| 7 | 21 | 2 | 0 | 0 | 0 | 0 | 0 | 0 | 0
| 7 | 21 | 3 | 0 | 0 | 0 | 0 | 0 | 0 | 0
| 7 | 21 | 4 | 0 | 0 | 0 | 0 | 0 | 0 | 0
| 7 | 21 | 5 | 0 | 0 | 0 | 0 | 0 | 0 | 0
| 7 | 21 | 6 | 0 | 0 | 0 | 0 | 0 | 0 | 0
| 7 | 21 | 7 | 3.1864e-05 | 3.0745e-05 | 3.5997e-05 | 2.7865e-05 | 2.8868e-05 | 2.9024e-05 | 3.3831e-05
| 7 | 21 | 8 | 0.00014783 | 0.00014859 | 0.00015251 | 0.00013851 | 0.00014684 | 0.00013601 | 0.00014944
| 7 | 21 | 9 | 0.00030904 | 0.00030076 | 0.00029276 | 0.00031232 | 0.00030895 | 0.00029027 | 0.00029788
| 7 | 21 | 10 | 0.00045352 | 0.00042069 | 0.00044597 | 0.00046768 | 0.00046939 | 0.00043837 | 0.00044622
| 7 | 21 | 11 | 0.00056063 | 0.00054383 | 0.00056115 | 0.00053774 | 0.00057727 | 0.00056511 | 0.00056034
| 7 | 21 | 12 | 0.00063156 | 0.00059834 | 0.00063583 | 0.00061698 | 0.00062474 | 0.00063677 | 0.00063234
| 7 | 21 | 13 | 0.00065963 | 0.00064457 | 0.00063256 | 0.00060972 | 0.00066691 | 0.00066627 | 0.00064409
| 7 | 21 | 14 | 0.00063005 | 0.00065066 | 0.00059786 | 0.00065404 | 0.00063182 | 0.00065143 | 0.00061522
| 7 | 21 | 15 | 0.00057422 | 0.00057512 | 0.00054596 | 0.00057309 | 0.00055818 | 0.00058436 | 0.00055927
| 7 | 21 | 16 | 0.00047392 | 0.00044996 | 0.00045765 | 0.00049362 | 0.00044792 | 0.00048158 | 0.00046399
| 7 | 21 | 17 | 0.00034216 | 0.00034637 | 0.00033459 | 0.00037354 | 0.00036194 | 0.00034917 | 0.000339
| 7 | 21 | 18 | 0.0001953 | 0.00019199 | 0.00018582 | 0.0002124 | 0.00020594 | 0.0001856 | 0.00018911
| 7 | 21 | 19 | 5.6122e-05 | 5.5237e-05 | 5.3612e-05 | 6.1975e-05 | 6.536e-05 | 5.2744e-05 | 5.4454e-05
| 7 | 21 | 20 | 0 | 2.4519e-07 | 0 | 6.2405e-07 | 1.7323e-06 | 0 | 2.6637e-08
| 7 | 21 | 21 | 0 | 0 | 0 | 0 | 0 | 0 | 0
| 7 | 21 | 22 | 0 | 0 | 0 | 0 | 0 | 0 | 0
| 7 | 21 | 23 | 0 | 0 | 0 | 0 | 0 | 0 | 0
| 7 | 21 | 24 | 0 | 0 | 0 | 0 | 0 | 0 | 0
| 7 | 22 | 1 | 0 | 0 | 0 | 0 | 0 | 0 | 0
| 7 | 22 | 2 | 0 | 0 | 0 | 0 | 0 | 0 | 0
| 7 | 22 | 3 | 0 | 0 | 0 | 0 | 0 | 0 | 0
| 7 | 22 | 4 | 0 | 0 | 0 | 0 | 0 | 0 | 0
| 7 | 22 | 5 | 0 | 0 | 0 | 0 | 0 | 0 | 0
| 7 | 22 | 6 | 0 | 0 | 0 | 0 | 0 | 0 | 0
| 7 | 22 | 7 | 3.1864e-05 | 3.0745e-05 | 3.5997e-05 | 2.7865e-05 | 2.8868e-05 | 2.9024e-05 | 3.3831e-05
| 7 | 22 | 8 | 0.00014783 | 0.00014859 | 0.00015251 | 0.00013851 | 0.00014684 | 0.00013601 | 0.00014944
| 7 | 22 | 9 | 0.00030904 | 0.00030076 | 0.00029276 | 0.00031232 | 0.00030895 | 0.00029027 | 0.00029788
| 7 | 22 | 10 | 0.00045352 | 0.00042069 | 0.00044597 | 0.00046768 | 0.00046939 | 0.00043837 | 0.00044622
| 7 | 22 | 11 | 0.00056063 | 0.00054383 | 0.00056115 | 0.00053774 | 0.00057727 | 0.00056511 | 0.00056034
| 7 | 22 | 12 | 0.00063156 | 0.00059834 | 0.00063583 | 0.00061698 | 0.00062474 | 0.00063677 | 0.00063234
| 7 | 22 | 13 | 0.00065963 | 0.00064457 | 0.00063256 | 0.00060972 | 0.00066691 | 0.00066627 | 0.00064409
| 7 | 22 | 14 | 0.00063005 | 0.00065066 | 0.00059786 | 0.00065404 | 0.00063182 | 0.00065143 | 0.00061522
| 7 | 22 | 15 | 0.00057422 | 0.00057512 | 0.00054596 | 0.00057309 | 0.00055818 | 0.00058436 | 0.00055927
| 7 | 22 | 16 | 0.00047392 | 0.00044996 | 0.00045765 | 0.00049362 | 0.00044792 | 0.00048158 | 0.00046399
| 7 | 22 | 17 | 0.00034216 | 0.00034637 | 0.00033459 | 0.00037354 | 0.00036194 | 0.00034917 | 0.000339
| 7 | 22 | 18 | 0.0001953 | 0.00019199 | 0.00018582 | 0.0002124 | 0.00020594 | 0.0001856 | 0.00018911
| 7 | 22 | 19 | 5.6122e-05 | 5.5237e-05 | 5.3612e-05 | 6.1975e-05 | 6.536e-05 | 5.2744e-05 | 5.4454e-05
| 7 | 22 | 20 | 0 | 2.4519e-07 | 0 | 6.2405e-07 | 1.7323e-06 | 0 | 2.6637e-08
| 7 | 22 | 21 | 0 | 0 | 0 | 0 | 0 | 0 | 0
| 7 | 22 | 22 | 0 | 0 | 0 | 0 | 0 | 0 | 0
| 7 | 22 | 23 | 0 | 0 | 0 | 0 | 0 | 0 | 0
| 7 | 22 | 24 | 0 | 0 | 0 | 0 | 0 | 0 | 0
| 7 | 23 | 1 | 0 | 0 | 0 | 0 | 0 | 0 | 0
| 7 | 23 | 2 | 0 | 0 | 0 | 0 | 0 | 0 | 0
| 7 | 23 | 3 | 0 | 0 | 0 | 0 | 0 | 0 | 0
| 7 | 23 | 4 | 0 | 0 | 0 | 0 | 0 | 0 | 0
| 7 | 23 | 5 | 0 | 0 | 0 | 0 | 0 | 0 | 0
| 7 | 23 | 6 | 0 | 0 | 0 | 0 | 0 | 0 | 0
| 7 | 23 | 7 | 3.1864e-05 | 3.0745e-05 | 3.5997e-05 | 2.7865e-05 | 2.8868e-05 | 2.9024e-05 | 3.3831e-05
| 7 | 23 | 8 | 0.00014783 | 0.00014859 | 0.00015251 | 0.00013851 | 0.00014684 | 0.00013601 | 0.00014944
| 7 | 23 | 9 | 0.00030904 | 0.00030076 | 0.00029276 | 0.00031232 | 0.00030895 | 0.00029027 | 0.00029788
| 7 | 23 | 10 | 0.00045352 | 0.00042069 | 0.00044597 | 0.00046768 | 0.00046939 | 0.00043837 | 0.00044622
| 7 | 23 | 11 | 0.00056063 | 0.00054383 | 0.00056115 | 0.00053774 | 0.00057727 | 0.00056511 | 0.00056034
| 7 | 23 | 12 | 0.00063156 | 0.00059834 | 0.00063583 | 0.00061698 | 0.00062474 | 0.00063677 | 0.00063234
| 7 | 23 | 13 | 0.00065963 | 0.00064457 | 0.00063256 | 0.00060972 | 0.00066691 | 0.00066627 | 0.00064409
| 7 | 23 | 14 | 0.00063005 | 0.00065066 | 0.00059786 | 0.00065404 | 0.00063182 | 0.00065143 | 0.00061522
| 7 | 23 | 15 | 0.00057422 | 0.00057512 | 0.00054596 | 0.00057309 | 0.00055818 | 0.00058436 | 0.00055927
| 7 | 23 | 16 | 0.00047392 | 0.00044996 | 0.00045765 | 0.00049362 | 0.00044792 | 0.00048158 | 0.00046399
| 7 | 23 | 17 | 0.00034216 | 0.00034637 | 0.00033459 | 0.00037354 | 0.00036194 | 0.00034917 | 0.000339
| 7 | 23 | 18 | 0.0001953 | 0.00019199 | 0.00018582 | 0.0002124 | 0.00020594 | 0.0001856 | 0.00018911
| 7 | 23 | 19 | 5.6122e-05 | 5.5237e-05 | 5.3612e-05 | 6.1975e-05 | 6.536e-05 | 5.2744e-05 | 5.4454e-05
| 7 | 23 | 20 | 0 | 2.4519e-07 | 0 | 6.2405e-07 | 1.7323e-06 | 0 | 2.6637e-08
| 7 | 23 | 21 | 0 | 0 | 0 | 0 | 0 | 0 | 0
| 7 | 23 | 22 | 0 | 0 | 0 | 0 | 0 | 0 | 0
| 7 | 23 | 23 | 0 | 0 | 0 | 0 | 0 | 0 | 0
| 7 | 23 | 24 | 0 | 0 | 0 | 0 | 0 | 0 | 0
| 7 | 24 | 1 | 0 | 0 | 0 | 0 | 0 | 0 | 0
| 7 | 24 | 2 | 0 | 0 | 0 | 0 | 0 | 0 | 0
| 7 | 24 | 3 | 0 | 0 | 0 | 0 | 0 | 0 | 0
| 7 | 24 | 4 | 0 | 0 | 0 | 0 | 0 | 0 | 0
| 7 | 24 | 5 | 0 | 0 | 0 | 0 | 0 | 0 | 0
| 7 | 24 | 6 | 0 | 0 | 0 | 0 | 0 | 0 | 0
| 7 | 24 | 7 | 3.1864e-05 | 3.0745e-05 | 3.5997e-05 | 2.7865e-05 | 2.8868e-05 | 2.9024e-05 | 3.3831e-05
| 7 | 24 | 8 | 0.00014783 | 0.00014859 | 0.00015251 | 0.00013851 | 0.00014684 | 0.00013601 | 0.00014944
| 7 | 24 | 9 | 0.00030904 | 0.00030076 | 0.00029276 | 0.00031232 | 0.00030895 | 0.00029027 | 0.00029788
| 7 | 24 | 10 | 0.00045352 | 0.00042069 | 0.00044597 | 0.00046768 | 0.00046939 | 0.00043837 | 0.00044622
| 7 | 24 | 11 | 0.00056063 | 0.00054383 | 0.00056115 | 0.00053774 | 0.00057727 | 0.00056511 | 0.00056034
| 7 | 24 | 12 | 0.00063156 | 0.00059834 | 0.00063583 | 0.00061698 | 0.00062474 | 0.00063677 | 0.00063234
| 7 | 24 | 13 | 0.00065963 | 0.00064457 | 0.00063256 | 0.00060972 | 0.00066691 | 0.00066627 | 0.00064409
| 7 | 24 | 14 | 0.00063005 | 0.00065066 | 0.00059786 | 0.00065404 | 0.00063182 | 0.00065143 | 0.00061522
| 7 | 24 | 15 | 0.00057422 | 0.00057512 | 0.00054596 | 0.00057309 | 0.00055818 | 0.00058436 | 0.00055927
| 7 | 24 | 16 | 0.00047392 | 0.00044996 | 0.00045765 | 0.00049362 | 0.00044792 | 0.00048158 | 0.00046399
| 7 | 24 | 17 | 0.00034216 | 0.00034637 | 0.00033459 | 0.00037354 | 0.00036194 | 0.00034917 | 0.000339
| 7 | 24 | 18 | 0.0001953 | 0.00019199 | 0.00018582 | 0.0002124 | 0.00020594 | 0.0001856 | 0.00018911
| 7 | 24 | 19 | 5.6122e-05 | 5.5237e-05 | 5.3612e-05 | 6.1975e-05 | 6.536e-05 | 5.2744e-05 | 5.4454e-05
| 7 | 24 | 20 | 0 | 2.4519e-07 | 0 | 6.2405e-07 | 1.7323e-06 | 0 | 2.6637e-08
| 7 | 24 | 21 | 0 | 0 | 0 | 0 | 0 | 0 | 0
| 7 | 24 | 22 | 0 | 0 | 0 | 0 | 0 | 0 | 0
| 7 | 24 | 23 | 0 | 0 | 0 | 0 | 0 | 0 | 0
| 7 | 24 | 24 | 0 | 0 | 0 | 0 | 0 | 0 | 0
| 7 | 25 | 1 | 0 | 0 | 0 | 0 | 0 | 0 | 0
| 7 | 25 | 2 | 0 | 0 | 0 | 0 | 0 | 0 | 0
| 7 | 25 | 3 | 0 | 0 | 0 | 0 | 0 | 0 | 0
| 7 | 25 | 4 | 0 | 0 | 0 | 0 | 0 | 0 | 0
| 7 | 25 | 5 | 0 | 0 | 0 | 0 | 0 | 0 | 0
| 7 | 25 | 6 | 0 | 0 | 0 | 0 | 0 | 0 | 0
| 7 | 25 | 7 | 3.1864e-05 | 3.0745e-05 | 3.5997e-05 | 2.7865e-05 | 2.8868e-05 | 2.9024e-05 | 3.3831e-05
| 7 | 25 | 8 | 0.00014783 | 0.00014859 | 0.00015251 | 0.00013851 | 0.00014684 | 0.00013601 | 0.00014944
| 7 | 25 | 9 | 0.00030904 | 0.00030076 | 0.00029276 | 0.00031232 | 0.00030895 | 0.00029027 | 0.00029788
| 7 | 25 | 10 | 0.00045352 | 0.00042069 | 0.00044597 | 0.00046768 | 0.00046939 | 0.00043837 | 0.00044622
| 7 | 25 | 11 | 0.00056063 | 0.00054383 | 0.00056115 | 0.00053774 | 0.00057727 | 0.00056511 | 0.00056034
| 7 | 25 | 12 | 0.00063156 | 0.00059834 | 0.00063583 | 0.00061698 | 0.00062474 | 0.00063677 | 0.00063234
| 7 | 25 | 13 | 0.00065963 | 0.00064457 | 0.00063256 | 0.00060972 | 0.00066691 | 0.00066627 | 0.00064409
| 7 | 25 | 14 | 0.00063005 | 0.00065066 | 0.00059786 | 0.00065404 | 0.00063182 | 0.00065143 | 0.00061522
| 7 | 25 | 15 | 0.00057422 | 0.00057512 | 0.00054596 | 0.00057309 | 0.00055818 | 0.00058436 | 0.00055927
| 7 | 25 | 16 | 0.00047392 | 0.00044996 | 0.00045765 | 0.00049362 | 0.00044792 | 0.00048158 | 0.00046399
| 7 | 25 | 17 | 0.00034216 | 0.00034637 | 0.00033459 | 0.00037354 | 0.00036194 | 0.00034917 | 0.000339
| 7 | 25 | 18 | 0.0001953 | 0.00019199 | 0.00018582 | 0.0002124 | 0.00020594 | 0.0001856 | 0.00018911
| 7 | 25 | 19 | 5.6122e-05 | 5.5237e-05 | 5.3612e-05 | 6.1975e-05 | 6.536e-05 | 5.2744e-05 | 5.4454e-05
| 7 | 25 | 20 | 0 | 2.4519e-07 | 0 | 6.2405e-07 | 1.7323e-06 | 0 | 2.6637e-08
| 7 | 25 | 21 | 0 | 0 | 0 | 0 | 0 | 0 | 0
| 7 | 25 | 22 | 0 | 0 | 0 | 0 | 0 | 0 | 0
| 7 | 25 | 23 | 0 | 0 | 0 | 0 | 0 | 0 | 0
| 7 | 25 | 24 | 0 | 0 | 0 | 0 | 0 | 0 | 0
| 7 | 26 | 1 | 0 | 0 | 0 | 0 | 0 | 0 | 0
| 7 | 26 | 2 | 0 | 0 | 0 | 0 | 0 | 0 | 0
| 7 | 26 | 3 | 0 | 0 | 0 | 0 | 0 | 0 | 0
| 7 | 26 | 4 | 0 | 0 | 0 | 0 | 0 | 0 | 0
| 7 | 26 | 5 | 0 | 0 | 0 | 0 | 0 | 0 | 0
| 7 | 26 | 6 | 0 | 0 | 0 | 0 | 0 | 0 | 0
| 7 | 26 | 7 | 3.1864e-05 | 3.0745e-05 | 3.5997e-05 | 2.7865e-05 | 2.8868e-05 | 2.9024e-05 | 3.3831e-05
| 7 | 26 | 8 | 0.00014783 | 0.00014859 | 0.00015251 | 0.00013851 | 0.00014684 | 0.00013601 | 0.00014944
| 7 | 26 | 9 | 0.00030904 | 0.00030076 | 0.00029276 | 0.00031232 | 0.00030895 | 0.00029027 | 0.00029788
| 7 | 26 | 10 | 0.00045352 | 0.00042069 | 0.00044597 | 0.00046768 | 0.00046939 | 0.00043837 | 0.00044622
| 7 | 26 | 11 | 0.00056063 | 0.00054383 | 0.00056115 | 0.00053774 | 0.00057727 | 0.00056511 | 0.00056034
| 7 | 26 | 12 | 0.00063156 | 0.00059834 | 0.00063583 | 0.00061698 | 0.00062474 | 0.00063677 | 0.00063234
| 7 | 26 | 13 | 0.00065963 | 0.00064457 | 0.00063256 | 0.00060972 | 0.00066691 | 0.00066627 | 0.00064409
| 7 | 26 | 14 | 0.00063005 | 0.00065066 | 0.00059786 | 0.00065404 | 0.00063182 | 0.00065143 | 0.00061522
| 7 | 26 | 15 | 0.00057422 | 0.00057512 | 0.00054596 | 0.00057309 | 0.00055818 | 0.00058436 | 0.00055927
| 7 | 26 | 16 | 0.00047392 | 0.00044996 | 0.00045765 | 0.00049362 | 0.00044792 | 0.00048158 | 0.00046399
| 7 | 26 | 17 | 0.00034216 | 0.00034637 | 0.00033459 | 0.00037354 | 0.00036194 | 0.00034917 | 0.000339
| 7 | 26 | 18 | 0.0001953 | 0.00019199 | 0.00018582 | 0.0002124 | 0.00020594 | 0.0001856 | 0.00018911
| 7 | 26 | 19 | 5.6122e-05 | 5.5237e-05 | 5.3612e-05 | 6.1975e-05 | 6.536e-05 | 5.2744e-05 | 5.4454e-05
| 7 | 26 | 20 | 0 | 2.4519e-07 | 0 | 6.2405e-07 | 1.7323e-06 | 0 | 2.6637e-08
| 7 | 26 | 21 | 0 | 0 | 0 | 0 | 0 | 0 | 0
| 7 | 26 | 22 | 0 | 0 | 0 | 0 | 0 | 0 | 0
| 7 | 26 | 23 | 0 | 0 | 0 | 0 | 0 | 0 | 0
| 7 | 26 | 24 | 0 | 0 | 0 | 0 | 0 | 0 | 0
| 7 | 27 | 1 | 0 | 0 | 0 | 0 | 0 | 0 | 0
| 7 | 27 | 2 | 0 | 0 | 0 | 0 | 0 | 0 | 0
| 7 | 27 | 3 | 0 | 0 | 0 | 0 | 0 | 0 | 0
| 7 | 27 | 4 | 0 | 0 | 0 | 0 | 0 | 0 | 0
| 7 | 27 | 5 | 0 | 0 | 0 | 0 | 0 | 0 | 0
| 7 | 27 | 6 | 0 | 0 | 0 | 0 | 0 | 0 | 0
| 7 | 27 | 7 | 3.1864e-05 | 3.0745e-05 | 3.5997e-05 | 2.7865e-05 | 2.8868e-05 | 2.9024e-05 | 3.3831e-05
| 7 | 27 | 8 | 0.00014783 | 0.00014859 | 0.00015251 | 0.00013851 | 0.00014684 | 0.00013601 | 0.00014944
| 7 | 27 | 9 | 0.00030904 | 0.00030076 | 0.00029276 | 0.00031232 | 0.00030895 | 0.00029027 | 0.00029788
| 7 | 27 | 10 | 0.00045352 | 0.00042069 | 0.00044597 | 0.00046768 | 0.00046939 | 0.00043837 | 0.00044622
| 7 | 27 | 11 | 0.00056063 | 0.00054383 | 0.00056115 | 0.00053774 | 0.00057727 | 0.00056511 | 0.00056034
| 7 | 27 | 12 | 0.00063156 | 0.00059834 | 0.00063583 | 0.00061698 | 0.00062474 | 0.00063677 | 0.00063234
| 7 | 27 | 13 | 0.00065963 | 0.00064457 | 0.00063256 | 0.00060972 | 0.00066691 | 0.00066627 | 0.00064409
| 7 | 27 | 14 | 0.00063005 | 0.00065066 | 0.00059786 | 0.00065404 | 0.00063182 | 0.00065143 | 0.00061522
| 7 | 27 | 15 | 0.00057422 | 0.00057512 | 0.00054596 | 0.00057309 | 0.00055818 | 0.00058436 | 0.00055927
| 7 | 27 | 16 | 0.00047392 | 0.00044996 | 0.00045765 | 0.00049362 | 0.00044792 | 0.00048158 | 0.00046399
| 7 | 27 | 17 | 0.00034216 | 0.00034637 | 0.00033459 | 0.00037354 | 0.00036194 | 0.00034917 | 0.000339
| 7 | 27 | 18 | 0.0001953 | 0.00019199 | 0.00018582 | 0.0002124 | 0.00020594 | 0.0001856 | 0.00018911
| 7 | 27 | 19 | 5.6122e-05 | 5.5237e-05 | 5.3612e-05 | 6.1975e-05 | 6.536e-05 | 5.2744e-05 | 5.4454e-05
| 7 | 27 | 20 | 0 | 2.4519e-07 | 0 | 6.2405e-07 | 1.7323e-06 | 0 | 2.6637e-08
| 7 | 27 | 21 | 0 | 0 | 0 | 0 | 0 | 0 | 0
| 7 | 27 | 22 | 0 | 0 | 0 | 0 | 0 | 0 | 0
| 7 | 27 | 23 | 0 | 0 | 0 | 0 | 0 | 0 | 0
| 7 | 27 | 24 | 0 | 0 | 0 | 0 | 0 | 0 | 0
| 7 | 28 | 1 | 0 | 0 | 0 | 0 | 0 | 0 | 0
| 7 | 28 | 2 | 0 | 0 | 0 | 0 | 0 | 0 | 0
| 7 | 28 | 3 | 0 | 0 | 0 | 0 | 0 | 0 | 0
| 7 | 28 | 4 | 0 | 0 | 0 | 0 | 0 | 0 | 0
| 7 | 28 | 5 | 0 | 0 | 0 | 0 | 0 | 0 | 0
| 7 | 28 | 6 | 0 | 0 | 0 | 0 | 0 | 0 | 0
| 7 | 28 | 7 | 3.1864e-05 | 3.0745e-05 | 3.5997e-05 | 2.7865e-05 | 2.8868e-05 | 2.9024e-05 | 3.3831e-05
| 7 | 28 | 8 | 0.00014783 | 0.00014859 | 0.00015251 | 0.00013851 | 0.00014684 | 0.00013601 | 0.00014944
| 7 | 28 | 9 | 0.00030904 | 0.00030076 | 0.00029276 | 0.00031232 | 0.00030895 | 0.00029027 | 0.00029788
| 7 | 28 | 10 | 0.00045352 | 0.00042069 | 0.00044597 | 0.00046768 | 0.00046939 | 0.00043837 | 0.00044622
| 7 | 28 | 11 | 0.00056063 | 0.00054383 | 0.00056115 | 0.00053774 | 0.00057727 | 0.00056511 | 0.00056034
| 7 | 28 | 12 | 0.00063156 | 0.00059834 | 0.00063583 | 0.00061698 | 0.00062474 | 0.00063677 | 0.00063234
| 7 | 28 | 13 | 0.00065963 | 0.00064457 | 0.00063256 | 0.00060972 | 0.00066691 | 0.00066627 | 0.00064409
| 7 | 28 | 14 | 0.00063005 | 0.00065066 | 0.00059786 | 0.00065404 | 0.00063182 | 0.00065143 | 0.00061522
| 7 | 28 | 15 | 0.00057422 | 0.00057512 | 0.00054596 | 0.00057309 | 0.00055818 | 0.00058436 | 0.00055927
| 7 | 28 | 16 | 0.00047392 | 0.00044996 | 0.00045765 | 0.00049362 | 0.00044792 | 0.00048158 | 0.00046399
| 7 | 28 | 17 | 0.00034216 | 0.00034637 | 0.00033459 | 0.00037354 | 0.00036194 | 0.00034917 | 0.000339
| 7 | 28 | 18 | 0.0001953 | 0.00019199 | 0.00018582 | 0.0002124 | 0.00020594 | 0.0001856 | 0.00018911
| 7 | 28 | 19 | 5.6122e-05 | 5.5237e-05 | 5.3612e-05 | 6.1975e-05 | 6.536e-05 | 5.2744e-05 | 5.4454e-05
| 7 | 28 | 20 | 0 | 2.4519e-07 | 0 | 6.2405e-07 | 1.7323e-06 | 0 | 2.6637e-08
| 7 | 28 | 21 | 0 | 0 | 0 | 0 | 0 | 0 | 0
| 7 | 28 | 22 | 0 | 0 | 0 | 0 | 0 | 0 | 0
| 7 | 28 | 23 | 0 | 0 | 0 | 0 | 0 | 0 | 0
| 7 | 28 | 24 | 0 | 0 | 0 | 0 | 0 | 0 | 0
| 7 | 29 | 1 | 0 | 0 | 0 | 0 | 0 | 0 | 0
| 7 | 29 | 2 | 0 | 0 | 0 | 0 | 0 | 0 | 0
| 7 | 29 | 3 | 0 | 0 | 0 | 0 | 0 | 0 | 0
| 7 | 29 | 4 | 0 | 0 | 0 | 0 | 0 | 0 | 0
| 7 | 29 | 5 | 0 | 0 | 0 | 0 | 0 | 0 | 0
| 7 | 29 | 6 | 0 | 0 | 0 | 0 | 0 | 0 | 0
| 7 | 29 | 7 | 3.1864e-05 | 3.0745e-05 | 3.5997e-05 | 2.7865e-05 | 2.8868e-05 | 2.9024e-05 | 3.3831e-05
| 7 | 29 | 8 | 0.00014783 | 0.00014859 | 0.00015251 | 0.00013851 | 0.00014684 | 0.00013601 | 0.00014944
| 7 | 29 | 9 | 0.00030904 | 0.00030076 | 0.00029276 | 0.00031232 | 0.00030895 | 0.00029027 | 0.00029788
| 7 | 29 | 10 | 0.00045352 | 0.00042069 | 0.00044597 | 0.00046768 | 0.00046939 | 0.00043837 | 0.00044622
| 7 | 29 | 11 | 0.00056063 | 0.00054383 | 0.00056115 | 0.00053774 | 0.00057727 | 0.00056511 | 0.00056034
| 7 | 29 | 12 | 0.00063156 | 0.00059834 | 0.00063583 | 0.00061698 | 0.00062474 | 0.00063677 | 0.00063234
| 7 | 29 | 13 | 0.00065963 | 0.00064457 | 0.00063256 | 0.00060972 | 0.00066691 | 0.00066627 | 0.00064409
| 7 | 29 | 14 | 0.00063005 | 0.00065066 | 0.00059786 | 0.00065404 | 0.00063182 | 0.00065143 | 0.00061522
| 7 | 29 | 15 | 0.00057422 | 0.00057512 | 0.00054596 | 0.00057309 | 0.00055818 | 0.00058436 | 0.00055927
| 7 | 29 | 16 | 0.00047392 | 0.00044996 | 0.00045765 | 0.00049362 | 0.00044792 | 0.00048158 | 0.00046399
| 7 | 29 | 17 | 0.00034216 | 0.00034637 | 0.00033459 | 0.00037354 | 0.00036194 | 0.00034917 | 0.000339
| 7 | 29 | 18 | 0.0001953 | 0.00019199 | 0.00018582 | 0.0002124 | 0.00020594 | 0.0001856 | 0.00018911
| 7 | 29 | 19 | 5.6122e-05 | 5.5237e-05 | 5.3612e-05 | 6.1975e-05 | 6.536e-05 | 5.2744e-05 | 5.4454e-05
| 7 | 29 | 20 | 0 | 2.4519e-07 | 0 | 6.2405e-07 | 1.7323e-06 | 0 | 2.6637e-08
| 7 | 29 | 21 | 0 | 0 | 0 | 0 | 0 | 0 | 0
| 7 | 29 | 22 | 0 | 0 | 0 | 0 | 0 | 0 | 0
| 7 | 29 | 23 | 0 | 0 | 0 | 0 | 0 | 0 | 0
| 7 | 29 | 24 | 0 | 0 | 0 | 0 | 0 | 0 | 0
| 7 | 30 | 1 | 0 | 0 | 0 | 0 | 0 | 0 | 0
| 7 | 30 | 2 | 0 | 0 | 0 | 0 | 0 | 0 | 0
| 7 | 30 | 3 | 0 | 0 | 0 | 0 | 0 | 0 | 0
| 7 | 30 | 4 | 0 | 0 | 0 | 0 | 0 | 0 | 0
| 7 | 30 | 5 | 0 | 0 | 0 | 0 | 0 | 0 | 0
| 7 | 30 | 6 | 0 | 0 | 0 | 0 | 0 | 0 | 0
| 7 | 30 | 7 | 3.1864e-05 | 3.0745e-05 | 3.5997e-05 | 2.7865e-05 | 2.8868e-05 | 2.9024e-05 | 3.3831e-05
| 7 | 30 | 8 | 0.00014783 | 0.00014859 | 0.00015251 | 0.00013851 | 0.00014684 | 0.00013601 | 0.00014944
| 7 | 30 | 9 | 0.00030904 | 0.00030076 | 0.00029276 | 0.00031232 | 0.00030895 | 0.00029027 | 0.00029788
| 7 | 30 | 10 | 0.00045352 | 0.00042069 | 0.00044597 | 0.00046768 | 0.00046939 | 0.00043837 | 0.00044622
| 7 | 30 | 11 | 0.00056063 | 0.00054383 | 0.00056115 | 0.00053774 | 0.00057727 | 0.00056511 | 0.00056034
| 7 | 30 | 12 | 0.00063156 | 0.00059834 | 0.00063583 | 0.00061698 | 0.00062474 | 0.00063677 | 0.00063234
| 7 | 30 | 13 | 0.00065963 | 0.00064457 | 0.00063256 | 0.00060972 | 0.00066691 | 0.00066627 | 0.00064409
| 7 | 30 | 14 | 0.00063005 | 0.00065066 | 0.00059786 | 0.00065404 | 0.00063182 | 0.00065143 | 0.00061522
| 7 | 30 | 15 | 0.00057422 | 0.00057512 | 0.00054596 | 0.00057309 | 0.00055818 | 0.00058436 | 0.00055927
| 7 | 30 | 16 | 0.00047392 | 0.00044996 | 0.00045765 | 0.00049362 | 0.00044792 | 0.00048158 | 0.00046399
| 7 | 30 | 17 | 0.00034216 | 0.00034637 | 0.00033459 | 0.00037354 | 0.00036194 | 0.00034917 | 0.000339
| 7 | 30 | 18 | 0.0001953 | 0.00019199 | 0.00018582 | 0.0002124 | 0.00020594 | 0.0001856 | 0.00018911
| 7 | 30 | 19 | 5.6122e-05 | 5.5237e-05 | 5.3612e-05 | 6.1975e-05 | 6.536e-05 | 5.2744e-05 | 5.4454e-05
| 7 | 30 | 20 | 0 | 2.4519e-07 | 0 | 6.2405e-07 | 1.7323e-06 | 0 | 2.6637e-08
| 7 | 30 | 21 | 0 | 0 | 0 | 0 | 0 | 0 | 0
| 7 | 30 | 22 | 0 | 0 | 0 | 0 | 0 | 0 | 0
| 7 | 30 | 23 | 0 | 0 | 0 | 0 | 0 | 0 | 0
| 7 | 30 | 24 | 0 | 0 | 0 | 0 | 0 | 0 | 0
| 7 | 31 | 1 | 0 | 0 | 0 | 0 | 0 | 0 | 0
| 7 | 31 | 2 | 0 | 0 | 0 | 0 | 0 | 0 | 0
| 7 | 31 | 3 | 0 | 0 | 0 | 0 | 0 | 0 | 0
| 7 | 31 | 4 | 0 | 0 | 0 | 0 | 0 | 0 | 0
| 7 | 31 | 5 | 0 | 0 | 0 | 0 | 0 | 0 | 0
| 7 | 31 | 6 | 0 | 0 | 0 | 0 | 0 | 0 | 0
| 7 | 31 | 7 | 3.1864e-05 | 3.0745e-05 | 3.5997e-05 | 2.7865e-05 | 2.8868e-05 | 2.9024e-05 | 3.3831e-05
| 7 | 31 | 8 | 0.00014783 | 0.00014859 | 0.00015251 | 0.00013851 | 0.00014684 | 0.00013601 | 0.00014944
| 7 | 31 | 9 | 0.00030904 | 0.00030076 | 0.00029276 | 0.00031232 | 0.00030895 | 0.00029027 | 0.00029788
| 7 | 31 | 10 | 0.00045352 | 0.00042069 | 0.00044597 | 0.00046768 | 0.00046939 | 0.00043837 | 0.00044622
| 7 | 31 | 11 | 0.00056063 | 0.00054383 | 0.00056115 | 0.00053774 | 0.00057727 | 0.00056511 | 0.00056034
| 7 | 31 | 12 | 0.00063156 | 0.00059834 | 0.00063583 | 0.00061698 | 0.00062474 | 0.00063677 | 0.00063234
| 7 | 31 | 13 | 0.00065963 | 0.00064457 | 0.00063256 | 0.00060972 | 0.00066691 | 0.00066627 | 0.00064409
| 7 | 31 | 14 | 0.00063005 | 0.00065066 | 0.00059786 | 0.00065404 | 0.00063182 | 0.00065143 | 0.00061522
| 7 | 31 | 15 | 0.00057422 | 0.00057512 | 0.00054596 | 0.00057309 | 0.00055818 | 0.00058436 | 0.00055927
| 7 | 31 | 16 | 0.00047392 | 0.00044996 | 0.00045765 | 0.00049362 | 0.00044792 | 0.00048158 | 0.00046399
| 7 | 31 | 17 | 0.00034216 | 0.00034637 | 0.00033459 | 0.00037354 | 0.00036194 | 0.00034917 | 0.000339
| 7 | 31 | 18 | 0.0001953 | 0.00019199 | 0.00018582 | 0.0002124 | 0.00020594 | 0.0001856 | 0.00018911
| 7 | 31 | 19 | 5.6122e-05 | 5.5237e-05 | 5.3612e-05 | 6.1975e-05 | 6.536e-05 | 5.2744e-05 | 5.4454e-05
| 7 | 31 | 20 | 0 | 2.4519e-07 | 0 | 6.2405e-07 | 1.7323e-06 | 0 | 2.6637e-08
| 7 | 31 | 21 | 0 | 0 | 0 | 0 | 0 | 0 | 0
| 7 | 31 | 22 | 0 | 0 | 0 | 0 | 0 | 0 | 0
| 7 | 31 | 23 | 0 | 0 | 0 | 0 | 0 | 0 | 0
| 7 | 31 | 24 | 0 | 0 | 0 | 0 | 0 | 0 | 0
| 8 | 1 | 1 | 0 | 0 | 0 | 0 | 0 | 0 | 0
| 8 | 1 | 2 | 0 | 0 | 0 | 0 | 0 | 0 | 0
| 8 | 1 | 3 | 0 | 0 | 0 | 0 | 0 | 0 | 0
| 8 | 1 | 4 | 0 | 0 | 0 | 0 | 0 | 0 | 0
| 8 | 1 | 5 | 0 | 0 | 0 | 0 | 0 | 0 | 0
| 8 | 1 | 6 | 0 | 0 | 0 | 0 | 0 | 0 | 0
| 8 | 1 | 7 | 1.8281e-05 | 2.167e-05 | 2.0036e-05 | 1.628e-05 | 1.3036e-05 | 1.7497e-05 | 1.9356e-05
| 8 | 1 | 8 | 0.00014293 | 0.00014565 | 0.00014248 | 0.00013969 | 0.00012569 | 0.00013776 | 0.00014229
| 8 | 1 | 9 | 0.00031795 | 0.00030199 | 0.00030772 | 0.00031906 | 0.00029211 | 0.00030526 | 0.00031008
| 8 | 1 | 10 | 0.00047438 | 0.00046458 | 0.00047886 | 0.00046457 | 0.00045583 | 0.00046231 | 0.00047513
| 8 | 1 | 11 | 0.00058681 | 0.00056622 | 0.00058274 | 0.0005631 | 0.0005446 | 0.00056232 | 0.00058091
| 8 | 1 | 12 | 0.00064216 | 0.00065167 | 0.00064191 | 0.0006292 | 0.00062242 | 0.00061405 | 0.00064003
| 8 | 1 | 13 | 0.00068081 | 0.00063857 | 0.00064834 | 0.00066255 | 0.0006465 | 0.00064305 | 0.00065672
| 8 | 1 | 14 | 0.00064758 | 0.00063668 | 0.00062248 | 0.00063717 | 0.0006339 | 0.0006272 | 0.00063108
| 8 | 1 | 15 | 0.00060301 | 0.00059354 | 0.00054261 | 0.00055788 | 0.00055025 | 0.00058047 | 0.00056637
| 8 | 1 | 16 | 0.00048334 | 0.00046032 | 0.00046408 | 0.00046557 | 0.00045314 | 0.00048548 | 0.00047118
| 8 | 1 | 17 | 0.00034712 | 0.00032564 | 0.00031338 | 0.00031616 | 0.00032447 | 0.00034903 | 0.00032696
| 8 | 1 | 18 | 0.00018072 | 0.00016757 | 0.00015083 | 0.00017451 | 0.000176 | 0.00016709 | 0.00016205
| 8 | 1 | 19 | 3.7891e-05 | 3.6422e-05 | 3.2437e-05 | 3.7669e-05 | 4.418e-05 | 3.5964e-05 | 3.4633e-05
| 8 | 1 | 20 | 0 | 0 | 0 | 0 | 0 | 0 | 0
| 8 | 1 | 21 | 0 | 0 | 0 | 0 | 0 | 0 | 0
| 8 | 1 | 22 | 0 | 0 | 0 | 0 | 0 | 0 | 0
| 8 | 1 | 23 | 0 | 0 | 0 | 0 | 0 | 0 | 0
| 8 | 1 | 24 | 0 | 0 | 0 | 0 | 0 | 0 | 0
| 8 | 2 | 1 | 0 | 0 | 0 | 0 | 0 | 0 | 0
| 8 | 2 | 2 | 0 | 0 | 0 | 0 | 0 | 0 | 0
| 8 | 2 | 3 | 0 | 0 | 0 | 0 | 0 | 0 | 0
| 8 | 2 | 4 | 0 | 0 | 0 | 0 | 0 | 0 | 0
| 8 | 2 | 5 | 0 | 0 | 0 | 0 | 0 | 0 | 0
| 8 | 2 | 6 | 0 | 0 | 0 | 0 | 0 | 0 | 0
| 8 | 2 | 7 | 1.8281e-05 | 2.167e-05 | 2.0036e-05 | 1.628e-05 | 1.3036e-05 | 1.7497e-05 | 1.9356e-05
| 8 | 2 | 8 | 0.00014293 | 0.00014565 | 0.00014248 | 0.00013969 | 0.00012569 | 0.00013776 | 0.00014229
| 8 | 2 | 9 | 0.00031795 | 0.00030199 | 0.00030772 | 0.00031906 | 0.00029211 | 0.00030526 | 0.00031008
| 8 | 2 | 10 | 0.00047438 | 0.00046458 | 0.00047886 | 0.00046457 | 0.00045583 | 0.00046231 | 0.00047513
| 8 | 2 | 11 | 0.00058681 | 0.00056622 | 0.00058274 | 0.0005631 | 0.0005446 | 0.00056232 | 0.00058091
| 8 | 2 | 12 | 0.00064216 | 0.00065167 | 0.00064191 | 0.0006292 | 0.00062242 | 0.00061405 | 0.00064003
| 8 | 2 | 13 | 0.00068081 | 0.00063857 | 0.00064834 | 0.00066255 | 0.0006465 | 0.00064305 | 0.00065672
| 8 | 2 | 14 | 0.00064758 | 0.00063668 | 0.00062248 | 0.00063717 | 0.0006339 | 0.0006272 | 0.00063108
| 8 | 2 | 15 | 0.00060301 | 0.00059354 | 0.00054261 | 0.00055788 | 0.00055025 | 0.00058047 | 0.00056637
| 8 | 2 | 16 | 0.00048334 | 0.00046032 | 0.00046408 | 0.00046557 | 0.00045314 | 0.00048548 | 0.00047118
| 8 | 2 | 17 | 0.00034712 | 0.00032564 | 0.00031338 | 0.00031616 | 0.00032447 | 0.00034903 | 0.00032696
| 8 | 2 | 18 | 0.00018072 | 0.00016757 | 0.00015083 | 0.00017451 | 0.000176 | 0.00016709 | 0.00016205
| 8 | 2 | 19 | 3.7891e-05 | 3.6422e-05 | 3.2437e-05 | 3.7669e-05 | 4.418e-05 | 3.5964e-05 | 3.4633e-05
| 8 | 2 | 20 | 0 | 0 | 0 | 0 | 0 | 0 | 0
| 8 | 2 | 21 | 0 | 0 | 0 | 0 | 0 | 0 | 0
| 8 | 2 | 22 | 0 | 0 | 0 | 0 | 0 | 0 | 0
| 8 | 2 | 23 | 0 | 0 | 0 | 0 | 0 | 0 | 0
| 8 | 2 | 24 | 0 | 0 | 0 | 0 | 0 | 0 | 0
| 8 | 3 | 1 | 0 | 0 | 0 | 0 | 0 | 0 | 0
| 8 | 3 | 2 | 0 | 0 | 0 | 0 | 0 | 0 | 0
| 8 | 3 | 3 | 0 | 0 | 0 | 0 | 0 | 0 | 0
| 8 | 3 | 4 | 0 | 0 | 0 | 0 | 0 | 0 | 0
| 8 | 3 | 5 | 0 | 0 | 0 | 0 | 0 | 0 | 0
| 8 | 3 | 6 | 0 | 0 | 0 | 0 | 0 | 0 | 0
| 8 | 3 | 7 | 1.8281e-05 | 2.167e-05 | 2.0036e-05 | 1.628e-05 | 1.3036e-05 | 1.7497e-05 | 1.9356e-05
| 8 | 3 | 8 | 0.00014293 | 0.00014565 | 0.00014248 | 0.00013969 | 0.00012569 | 0.00013776 | 0.00014229
| 8 | 3 | 9 | 0.00031795 | 0.00030199 | 0.00030772 | 0.00031906 | 0.00029211 | 0.00030526 | 0.00031008
| 8 | 3 | 10 | 0.00047438 | 0.00046458 | 0.00047886 | 0.00046457 | 0.00045583 | 0.00046231 | 0.00047513
| 8 | 3 | 11 | 0.00058681 | 0.00056622 | 0.00058274 | 0.0005631 | 0.0005446 | 0.00056232 | 0.00058091
| 8 | 3 | 12 | 0.00064216 | 0.00065167 | 0.00064191 | 0.0006292 | 0.00062242 | 0.00061405 | 0.00064003
| 8 | 3 | 13 | 0.00068081 | 0.00063857 | 0.00064834 | 0.00066255 | 0.0006465 | 0.00064305 | 0.00065672
| 8 | 3 | 14 | 0.00064758 | 0.00063668 | 0.00062248 | 0.00063717 | 0.0006339 | 0.0006272 | 0.00063108
| 8 | 3 | 15 | 0.00060301 | 0.00059354 | 0.00054261 | 0.00055788 | 0.00055025 | 0.00058047 | 0.00056637
| 8 | 3 | 16 | 0.00048334 | 0.00046032 | 0.00046408 | 0.00046557 | 0.00045314 | 0.00048548 | 0.00047118
| 8 | 3 | 17 | 0.00034712 | 0.00032564 | 0.00031338 | 0.00031616 | 0.00032447 | 0.00034903 | 0.00032696
| 8 | 3 | 18 | 0.00018072 | 0.00016757 | 0.00015083 | 0.00017451 | 0.000176 | 0.00016709 | 0.00016205
| 8 | 3 | 19 | 3.7891e-05 | 3.6422e-05 | 3.2437e-05 | 3.7669e-05 | 4.418e-05 | 3.5964e-05 | 3.4633e-05
| 8 | 3 | 20 | 0 | 0 | 0 | 0 | 0 | 0 | 0
| 8 | 3 | 21 | 0 | 0 | 0 | 0 | 0 | 0 | 0
| 8 | 3 | 22 | 0 | 0 | 0 | 0 | 0 | 0 | 0
| 8 | 3 | 23 | 0 | 0 | 0 | 0 | 0 | 0 | 0
| 8 | 3 | 24 | 0 | 0 | 0 | 0 | 0 | 0 | 0
| 8 | 4 | 1 | 0 | 0 | 0 | 0 | 0 | 0 | 0
| 8 | 4 | 2 | 0 | 0 | 0 | 0 | 0 | 0 | 0
| 8 | 4 | 3 | 0 | 0 | 0 | 0 | 0 | 0 | 0
| 8 | 4 | 4 | 0 | 0 | 0 | 0 | 0 | 0 | 0
| 8 | 4 | 5 | 0 | 0 | 0 | 0 | 0 | 0 | 0
| 8 | 4 | 6 | 0 | 0 | 0 | 0 | 0 | 0 | 0
| 8 | 4 | 7 | 1.8281e-05 | 2.167e-05 | 2.0036e-05 | 1.628e-05 | 1.3036e-05 | 1.7497e-05 | 1.9356e-05
| 8 | 4 | 8 | 0.00014293 | 0.00014565 | 0.00014248 | 0.00013969 | 0.00012569 | 0.00013776 | 0.00014229
| 8 | 4 | 9 | 0.00031795 | 0.00030199 | 0.00030772 | 0.00031906 | 0.00029211 | 0.00030526 | 0.00031008
| 8 | 4 | 10 | 0.00047438 | 0.00046458 | 0.00047886 | 0.00046457 | 0.00045583 | 0.00046231 | 0.00047513
| 8 | 4 | 11 | 0.00058681 | 0.00056622 | 0.00058274 | 0.0005631 | 0.0005446 | 0.00056232 | 0.00058091
| 8 | 4 | 12 | 0.00064216 | 0.00065167 | 0.00064191 | 0.0006292 | 0.00062242 | 0.00061405 | 0.00064003
| 8 | 4 | 13 | 0.00068081 | 0.00063857 | 0.00064834 | 0.00066255 | 0.0006465 | 0.00064305 | 0.00065672
| 8 | 4 | 14 | 0.00064758 | 0.00063668 | 0.00062248 | 0.00063717 | 0.0006339 | 0.0006272 | 0.00063108
| 8 | 4 | 15 | 0.00060301 | 0.00059354 | 0.00054261 | 0.00055788 | 0.00055025 | 0.00058047 | 0.00056637
| 8 | 4 | 16 | 0.00048334 | 0.00046032 | 0.00046408 | 0.00046557 | 0.00045314 | 0.00048548 | 0.00047118
| 8 | 4 | 17 | 0.00034712 | 0.00032564 | 0.00031338 | 0.00031616 | 0.00032447 | 0.00034903 | 0.00032696
| 8 | 4 | 18 | 0.00018072 | 0.00016757 | 0.00015083 | 0.00017451 | 0.000176 | 0.00016709 | 0.00016205
| 8 | 4 | 19 | 3.7891e-05 | 3.6422e-05 | 3.2437e-05 | 3.7669e-05 | 4.418e-05 | 3.5964e-05 | 3.4633e-05
| 8 | 4 | 20 | 0 | 0 | 0 | 0 | 0 | 0 | 0
| 8 | 4 | 21 | 0 | 0 | 0 | 0 | 0 | 0 | 0
| 8 | 4 | 22 | 0 | 0 | 0 | 0 | 0 | 0 | 0
| 8 | 4 | 23 | 0 | 0 | 0 | 0 | 0 | 0 | 0
| 8 | 4 | 24 | 0 | 0 | 0 | 0 | 0 | 0 | 0
| 8 | 5 | 1 | 0 | 0 | 0 | 0 | 0 | 0 | 0
| 8 | 5 | 2 | 0 | 0 | 0 | 0 | 0 | 0 | 0
| 8 | 5 | 3 | 0 | 0 | 0 | 0 | 0 | 0 | 0
| 8 | 5 | 4 | 0 | 0 | 0 | 0 | 0 | 0 | 0
| 8 | 5 | 5 | 0 | 0 | 0 | 0 | 0 | 0 | 0
| 8 | 5 | 6 | 0 | 0 | 0 | 0 | 0 | 0 | 0
| 8 | 5 | 7 | 1.8281e-05 | 2.167e-05 | 2.0036e-05 | 1.628e-05 | 1.3036e-05 | 1.7497e-05 | 1.9356e-05
| 8 | 5 | 8 | 0.00014293 | 0.00014565 | 0.00014248 | 0.00013969 | 0.00012569 | 0.00013776 | 0.00014229
| 8 | 5 | 9 | 0.00031795 | 0.00030199 | 0.00030772 | 0.00031906 | 0.00029211 | 0.00030526 | 0.00031008
| 8 | 5 | 10 | 0.00047438 | 0.00046458 | 0.00047886 | 0.00046457 | 0.00045583 | 0.00046231 | 0.00047513
| 8 | 5 | 11 | 0.00058681 | 0.00056622 | 0.00058274 | 0.0005631 | 0.0005446 | 0.00056232 | 0.00058091
| 8 | 5 | 12 | 0.00064216 | 0.00065167 | 0.00064191 | 0.0006292 | 0.00062242 | 0.00061405 | 0.00064003
| 8 | 5 | 13 | 0.00068081 | 0.00063857 | 0.00064834 | 0.00066255 | 0.0006465 | 0.00064305 | 0.00065672
| 8 | 5 | 14 | 0.00064758 | 0.00063668 | 0.00062248 | 0.00063717 | 0.0006339 | 0.0006272 | 0.00063108
| 8 | 5 | 15 | 0.00060301 | 0.00059354 | 0.00054261 | 0.00055788 | 0.00055025 | 0.00058047 | 0.00056637
| 8 | 5 | 16 | 0.00048334 | 0.00046032 | 0.00046408 | 0.00046557 | 0.00045314 | 0.00048548 | 0.00047118
| 8 | 5 | 17 | 0.00034712 | 0.00032564 | 0.00031338 | 0.00031616 | 0.00032447 | 0.00034903 | 0.00032696
| 8 | 5 | 18 | 0.00018072 | 0.00016757 | 0.00015083 | 0.00017451 | 0.000176 | 0.00016709 | 0.00016205
| 8 | 5 | 19 | 3.7891e-05 | 3.6422e-05 | 3.2437e-05 | 3.7669e-05 | 4.418e-05 | 3.5964e-05 | 3.4633e-05
| 8 | 5 | 20 | 0 | 0 | 0 | 0 | 0 | 0 | 0
| 8 | 5 | 21 | 0 | 0 | 0 | 0 | 0 | 0 | 0
| 8 | 5 | 22 | 0 | 0 | 0 | 0 | 0 | 0 | 0
| 8 | 5 | 23 | 0 | 0 | 0 | 0 | 0 | 0 | 0
| 8 | 5 | 24 | 0 | 0 | 0 | 0 | 0 | 0 | 0
| 8 | 6 | 1 | 0 | 0 | 0 | 0 | 0 | 0 | 0
| 8 | 6 | 2 | 0 | 0 | 0 | 0 | 0 | 0 | 0
| 8 | 6 | 3 | 0 | 0 | 0 | 0 | 0 | 0 | 0
| 8 | 6 | 4 | 0 | 0 | 0 | 0 | 0 | 0 | 0
| 8 | 6 | 5 | 0 | 0 | 0 | 0 | 0 | 0 | 0
| 8 | 6 | 6 | 0 | 0 | 0 | 0 | 0 | 0 | 0
| 8 | 6 | 7 | 1.8281e-05 | 2.167e-05 | 2.0036e-05 | 1.628e-05 | 1.3036e-05 | 1.7497e-05 | 1.9356e-05
| 8 | 6 | 8 | 0.00014293 | 0.00014565 | 0.00014248 | 0.00013969 | 0.00012569 | 0.00013776 | 0.00014229
| 8 | 6 | 9 | 0.00031795 | 0.00030199 | 0.00030772 | 0.00031906 | 0.00029211 | 0.00030526 | 0.00031008
| 8 | 6 | 10 | 0.00047438 | 0.00046458 | 0.00047886 | 0.00046457 | 0.00045583 | 0.00046231 | 0.00047513
| 8 | 6 | 11 | 0.00058681 | 0.00056622 | 0.00058274 | 0.0005631 | 0.0005446 | 0.00056232 | 0.00058091
| 8 | 6 | 12 | 0.00064216 | 0.00065167 | 0.00064191 | 0.0006292 | 0.00062242 | 0.00061405 | 0.00064003
| 8 | 6 | 13 | 0.00068081 | 0.00063857 | 0.00064834 | 0.00066255 | 0.0006465 | 0.00064305 | 0.00065672
| 8 | 6 | 14 | 0.00064758 | 0.00063668 | 0.00062248 | 0.00063717 | 0.0006339 | 0.0006272 | 0.00063108
| 8 | 6 | 15 | 0.00060301 | 0.00059354 | 0.00054261 | 0.00055788 | 0.00055025 | 0.00058047 | 0.00056637
| 8 | 6 | 16 | 0.00048334 | 0.00046032 | 0.00046408 | 0.00046557 | 0.00045314 | 0.00048548 | 0.00047118
| 8 | 6 | 17 | 0.00034712 | 0.00032564 | 0.00031338 | 0.00031616 | 0.00032447 | 0.00034903 | 0.00032696
| 8 | 6 | 18 | 0.00018072 | 0.00016757 | 0.00015083 | 0.00017451 | 0.000176 | 0.00016709 | 0.00016205
| 8 | 6 | 19 | 3.7891e-05 | 3.6422e-05 | 3.2437e-05 | 3.7669e-05 | 4.418e-05 | 3.5964e-05 | 3.4633e-05
| 8 | 6 | 20 | 0 | 0 | 0 | 0 | 0 | 0 | 0
| 8 | 6 | 21 | 0 | 0 | 0 | 0 | 0 | 0 | 0
| 8 | 6 | 22 | 0 | 0 | 0 | 0 | 0 | 0 | 0
| 8 | 6 | 23 | 0 | 0 | 0 | 0 | 0 | 0 | 0
| 8 | 6 | 24 | 0 | 0 | 0 | 0 | 0 | 0 | 0
| 8 | 7 | 1 | 0 | 0 | 0 | 0 | 0 | 0 | 0
| 8 | 7 | 2 | 0 | 0 | 0 | 0 | 0 | 0 | 0
| 8 | 7 | 3 | 0 | 0 | 0 | 0 | 0 | 0 | 0
| 8 | 7 | 4 | 0 | 0 | 0 | 0 | 0 | 0 | 0
| 8 | 7 | 5 | 0 | 0 | 0 | 0 | 0 | 0 | 0
| 8 | 7 | 6 | 0 | 0 | 0 | 0 | 0 | 0 | 0
| 8 | 7 | 7 | 1.8281e-05 | 2.167e-05 | 2.0036e-05 | 1.628e-05 | 1.3036e-05 | 1.7497e-05 | 1.9356e-05
| 8 | 7 | 8 | 0.00014293 | 0.00014565 | 0.00014248 | 0.00013969 | 0.00012569 | 0.00013776 | 0.00014229
| 8 | 7 | 9 | 0.00031795 | 0.00030199 | 0.00030772 | 0.00031906 | 0.00029211 | 0.00030526 | 0.00031008
| 8 | 7 | 10 | 0.00047438 | 0.00046458 | 0.00047886 | 0.00046457 | 0.00045583 | 0.00046231 | 0.00047513
| 8 | 7 | 11 | 0.00058681 | 0.00056622 | 0.00058274 | 0.0005631 | 0.0005446 | 0.00056232 | 0.00058091
| 8 | 7 | 12 | 0.00064216 | 0.00065167 | 0.00064191 | 0.0006292 | 0.00062242 | 0.00061405 | 0.00064003
| 8 | 7 | 13 | 0.00068081 | 0.00063857 | 0.00064834 | 0.00066255 | 0.0006465 | 0.00064305 | 0.00065672
| 8 | 7 | 14 | 0.00064758 | 0.00063668 | 0.00062248 | 0.00063717 | 0.0006339 | 0.0006272 | 0.00063108
| 8 | 7 | 15 | 0.00060301 | 0.00059354 | 0.00054261 | 0.00055788 | 0.00055025 | 0.00058047 | 0.00056637
| 8 | 7 | 16 | 0.00048334 | 0.00046032 | 0.00046408 | 0.00046557 | 0.00045314 | 0.00048548 | 0.00047118
| 8 | 7 | 17 | 0.00034712 | 0.00032564 | 0.00031338 | 0.00031616 | 0.00032447 | 0.00034903 | 0.00032696
| 8 | 7 | 18 | 0.00018072 | 0.00016757 | 0.00015083 | 0.00017451 | 0.000176 | 0.00016709 | 0.00016205
| 8 | 7 | 19 | 3.7891e-05 | 3.6422e-05 | 3.2437e-05 | 3.7669e-05 | 4.418e-05 | 3.5964e-05 | 3.4633e-05
| 8 | 7 | 20 | 0 | 0 | 0 | 0 | 0 | 0 | 0
| 8 | 7 | 21 | 0 | 0 | 0 | 0 | 0 | 0 | 0
| 8 | 7 | 22 | 0 | 0 | 0 | 0 | 0 | 0 | 0
| 8 | 7 | 23 | 0 | 0 | 0 | 0 | 0 | 0 | 0
| 8 | 7 | 24 | 0 | 0 | 0 | 0 | 0 | 0 | 0
| 8 | 8 | 1 | 0 | 0 | 0 | 0 | 0 | 0 | 0
| 8 | 8 | 2 | 0 | 0 | 0 | 0 | 0 | 0 | 0
| 8 | 8 | 3 | 0 | 0 | 0 | 0 | 0 | 0 | 0
| 8 | 8 | 4 | 0 | 0 | 0 | 0 | 0 | 0 | 0
| 8 | 8 | 5 | 0 | 0 | 0 | 0 | 0 | 0 | 0
| 8 | 8 | 6 | 0 | 0 | 0 | 0 | 0 | 0 | 0
| 8 | 8 | 7 | 1.8281e-05 | 2.167e-05 | 2.0036e-05 | 1.628e-05 | 1.3036e-05 | 1.7497e-05 | 1.9356e-05
| 8 | 8 | 8 | 0.00014293 | 0.00014565 | 0.00014248 | 0.00013969 | 0.00012569 | 0.00013776 | 0.00014229
| 8 | 8 | 9 | 0.00031795 | 0.00030199 | 0.00030772 | 0.00031906 | 0.00029211 | 0.00030526 | 0.00031008
| 8 | 8 | 10 | 0.00047438 | 0.00046458 | 0.00047886 | 0.00046457 | 0.00045583 | 0.00046231 | 0.00047513
| 8 | 8 | 11 | 0.00058681 | 0.00056622 | 0.00058274 | 0.0005631 | 0.0005446 | 0.00056232 | 0.00058091
| 8 | 8 | 12 | 0.00064216 | 0.00065167 | 0.00064191 | 0.0006292 | 0.00062242 | 0.00061405 | 0.00064003
| 8 | 8 | 13 | 0.00068081 | 0.00063857 | 0.00064834 | 0.00066255 | 0.0006465 | 0.00064305 | 0.00065672
| 8 | 8 | 14 | 0.00064758 | 0.00063668 | 0.00062248 | 0.00063717 | 0.0006339 | 0.0006272 | 0.00063108
| 8 | 8 | 15 | 0.00060301 | 0.00059354 | 0.00054261 | 0.00055788 | 0.00055025 | 0.00058047 | 0.00056637
| 8 | 8 | 16 | 0.00048334 | 0.00046032 | 0.00046408 | 0.00046557 | 0.00045314 | 0.00048548 | 0.00047118
| 8 | 8 | 17 | 0.00034712 | 0.00032564 | 0.00031338 | 0.00031616 | 0.00032447 | 0.00034903 | 0.00032696
| 8 | 8 | 18 | 0.00018072 | 0.00016757 | 0.00015083 | 0.00017451 | 0.000176 | 0.00016709 | 0.00016205
| 8 | 8 | 19 | 3.7891e-05 | 3.6422e-05 | 3.2437e-05 | 3.7669e-05 | 4.418e-05 | 3.5964e-05 | 3.4633e-05
| 8 | 8 | 20 | 0 | 0 | 0 | 0 | 0 | 0 | 0
| 8 | 8 | 21 | 0 | 0 | 0 | 0 | 0 | 0 | 0
| 8 | 8 | 22 | 0 | 0 | 0 | 0 | 0 | 0 | 0
| 8 | 8 | 23 | 0 | 0 | 0 | 0 | 0 | 0 | 0
| 8 | 8 | 24 | 0 | 0 | 0 | 0 | 0 | 0 | 0
| 8 | 9 | 1 | 0 | 0 | 0 | 0 | 0 | 0 | 0
| 8 | 9 | 2 | 0 | 0 | 0 | 0 | 0 | 0 | 0
| 8 | 9 | 3 | 0 | 0 | 0 | 0 | 0 | 0 | 0
| 8 | 9 | 4 | 0 | 0 | 0 | 0 | 0 | 0 | 0
| 8 | 9 | 5 | 0 | 0 | 0 | 0 | 0 | 0 | 0
| 8 | 9 | 6 | 0 | 0 | 0 | 0 | 0 | 0 | 0
| 8 | 9 | 7 | 1.8281e-05 | 2.167e-05 | 2.0036e-05 | 1.628e-05 | 1.3036e-05 | 1.7497e-05 | 1.9356e-05
| 8 | 9 | 8 | 0.00014293 | 0.00014565 | 0.00014248 | 0.00013969 | 0.00012569 | 0.00013776 | 0.00014229
| 8 | 9 | 9 | 0.00031795 | 0.00030199 | 0.00030772 | 0.00031906 | 0.00029211 | 0.00030526 | 0.00031008
| 8 | 9 | 10 | 0.00047438 | 0.00046458 | 0.00047886 | 0.00046457 | 0.00045583 | 0.00046231 | 0.00047513
| 8 | 9 | 11 | 0.00058681 | 0.00056622 | 0.00058274 | 0.0005631 | 0.0005446 | 0.00056232 | 0.00058091
| 8 | 9 | 12 | 0.00064216 | 0.00065167 | 0.00064191 | 0.0006292 | 0.00062242 | 0.00061405 | 0.00064003
| 8 | 9 | 13 | 0.00068081 | 0.00063857 | 0.00064834 | 0.00066255 | 0.0006465 | 0.00064305 | 0.00065672
| 8 | 9 | 14 | 0.00064758 | 0.00063668 | 0.00062248 | 0.00063717 | 0.0006339 | 0.0006272 | 0.00063108
| 8 | 9 | 15 | 0.00060301 | 0.00059354 | 0.00054261 | 0.00055788 | 0.00055025 | 0.00058047 | 0.00056637
| 8 | 9 | 16 | 0.00048334 | 0.00046032 | 0.00046408 | 0.00046557 | 0.00045314 | 0.00048548 | 0.00047118
| 8 | 9 | 17 | 0.00034712 | 0.00032564 | 0.00031338 | 0.00031616 | 0.00032447 | 0.00034903 | 0.00032696
| 8 | 9 | 18 | 0.00018072 | 0.00016757 | 0.00015083 | 0.00017451 | 0.000176 | 0.00016709 | 0.00016205
| 8 | 9 | 19 | 3.7891e-05 | 3.6422e-05 | 3.2437e-05 | 3.7669e-05 | 4.418e-05 | 3.5964e-05 | 3.4633e-05
| 8 | 9 | 20 | 0 | 0 | 0 | 0 | 0 | 0 | 0
| 8 | 9 | 21 | 0 | 0 | 0 | 0 | 0 | 0 | 0
| 8 | 9 | 22 | 0 | 0 | 0 | 0 | 0 | 0 | 0
| 8 | 9 | 23 | 0 | 0 | 0 | 0 | 0 | 0 | 0
| 8 | 9 | 24 | 0 | 0 | 0 | 0 | 0 | 0 | 0
| 8 | 10 | 1 | 0 | 0 | 0 | 0 | 0 | 0 | 0
| 8 | 10 | 2 | 0 | 0 | 0 | 0 | 0 | 0 | 0
| 8 | 10 | 3 | 0 | 0 | 0 | 0 | 0 | 0 | 0
| 8 | 10 | 4 | 0 | 0 | 0 | 0 | 0 | 0 | 0
| 8 | 10 | 5 | 0 | 0 | 0 | 0 | 0 | 0 | 0
| 8 | 10 | 6 | 0 | 0 | 0 | 0 | 0 | 0 | 0
| 8 | 10 | 7 | 1.8281e-05 | 2.167e-05 | 2.0036e-05 | 1.628e-05 | 1.3036e-05 | 1.7497e-05 | 1.9356e-05
| 8 | 10 | 8 | 0.00014293 | 0.00014565 | 0.00014248 | 0.00013969 | 0.00012569 | 0.00013776 | 0.00014229
| 8 | 10 | 9 | 0.00031795 | 0.00030199 | 0.00030772 | 0.00031906 | 0.00029211 | 0.00030526 | 0.00031008
| 8 | 10 | 10 | 0.00047438 | 0.00046458 | 0.00047886 | 0.00046457 | 0.00045583 | 0.00046231 | 0.00047513
| 8 | 10 | 11 | 0.00058681 | 0.00056622 | 0.00058274 | 0.0005631 | 0.0005446 | 0.00056232 | 0.00058091
| 8 | 10 | 12 | 0.00064216 | 0.00065167 | 0.00064191 | 0.0006292 | 0.00062242 | 0.00061405 | 0.00064003
| 8 | 10 | 13 | 0.00068081 | 0.00063857 | 0.00064834 | 0.00066255 | 0.0006465 | 0.00064305 | 0.00065672
| 8 | 10 | 14 | 0.00064758 | 0.00063668 | 0.00062248 | 0.00063717 | 0.0006339 | 0.0006272 | 0.00063108
| 8 | 10 | 15 | 0.00060301 | 0.00059354 | 0.00054261 | 0.00055788 | 0.00055025 | 0.00058047 | 0.00056637
| 8 | 10 | 16 | 0.00048334 | 0.00046032 | 0.00046408 | 0.00046557 | 0.00045314 | 0.00048548 | 0.00047118
| 8 | 10 | 17 | 0.00034712 | 0.00032564 | 0.00031338 | 0.00031616 | 0.00032447 | 0.00034903 | 0.00032696
| 8 | 10 | 18 | 0.00018072 | 0.00016757 | 0.00015083 | 0.00017451 | 0.000176 | 0.00016709 | 0.00016205
| 8 | 10 | 19 | 3.7891e-05 | 3.6422e-05 | 3.2437e-05 | 3.7669e-05 | 4.418e-05 | 3.5964e-05 | 3.4633e-05
| 8 | 10 | 20 | 0 | 0 | 0 | 0 | 0 | 0 | 0
| 8 | 10 | 21 | 0 | 0 | 0 | 0 | 0 | 0 | 0
| 8 | 10 | 22 | 0 | 0 | 0 | 0 | 0 | 0 | 0
| 8 | 10 | 23 | 0 | 0 | 0 | 0 | 0 | 0 | 0
| 8 | 10 | 24 | 0 | 0 | 0 | 0 | 0 | 0 | 0
| 8 | 11 | 1 | 0 | 0 | 0 | 0 | 0 | 0 | 0
| 8 | 11 | 2 | 0 | 0 | 0 | 0 | 0 | 0 | 0
| 8 | 11 | 3 | 0 | 0 | 0 | 0 | 0 | 0 | 0
| 8 | 11 | 4 | 0 | 0 | 0 | 0 | 0 | 0 | 0
| 8 | 11 | 5 | 0 | 0 | 0 | 0 | 0 | 0 | 0
| 8 | 11 | 6 | 0 | 0 | 0 | 0 | 0 | 0 | 0
| 8 | 11 | 7 | 1.8281e-05 | 2.167e-05 | 2.0036e-05 | 1.628e-05 | 1.3036e-05 | 1.7497e-05 | 1.9356e-05
| 8 | 11 | 8 | 0.00014293 | 0.00014565 | 0.00014248 | 0.00013969 | 0.00012569 | 0.00013776 | 0.00014229
| 8 | 11 | 9 | 0.00031795 | 0.00030199 | 0.00030772 | 0.00031906 | 0.00029211 | 0.00030526 | 0.00031008
| 8 | 11 | 10 | 0.00047438 | 0.00046458 | 0.00047886 | 0.00046457 | 0.00045583 | 0.00046231 | 0.00047513
| 8 | 11 | 11 | 0.00058681 | 0.00056622 | 0.00058274 | 0.0005631 | 0.0005446 | 0.00056232 | 0.00058091
| 8 | 11 | 12 | 0.00064216 | 0.00065167 | 0.00064191 | 0.0006292 | 0.00062242 | 0.00061405 | 0.00064003
| 8 | 11 | 13 | 0.00068081 | 0.00063857 | 0.00064834 | 0.00066255 | 0.0006465 | 0.00064305 | 0.00065672
| 8 | 11 | 14 | 0.00064758 | 0.00063668 | 0.00062248 | 0.00063717 | 0.0006339 | 0.0006272 | 0.00063108
| 8 | 11 | 15 | 0.00060301 | 0.00059354 | 0.00054261 | 0.00055788 | 0.00055025 | 0.00058047 | 0.00056637
| 8 | 11 | 16 | 0.00048334 | 0.00046032 | 0.00046408 | 0.00046557 | 0.00045314 | 0.00048548 | 0.00047118
| 8 | 11 | 17 | 0.00034712 | 0.00032564 | 0.00031338 | 0.00031616 | 0.00032447 | 0.00034903 | 0.00032696
| 8 | 11 | 18 | 0.00018072 | 0.00016757 | 0.00015083 | 0.00017451 | 0.000176 | 0.00016709 | 0.00016205
| 8 | 11 | 19 | 3.7891e-05 | 3.6422e-05 | 3.2437e-05 | 3.7669e-05 | 4.418e-05 | 3.5964e-05 | 3.4633e-05
| 8 | 11 | 20 | 0 | 0 | 0 | 0 | 0 | 0 | 0
| 8 | 11 | 21 | 0 | 0 | 0 | 0 | 0 | 0 | 0
| 8 | 11 | 22 | 0 | 0 | 0 | 0 | 0 | 0 | 0
| 8 | 11 | 23 | 0 | 0 | 0 | 0 | 0 | 0 | 0
| 8 | 11 | 24 | 0 | 0 | 0 | 0 | 0 | 0 | 0
| 8 | 12 | 1 | 0 | 0 | 0 | 0 | 0 | 0 | 0
| 8 | 12 | 2 | 0 | 0 | 0 | 0 | 0 | 0 | 0
| 8 | 12 | 3 | 0 | 0 | 0 | 0 | 0 | 0 | 0
| 8 | 12 | 4 | 0 | 0 | 0 | 0 | 0 | 0 | 0
| 8 | 12 | 5 | 0 | 0 | 0 | 0 | 0 | 0 | 0
| 8 | 12 | 6 | 0 | 0 | 0 | 0 | 0 | 0 | 0
| 8 | 12 | 7 | 1.8281e-05 | 2.167e-05 | 2.0036e-05 | 1.628e-05 | 1.3036e-05 | 1.7497e-05 | 1.9356e-05
| 8 | 12 | 8 | 0.00014293 | 0.00014565 | 0.00014248 | 0.00013969 | 0.00012569 | 0.00013776 | 0.00014229
| 8 | 12 | 9 | 0.00031795 | 0.00030199 | 0.00030772 | 0.00031906 | 0.00029211 | 0.00030526 | 0.00031008
| 8 | 12 | 10 | 0.00047438 | 0.00046458 | 0.00047886 | 0.00046457 | 0.00045583 | 0.00046231 | 0.00047513
| 8 | 12 | 11 | 0.00058681 | 0.00056622 | 0.00058274 | 0.0005631 | 0.0005446 | 0.00056232 | 0.00058091
| 8 | 12 | 12 | 0.00064216 | 0.00065167 | 0.00064191 | 0.0006292 | 0.00062242 | 0.00061405 | 0.00064003
| 8 | 12 | 13 | 0.00068081 | 0.00063857 | 0.00064834 | 0.00066255 | 0.0006465 | 0.00064305 | 0.00065672
| 8 | 12 | 14 | 0.00064758 | 0.00063668 | 0.00062248 | 0.00063717 | 0.0006339 | 0.0006272 | 0.00063108
| 8 | 12 | 15 | 0.00060301 | 0.00059354 | 0.00054261 | 0.00055788 | 0.00055025 | 0.00058047 | 0.00056637
| 8 | 12 | 16 | 0.00048334 | 0.00046032 | 0.00046408 | 0.00046557 | 0.00045314 | 0.00048548 | 0.00047118
| 8 | 12 | 17 | 0.00034712 | 0.00032564 | 0.00031338 | 0.00031616 | 0.00032447 | 0.00034903 | 0.00032696
| 8 | 12 | 18 | 0.00018072 | 0.00016757 | 0.00015083 | 0.00017451 | 0.000176 | 0.00016709 | 0.00016205
| 8 | 12 | 19 | 3.7891e-05 | 3.6422e-05 | 3.2437e-05 | 3.7669e-05 | 4.418e-05 | 3.5964e-05 | 3.4633e-05
| 8 | 12 | 20 | 0 | 0 | 0 | 0 | 0 | 0 | 0
| 8 | 12 | 21 | 0 | 0 | 0 | 0 | 0 | 0 | 0
| 8 | 12 | 22 | 0 | 0 | 0 | 0 | 0 | 0 | 0
| 8 | 12 | 23 | 0 | 0 | 0 | 0 | 0 | 0 | 0
| 8 | 12 | 24 | 0 | 0 | 0 | 0 | 0 | 0 | 0
| 8 | 13 | 1 | 0 | 0 | 0 | 0 | 0 | 0 | 0
| 8 | 13 | 2 | 0 | 0 | 0 | 0 | 0 | 0 | 0
| 8 | 13 | 3 | 0 | 0 | 0 | 0 | 0 | 0 | 0
| 8 | 13 | 4 | 0 | 0 | 0 | 0 | 0 | 0 | 0
| 8 | 13 | 5 | 0 | 0 | 0 | 0 | 0 | 0 | 0
| 8 | 13 | 6 | 0 | 0 | 0 | 0 | 0 | 0 | 0
| 8 | 13 | 7 | 1.8281e-05 | 2.167e-05 | 2.0036e-05 | 1.628e-05 | 1.3036e-05 | 1.7497e-05 | 1.9356e-05
| 8 | 13 | 8 | 0.00014293 | 0.00014565 | 0.00014248 | 0.00013969 | 0.00012569 | 0.00013776 | 0.00014229
| 8 | 13 | 9 | 0.00031795 | 0.00030199 | 0.00030772 | 0.00031906 | 0.00029211 | 0.00030526 | 0.00031008
| 8 | 13 | 10 | 0.00047438 | 0.00046458 | 0.00047886 | 0.00046457 | 0.00045583 | 0.00046231 | 0.00047513
| 8 | 13 | 11 | 0.00058681 | 0.00056622 | 0.00058274 | 0.0005631 | 0.0005446 | 0.00056232 | 0.00058091
| 8 | 13 | 12 | 0.00064216 | 0.00065167 | 0.00064191 | 0.0006292 | 0.00062242 | 0.00061405 | 0.00064003
| 8 | 13 | 13 | 0.00068081 | 0.00063857 | 0.00064834 | 0.00066255 | 0.0006465 | 0.00064305 | 0.00065672
| 8 | 13 | 14 | 0.00064758 | 0.00063668 | 0.00062248 | 0.00063717 | 0.0006339 | 0.0006272 | 0.00063108
| 8 | 13 | 15 | 0.00060301 | 0.00059354 | 0.00054261 | 0.00055788 | 0.00055025 | 0.00058047 | 0.00056637
| 8 | 13 | 16 | 0.00048334 | 0.00046032 | 0.00046408 | 0.00046557 | 0.00045314 | 0.00048548 | 0.00047118
| 8 | 13 | 17 | 0.00034712 | 0.00032564 | 0.00031338 | 0.00031616 | 0.00032447 | 0.00034903 | 0.00032696
| 8 | 13 | 18 | 0.00018072 | 0.00016757 | 0.00015083 | 0.00017451 | 0.000176 | 0.00016709 | 0.00016205
| 8 | 13 | 19 | 3.7891e-05 | 3.6422e-05 | 3.2437e-05 | 3.7669e-05 | 4.418e-05 | 3.5964e-05 | 3.4633e-05
| 8 | 13 | 20 | 0 | 0 | 0 | 0 | 0 | 0 | 0
| 8 | 13 | 21 | 0 | 0 | 0 | 0 | 0 | 0 | 0
| 8 | 13 | 22 | 0 | 0 | 0 | 0 | 0 | 0 | 0
| 8 | 13 | 23 | 0 | 0 | 0 | 0 | 0 | 0 | 0
| 8 | 13 | 24 | 0 | 0 | 0 | 0 | 0 | 0 | 0
| 8 | 14 | 1 | 0 | 0 | 0 | 0 | 0 | 0 | 0
| 8 | 14 | 2 | 0 | 0 | 0 | 0 | 0 | 0 | 0
| 8 | 14 | 3 | 0 | 0 | 0 | 0 | 0 | 0 | 0
| 8 | 14 | 4 | 0 | 0 | 0 | 0 | 0 | 0 | 0
| 8 | 14 | 5 | 0 | 0 | 0 | 0 | 0 | 0 | 0
| 8 | 14 | 6 | 0 | 0 | 0 | 0 | 0 | 0 | 0
| 8 | 14 | 7 | 1.8281e-05 | 2.167e-05 | 2.0036e-05 | 1.628e-05 | 1.3036e-05 | 1.7497e-05 | 1.9356e-05
| 8 | 14 | 8 | 0.00014293 | 0.00014565 | 0.00014248 | 0.00013969 | 0.00012569 | 0.00013776 | 0.00014229
| 8 | 14 | 9 | 0.00031795 | 0.00030199 | 0.00030772 | 0.00031906 | 0.00029211 | 0.00030526 | 0.00031008
| 8 | 14 | 10 | 0.00047438 | 0.00046458 | 0.00047886 | 0.00046457 | 0.00045583 | 0.00046231 | 0.00047513
| 8 | 14 | 11 | 0.00058681 | 0.00056622 | 0.00058274 | 0.0005631 | 0.0005446 | 0.00056232 | 0.00058091
| 8 | 14 | 12 | 0.00064216 | 0.00065167 | 0.00064191 | 0.0006292 | 0.00062242 | 0.00061405 | 0.00064003
| 8 | 14 | 13 | 0.00068081 | 0.00063857 | 0.00064834 | 0.00066255 | 0.0006465 | 0.00064305 | 0.00065672
| 8 | 14 | 14 | 0.00064758 | 0.00063668 | 0.00062248 | 0.00063717 | 0.0006339 | 0.0006272 | 0.00063108
| 8 | 14 | 15 | 0.00060301 | 0.00059354 | 0.00054261 | 0.00055788 | 0.00055025 | 0.00058047 | 0.00056637
| 8 | 14 | 16 | 0.00048334 | 0.00046032 | 0.00046408 | 0.00046557 | 0.00045314 | 0.00048548 | 0.00047118
| 8 | 14 | 17 | 0.00034712 | 0.00032564 | 0.00031338 | 0.00031616 | 0.00032447 | 0.00034903 | 0.00032696
| 8 | 14 | 18 | 0.00018072 | 0.00016757 | 0.00015083 | 0.00017451 | 0.000176 | 0.00016709 | 0.00016205
| 8 | 14 | 19 | 3.7891e-05 | 3.6422e-05 | 3.2437e-05 | 3.7669e-05 | 4.418e-05 | 3.5964e-05 | 3.4633e-05
| 8 | 14 | 20 | 0 | 0 | 0 | 0 | 0 | 0 | 0
| 8 | 14 | 21 | 0 | 0 | 0 | 0 | 0 | 0 | 0
| 8 | 14 | 22 | 0 | 0 | 0 | 0 | 0 | 0 | 0
| 8 | 14 | 23 | 0 | 0 | 0 | 0 | 0 | 0 | 0
| 8 | 14 | 24 | 0 | 0 | 0 | 0 | 0 | 0 | 0
| 8 | 15 | 1 | 0 | 0 | 0 | 0 | 0 | 0 | 0
| 8 | 15 | 2 | 0 | 0 | 0 | 0 | 0 | 0 | 0
| 8 | 15 | 3 | 0 | 0 | 0 | 0 | 0 | 0 | 0
| 8 | 15 | 4 | 0 | 0 | 0 | 0 | 0 | 0 | 0
| 8 | 15 | 5 | 0 | 0 | 0 | 0 | 0 | 0 | 0
| 8 | 15 | 6 | 0 | 0 | 0 | 0 | 0 | 0 | 0
| 8 | 15 | 7 | 1.8281e-05 | 2.167e-05 | 2.0036e-05 | 1.628e-05 | 1.3036e-05 | 1.7497e-05 | 1.9356e-05
| 8 | 15 | 8 | 0.00014293 | 0.00014565 | 0.00014248 | 0.00013969 | 0.00012569 | 0.00013776 | 0.00014229
| 8 | 15 | 9 | 0.00031795 | 0.00030199 | 0.00030772 | 0.00031906 | 0.00029211 | 0.00030526 | 0.00031008
| 8 | 15 | 10 | 0.00047438 | 0.00046458 | 0.00047886 | 0.00046457 | 0.00045583 | 0.00046231 | 0.00047513
| 8 | 15 | 11 | 0.00058681 | 0.00056622 | 0.00058274 | 0.0005631 | 0.0005446 | 0.00056232 | 0.00058091
| 8 | 15 | 12 | 0.00064216 | 0.00065167 | 0.00064191 | 0.0006292 | 0.00062242 | 0.00061405 | 0.00064003
| 8 | 15 | 13 | 0.00068081 | 0.00063857 | 0.00064834 | 0.00066255 | 0.0006465 | 0.00064305 | 0.00065672
| 8 | 15 | 14 | 0.00064758 | 0.00063668 | 0.00062248 | 0.00063717 | 0.0006339 | 0.0006272 | 0.00063108
| 8 | 15 | 15 | 0.00060301 | 0.00059354 | 0.00054261 | 0.00055788 | 0.00055025 | 0.00058047 | 0.00056637
| 8 | 15 | 16 | 0.00048334 | 0.00046032 | 0.00046408 | 0.00046557 | 0.00045314 | 0.00048548 | 0.00047118
| 8 | 15 | 17 | 0.00034712 | 0.00032564 | 0.00031338 | 0.00031616 | 0.00032447 | 0.00034903 | 0.00032696
| 8 | 15 | 18 | 0.00018072 | 0.00016757 | 0.00015083 | 0.00017451 | 0.000176 | 0.00016709 | 0.00016205
| 8 | 15 | 19 | 3.7891e-05 | 3.6422e-05 | 3.2437e-05 | 3.7669e-05 | 4.418e-05 | 3.5964e-05 | 3.4633e-05
| 8 | 15 | 20 | 0 | 0 | 0 | 0 | 0 | 0 | 0
| 8 | 15 | 21 | 0 | 0 | 0 | 0 | 0 | 0 | 0
| 8 | 15 | 22 | 0 | 0 | 0 | 0 | 0 | 0 | 0
| 8 | 15 | 23 | 0 | 0 | 0 | 0 | 0 | 0 | 0
| 8 | 15 | 24 | 0 | 0 | 0 | 0 | 0 | 0 | 0
| 8 | 16 | 1 | 0 | 0 | 0 | 0 | 0 | 0 | 0
| 8 | 16 | 2 | 0 | 0 | 0 | 0 | 0 | 0 | 0
| 8 | 16 | 3 | 0 | 0 | 0 | 0 | 0 | 0 | 0
| 8 | 16 | 4 | 0 | 0 | 0 | 0 | 0 | 0 | 0
| 8 | 16 | 5 | 0 | 0 | 0 | 0 | 0 | 0 | 0
| 8 | 16 | 6 | 0 | 0 | 0 | 0 | 0 | 0 | 0
| 8 | 16 | 7 | 1.8281e-05 | 2.167e-05 | 2.0036e-05 | 1.628e-05 | 1.3036e-05 | 1.7497e-05 | 1.9356e-05
| 8 | 16 | 8 | 0.00014293 | 0.00014565 | 0.00014248 | 0.00013969 | 0.00012569 | 0.00013776 | 0.00014229
| 8 | 16 | 9 | 0.00031795 | 0.00030199 | 0.00030772 | 0.00031906 | 0.00029211 | 0.00030526 | 0.00031008
| 8 | 16 | 10 | 0.00047438 | 0.00046458 | 0.00047886 | 0.00046457 | 0.00045583 | 0.00046231 | 0.00047513
| 8 | 16 | 11 | 0.00058681 | 0.00056622 | 0.00058274 | 0.0005631 | 0.0005446 | 0.00056232 | 0.00058091
| 8 | 16 | 12 | 0.00064216 | 0.00065167 | 0.00064191 | 0.0006292 | 0.00062242 | 0.00061405 | 0.00064003
| 8 | 16 | 13 | 0.00068081 | 0.00063857 | 0.00064834 | 0.00066255 | 0.0006465 | 0.00064305 | 0.00065672
| 8 | 16 | 14 | 0.00064758 | 0.00063668 | 0.00062248 | 0.00063717 | 0.0006339 | 0.0006272 | 0.00063108
| 8 | 16 | 15 | 0.00060301 | 0.00059354 | 0.00054261 | 0.00055788 | 0.00055025 | 0.00058047 | 0.00056637
| 8 | 16 | 16 | 0.00048334 | 0.00046032 | 0.00046408 | 0.00046557 | 0.00045314 | 0.00048548 | 0.00047118
| 8 | 16 | 17 | 0.00034712 | 0.00032564 | 0.00031338 | 0.00031616 | 0.00032447 | 0.00034903 | 0.00032696
| 8 | 16 | 18 | 0.00018072 | 0.00016757 | 0.00015083 | 0.00017451 | 0.000176 | 0.00016709 | 0.00016205
| 8 | 16 | 19 | 3.7891e-05 | 3.6422e-05 | 3.2437e-05 | 3.7669e-05 | 4.418e-05 | 3.5964e-05 | 3.4633e-05
| 8 | 16 | 20 | 0 | 0 | 0 | 0 | 0 | 0 | 0
| 8 | 16 | 21 | 0 | 0 | 0 | 0 | 0 | 0 | 0
| 8 | 16 | 22 | 0 | 0 | 0 | 0 | 0 | 0 | 0
| 8 | 16 | 23 | 0 | 0 | 0 | 0 | 0 | 0 | 0
| 8 | 16 | 24 | 0 | 0 | 0 | 0 | 0 | 0 | 0
| 8 | 17 | 1 | 0 | 0 | 0 | 0 | 0 | 0 | 0
| 8 | 17 | 2 | 0 | 0 | 0 | 0 | 0 | 0 | 0
| 8 | 17 | 3 | 0 | 0 | 0 | 0 | 0 | 0 | 0
| 8 | 17 | 4 | 0 | 0 | 0 | 0 | 0 | 0 | 0
| 8 | 17 | 5 | 0 | 0 | 0 | 0 | 0 | 0 | 0
| 8 | 17 | 6 | 0 | 0 | 0 | 0 | 0 | 0 | 0
| 8 | 17 | 7 | 1.8281e-05 | 2.167e-05 | 2.0036e-05 | 1.628e-05 | 1.3036e-05 | 1.7497e-05 | 1.9356e-05
| 8 | 17 | 8 | 0.00014293 | 0.00014565 | 0.00014248 | 0.00013969 | 0.00012569 | 0.00013776 | 0.00014229
| 8 | 17 | 9 | 0.00031795 | 0.00030199 | 0.00030772 | 0.00031906 | 0.00029211 | 0.00030526 | 0.00031008
| 8 | 17 | 10 | 0.00047438 | 0.00046458 | 0.00047886 | 0.00046457 | 0.00045583 | 0.00046231 | 0.00047513
| 8 | 17 | 11 | 0.00058681 | 0.00056622 | 0.00058274 | 0.0005631 | 0.0005446 | 0.00056232 | 0.00058091
| 8 | 17 | 12 | 0.00064216 | 0.00065167 | 0.00064191 | 0.0006292 | 0.00062242 | 0.00061405 | 0.00064003
| 8 | 17 | 13 | 0.00068081 | 0.00063857 | 0.00064834 | 0.00066255 | 0.0006465 | 0.00064305 | 0.00065672
| 8 | 17 | 14 | 0.00064758 | 0.00063668 | 0.00062248 | 0.00063717 | 0.0006339 | 0.0006272 | 0.00063108
| 8 | 17 | 15 | 0.00060301 | 0.00059354 | 0.00054261 | 0.00055788 | 0.00055025 | 0.00058047 | 0.00056637
| 8 | 17 | 16 | 0.00048334 | 0.00046032 | 0.00046408 | 0.00046557 | 0.00045314 | 0.00048548 | 0.00047118
| 8 | 17 | 17 | 0.00034712 | 0.00032564 | 0.00031338 | 0.00031616 | 0.00032447 | 0.00034903 | 0.00032696
| 8 | 17 | 18 | 0.00018072 | 0.00016757 | 0.00015083 | 0.00017451 | 0.000176 | 0.00016709 | 0.00016205
| 8 | 17 | 19 | 3.7891e-05 | 3.6422e-05 | 3.2437e-05 | 3.7669e-05 | 4.418e-05 | 3.5964e-05 | 3.4633e-05
| 8 | 17 | 20 | 0 | 0 | 0 | 0 | 0 | 0 | 0
| 8 | 17 | 21 | 0 | 0 | 0 | 0 | 0 | 0 | 0
| 8 | 17 | 22 | 0 | 0 | 0 | 0 | 0 | 0 | 0
| 8 | 17 | 23 | 0 | 0 | 0 | 0 | 0 | 0 | 0
| 8 | 17 | 24 | 0 | 0 | 0 | 0 | 0 | 0 | 0
| 8 | 18 | 1 | 0 | 0 | 0 | 0 | 0 | 0 | 0
| 8 | 18 | 2 | 0 | 0 | 0 | 0 | 0 | 0 | 0
| 8 | 18 | 3 | 0 | 0 | 0 | 0 | 0 | 0 | 0
| 8 | 18 | 4 | 0 | 0 | 0 | 0 | 0 | 0 | 0
| 8 | 18 | 5 | 0 | 0 | 0 | 0 | 0 | 0 | 0
| 8 | 18 | 6 | 0 | 0 | 0 | 0 | 0 | 0 | 0
| 8 | 18 | 7 | 1.8281e-05 | 2.167e-05 | 2.0036e-05 | 1.628e-05 | 1.3036e-05 | 1.7497e-05 | 1.9356e-05
| 8 | 18 | 8 | 0.00014293 | 0.00014565 | 0.00014248 | 0.00013969 | 0.00012569 | 0.00013776 | 0.00014229
| 8 | 18 | 9 | 0.00031795 | 0.00030199 | 0.00030772 | 0.00031906 | 0.00029211 | 0.00030526 | 0.00031008
| 8 | 18 | 10 | 0.00047438 | 0.00046458 | 0.00047886 | 0.00046457 | 0.00045583 | 0.00046231 | 0.00047513
| 8 | 18 | 11 | 0.00058681 | 0.00056622 | 0.00058274 | 0.0005631 | 0.0005446 | 0.00056232 | 0.00058091
| 8 | 18 | 12 | 0.00064216 | 0.00065167 | 0.00064191 | 0.0006292 | 0.00062242 | 0.00061405 | 0.00064003
| 8 | 18 | 13 | 0.00068081 | 0.00063857 | 0.00064834 | 0.00066255 | 0.0006465 | 0.00064305 | 0.00065672
| 8 | 18 | 14 | 0.00064758 | 0.00063668 | 0.00062248 | 0.00063717 | 0.0006339 | 0.0006272 | 0.00063108
| 8 | 18 | 15 | 0.00060301 | 0.00059354 | 0.00054261 | 0.00055788 | 0.00055025 | 0.00058047 | 0.00056637
| 8 | 18 | 16 | 0.00048334 | 0.00046032 | 0.00046408 | 0.00046557 | 0.00045314 | 0.00048548 | 0.00047118
| 8 | 18 | 17 | 0.00034712 | 0.00032564 | 0.00031338 | 0.00031616 | 0.00032447 | 0.00034903 | 0.00032696
| 8 | 18 | 18 | 0.00018072 | 0.00016757 | 0.00015083 | 0.00017451 | 0.000176 | 0.00016709 | 0.00016205
| 8 | 18 | 19 | 3.7891e-05 | 3.6422e-05 | 3.2437e-05 | 3.7669e-05 | 4.418e-05 | 3.5964e-05 | 3.4633e-05
| 8 | 18 | 20 | 0 | 0 | 0 | 0 | 0 | 0 | 0
| 8 | 18 | 21 | 0 | 0 | 0 | 0 | 0 | 0 | 0
| 8 | 18 | 22 | 0 | 0 | 0 | 0 | 0 | 0 | 0
| 8 | 18 | 23 | 0 | 0 | 0 | 0 | 0 | 0 | 0
| 8 | 18 | 24 | 0 | 0 | 0 | 0 | 0 | 0 | 0
| 8 | 19 | 1 | 0 | 0 | 0 | 0 | 0 | 0 | 0
| 8 | 19 | 2 | 0 | 0 | 0 | 0 | 0 | 0 | 0
| 8 | 19 | 3 | 0 | 0 | 0 | 0 | 0 | 0 | 0
| 8 | 19 | 4 | 0 | 0 | 0 | 0 | 0 | 0 | 0
| 8 | 19 | 5 | 0 | 0 | 0 | 0 | 0 | 0 | 0
| 8 | 19 | 6 | 0 | 0 | 0 | 0 | 0 | 0 | 0
| 8 | 19 | 7 | 1.8281e-05 | 2.167e-05 | 2.0036e-05 | 1.628e-05 | 1.3036e-05 | 1.7497e-05 | 1.9356e-05
| 8 | 19 | 8 | 0.00014293 | 0.00014565 | 0.00014248 | 0.00013969 | 0.00012569 | 0.00013776 | 0.00014229
| 8 | 19 | 9 | 0.00031795 | 0.00030199 | 0.00030772 | 0.00031906 | 0.00029211 | 0.00030526 | 0.00031008
| 8 | 19 | 10 | 0.00047438 | 0.00046458 | 0.00047886 | 0.00046457 | 0.00045583 | 0.00046231 | 0.00047513
| 8 | 19 | 11 | 0.00058681 | 0.00056622 | 0.00058274 | 0.0005631 | 0.0005446 | 0.00056232 | 0.00058091
| 8 | 19 | 12 | 0.00064216 | 0.00065167 | 0.00064191 | 0.0006292 | 0.00062242 | 0.00061405 | 0.00064003
| 8 | 19 | 13 | 0.00068081 | 0.00063857 | 0.00064834 | 0.00066255 | 0.0006465 | 0.00064305 | 0.00065672
| 8 | 19 | 14 | 0.00064758 | 0.00063668 | 0.00062248 | 0.00063717 | 0.0006339 | 0.0006272 | 0.00063108
| 8 | 19 | 15 | 0.00060301 | 0.00059354 | 0.00054261 | 0.00055788 | 0.00055025 | 0.00058047 | 0.00056637
| 8 | 19 | 16 | 0.00048334 | 0.00046032 | 0.00046408 | 0.00046557 | 0.00045314 | 0.00048548 | 0.00047118
| 8 | 19 | 17 | 0.00034712 | 0.00032564 | 0.00031338 | 0.00031616 | 0.00032447 | 0.00034903 | 0.00032696
| 8 | 19 | 18 | 0.00018072 | 0.00016757 | 0.00015083 | 0.00017451 | 0.000176 | 0.00016709 | 0.00016205
| 8 | 19 | 19 | 3.7891e-05 | 3.6422e-05 | 3.2437e-05 | 3.7669e-05 | 4.418e-05 | 3.5964e-05 | 3.4633e-05
| 8 | 19 | 20 | 0 | 0 | 0 | 0 | 0 | 0 | 0
| 8 | 19 | 21 | 0 | 0 | 0 | 0 | 0 | 0 | 0
| 8 | 19 | 22 | 0 | 0 | 0 | 0 | 0 | 0 | 0
| 8 | 19 | 23 | 0 | 0 | 0 | 0 | 0 | 0 | 0
| 8 | 19 | 24 | 0 | 0 | 0 | 0 | 0 | 0 | 0
| 8 | 20 | 1 | 0 | 0 | 0 | 0 | 0 | 0 | 0
| 8 | 20 | 2 | 0 | 0 | 0 | 0 | 0 | 0 | 0
| 8 | 20 | 3 | 0 | 0 | 0 | 0 | 0 | 0 | 0
| 8 | 20 | 4 | 0 | 0 | 0 | 0 | 0 | 0 | 0
| 8 | 20 | 5 | 0 | 0 | 0 | 0 | 0 | 0 | 0
| 8 | 20 | 6 | 0 | 0 | 0 | 0 | 0 | 0 | 0
| 8 | 20 | 7 | 1.8281e-05 | 2.167e-05 | 2.0036e-05 | 1.628e-05 | 1.3036e-05 | 1.7497e-05 | 1.9356e-05
| 8 | 20 | 8 | 0.00014293 | 0.00014565 | 0.00014248 | 0.00013969 | 0.00012569 | 0.00013776 | 0.00014229
| 8 | 20 | 9 | 0.00031795 | 0.00030199 | 0.00030772 | 0.00031906 | 0.00029211 | 0.00030526 | 0.00031008
| 8 | 20 | 10 | 0.00047438 | 0.00046458 | 0.00047886 | 0.00046457 | 0.00045583 | 0.00046231 | 0.00047513
| 8 | 20 | 11 | 0.00058681 | 0.00056622 | 0.00058274 | 0.0005631 | 0.0005446 | 0.00056232 | 0.00058091
| 8 | 20 | 12 | 0.00064216 | 0.00065167 | 0.00064191 | 0.0006292 | 0.00062242 | 0.00061405 | 0.00064003
| 8 | 20 | 13 | 0.00068081 | 0.00063857 | 0.00064834 | 0.00066255 | 0.0006465 | 0.00064305 | 0.00065672
| 8 | 20 | 14 | 0.00064758 | 0.00063668 | 0.00062248 | 0.00063717 | 0.0006339 | 0.0006272 | 0.00063108
| 8 | 20 | 15 | 0.00060301 | 0.00059354 | 0.00054261 | 0.00055788 | 0.00055025 | 0.00058047 | 0.00056637
| 8 | 20 | 16 | 0.00048334 | 0.00046032 | 0.00046408 | 0.00046557 | 0.00045314 | 0.00048548 | 0.00047118
| 8 | 20 | 17 | 0.00034712 | 0.00032564 | 0.00031338 | 0.00031616 | 0.00032447 | 0.00034903 | 0.00032696
| 8 | 20 | 18 | 0.00018072 | 0.00016757 | 0.00015083 | 0.00017451 | 0.000176 | 0.00016709 | 0.00016205
| 8 | 20 | 19 | 3.7891e-05 | 3.6422e-05 | 3.2437e-05 | 3.7669e-05 | 4.418e-05 | 3.5964e-05 | 3.4633e-05
| 8 | 20 | 20 | 0 | 0 | 0 | 0 | 0 | 0 | 0
| 8 | 20 | 21 | 0 | 0 | 0 | 0 | 0 | 0 | 0
| 8 | 20 | 22 | 0 | 0 | 0 | 0 | 0 | 0 | 0
| 8 | 20 | 23 | 0 | 0 | 0 | 0 | 0 | 0 | 0
| 8 | 20 | 24 | 0 | 0 | 0 | 0 | 0 | 0 | 0
| 8 | 21 | 1 | 0 | 0 | 0 | 0 | 0 | 0 | 0
| 8 | 21 | 2 | 0 | 0 | 0 | 0 | 0 | 0 | 0
| 8 | 21 | 3 | 0 | 0 | 0 | 0 | 0 | 0 | 0
| 8 | 21 | 4 | 0 | 0 | 0 | 0 | 0 | 0 | 0
| 8 | 21 | 5 | 0 | 0 | 0 | 0 | 0 | 0 | 0
| 8 | 21 | 6 | 0 | 0 | 0 | 0 | 0 | 0 | 0
| 8 | 21 | 7 | 1.8281e-05 | 2.167e-05 | 2.0036e-05 | 1.628e-05 | 1.3036e-05 | 1.7497e-05 | 1.9356e-05
| 8 | 21 | 8 | 0.00014293 | 0.00014565 | 0.00014248 | 0.00013969 | 0.00012569 | 0.00013776 | 0.00014229
| 8 | 21 | 9 | 0.00031795 | 0.00030199 | 0.00030772 | 0.00031906 | 0.00029211 | 0.00030526 | 0.00031008
| 8 | 21 | 10 | 0.00047438 | 0.00046458 | 0.00047886 | 0.00046457 | 0.00045583 | 0.00046231 | 0.00047513
| 8 | 21 | 11 | 0.00058681 | 0.00056622 | 0.00058274 | 0.0005631 | 0.0005446 | 0.00056232 | 0.00058091
| 8 | 21 | 12 | 0.00064216 | 0.00065167 | 0.00064191 | 0.0006292 | 0.00062242 | 0.00061405 | 0.00064003
| 8 | 21 | 13 | 0.00068081 | 0.00063857 | 0.00064834 | 0.00066255 | 0.0006465 | 0.00064305 | 0.00065672
| 8 | 21 | 14 | 0.00064758 | 0.00063668 | 0.00062248 | 0.00063717 | 0.0006339 | 0.0006272 | 0.00063108
| 8 | 21 | 15 | 0.00060301 | 0.00059354 | 0.00054261 | 0.00055788 | 0.00055025 | 0.00058047 | 0.00056637
| 8 | 21 | 16 | 0.00048334 | 0.00046032 | 0.00046408 | 0.00046557 | 0.00045314 | 0.00048548 | 0.00047118
| 8 | 21 | 17 | 0.00034712 | 0.00032564 | 0.00031338 | 0.00031616 | 0.00032447 | 0.00034903 | 0.00032696
| 8 | 21 | 18 | 0.00018072 | 0.00016757 | 0.00015083 | 0.00017451 | 0.000176 | 0.00016709 | 0.00016205
| 8 | 21 | 19 | 3.7891e-05 | 3.6422e-05 | 3.2437e-05 | 3.7669e-05 | 4.418e-05 | 3.5964e-05 | 3.4633e-05
| 8 | 21 | 20 | 0 | 0 | 0 | 0 | 0 | 0 | 0
| 8 | 21 | 21 | 0 | 0 | 0 | 0 | 0 | 0 | 0
| 8 | 21 | 22 | 0 | 0 | 0 | 0 | 0 | 0 | 0
| 8 | 21 | 23 | 0 | 0 | 0 | 0 | 0 | 0 | 0
| 8 | 21 | 24 | 0 | 0 | 0 | 0 | 0 | 0 | 0
| 8 | 22 | 1 | 0 | 0 | 0 | 0 | 0 | 0 | 0
| 8 | 22 | 2 | 0 | 0 | 0 | 0 | 0 | 0 | 0
| 8 | 22 | 3 | 0 | 0 | 0 | 0 | 0 | 0 | 0
| 8 | 22 | 4 | 0 | 0 | 0 | 0 | 0 | 0 | 0
| 8 | 22 | 5 | 0 | 0 | 0 | 0 | 0 | 0 | 0
| 8 | 22 | 6 | 0 | 0 | 0 | 0 | 0 | 0 | 0
| 8 | 22 | 7 | 1.8281e-05 | 2.167e-05 | 2.0036e-05 | 1.628e-05 | 1.3036e-05 | 1.7497e-05 | 1.9356e-05
| 8 | 22 | 8 | 0.00014293 | 0.00014565 | 0.00014248 | 0.00013969 | 0.00012569 | 0.00013776 | 0.00014229
| 8 | 22 | 9 | 0.00031795 | 0.00030199 | 0.00030772 | 0.00031906 | 0.00029211 | 0.00030526 | 0.00031008
| 8 | 22 | 10 | 0.00047438 | 0.00046458 | 0.00047886 | 0.00046457 | 0.00045583 | 0.00046231 | 0.00047513
| 8 | 22 | 11 | 0.00058681 | 0.00056622 | 0.00058274 | 0.0005631 | 0.0005446 | 0.00056232 | 0.00058091
| 8 | 22 | 12 | 0.00064216 | 0.00065167 | 0.00064191 | 0.0006292 | 0.00062242 | 0.00061405 | 0.00064003
| 8 | 22 | 13 | 0.00068081 | 0.00063857 | 0.00064834 | 0.00066255 | 0.0006465 | 0.00064305 | 0.00065672
| 8 | 22 | 14 | 0.00064758 | 0.00063668 | 0.00062248 | 0.00063717 | 0.0006339 | 0.0006272 | 0.00063108
| 8 | 22 | 15 | 0.00060301 | 0.00059354 | 0.00054261 | 0.00055788 | 0.00055025 | 0.00058047 | 0.00056637
| 8 | 22 | 16 | 0.00048334 | 0.00046032 | 0.00046408 | 0.00046557 | 0.00045314 | 0.00048548 | 0.00047118
| 8 | 22 | 17 | 0.00034712 | 0.00032564 | 0.00031338 | 0.00031616 | 0.00032447 | 0.00034903 | 0.00032696
| 8 | 22 | 18 | 0.00018072 | 0.00016757 | 0.00015083 | 0.00017451 | 0.000176 | 0.00016709 | 0.00016205
| 8 | 22 | 19 | 3.7891e-05 | 3.6422e-05 | 3.2437e-05 | 3.7669e-05 | 4.418e-05 | 3.5964e-05 | 3.4633e-05
| 8 | 22 | 20 | 0 | 0 | 0 | 0 | 0 | 0 | 0
| 8 | 22 | 21 | 0 | 0 | 0 | 0 | 0 | 0 | 0
| 8 | 22 | 22 | 0 | 0 | 0 | 0 | 0 | 0 | 0
| 8 | 22 | 23 | 0 | 0 | 0 | 0 | 0 | 0 | 0
| 8 | 22 | 24 | 0 | 0 | 0 | 0 | 0 | 0 | 0
| 8 | 23 | 1 | 0 | 0 | 0 | 0 | 0 | 0 | 0
| 8 | 23 | 2 | 0 | 0 | 0 | 0 | 0 | 0 | 0
| 8 | 23 | 3 | 0 | 0 | 0 | 0 | 0 | 0 | 0
| 8 | 23 | 4 | 0 | 0 | 0 | 0 | 0 | 0 | 0
| 8 | 23 | 5 | 0 | 0 | 0 | 0 | 0 | 0 | 0
| 8 | 23 | 6 | 0 | 0 | 0 | 0 | 0 | 0 | 0
| 8 | 23 | 7 | 1.8281e-05 | 2.167e-05 | 2.0036e-05 | 1.628e-05 | 1.3036e-05 | 1.7497e-05 | 1.9356e-05
| 8 | 23 | 8 | 0.00014293 | 0.00014565 | 0.00014248 | 0.00013969 | 0.00012569 | 0.00013776 | 0.00014229
| 8 | 23 | 9 | 0.00031795 | 0.00030199 | 0.00030772 | 0.00031906 | 0.00029211 | 0.00030526 | 0.00031008
| 8 | 23 | 10 | 0.00047438 | 0.00046458 | 0.00047886 | 0.00046457 | 0.00045583 | 0.00046231 | 0.00047513
| 8 | 23 | 11 | 0.00058681 | 0.00056622 | 0.00058274 | 0.0005631 | 0.0005446 | 0.00056232 | 0.00058091
| 8 | 23 | 12 | 0.00064216 | 0.00065167 | 0.00064191 | 0.0006292 | 0.00062242 | 0.00061405 | 0.00064003
| 8 | 23 | 13 | 0.00068081 | 0.00063857 | 0.00064834 | 0.00066255 | 0.0006465 | 0.00064305 | 0.00065672
| 8 | 23 | 14 | 0.00064758 | 0.00063668 | 0.00062248 | 0.00063717 | 0.0006339 | 0.0006272 | 0.00063108
| 8 | 23 | 15 | 0.00060301 | 0.00059354 | 0.00054261 | 0.00055788 | 0.00055025 | 0.00058047 | 0.00056637
| 8 | 23 | 16 | 0.00048334 | 0.00046032 | 0.00046408 | 0.00046557 | 0.00045314 | 0.00048548 | 0.00047118
| 8 | 23 | 17 | 0.00034712 | 0.00032564 | 0.00031338 | 0.00031616 | 0.00032447 | 0.00034903 | 0.00032696
| 8 | 23 | 18 | 0.00018072 | 0.00016757 | 0.00015083 | 0.00017451 | 0.000176 | 0.00016709 | 0.00016205
| 8 | 23 | 19 | 3.7891e-05 | 3.6422e-05 | 3.2437e-05 | 3.7669e-05 | 4.418e-05 | 3.5964e-05 | 3.4633e-05
| 8 | 23 | 20 | 0 | 0 | 0 | 0 | 0 | 0 | 0
| 8 | 23 | 21 | 0 | 0 | 0 | 0 | 0 | 0 | 0
| 8 | 23 | 22 | 0 | 0 | 0 | 0 | 0 | 0 | 0
| 8 | 23 | 23 | 0 | 0 | 0 | 0 | 0 | 0 | 0
| 8 | 23 | 24 | 0 | 0 | 0 | 0 | 0 | 0 | 0
| 8 | 24 | 1 | 0 | 0 | 0 | 0 | 0 | 0 | 0
| 8 | 24 | 2 | 0 | 0 | 0 | 0 | 0 | 0 | 0
| 8 | 24 | 3 | 0 | 0 | 0 | 0 | 0 | 0 | 0
| 8 | 24 | 4 | 0 | 0 | 0 | 0 | 0 | 0 | 0
| 8 | 24 | 5 | 0 | 0 | 0 | 0 | 0 | 0 | 0
| 8 | 24 | 6 | 0 | 0 | 0 | 0 | 0 | 0 | 0
| 8 | 24 | 7 | 1.8281e-05 | 2.167e-05 | 2.0036e-05 | 1.628e-05 | 1.3036e-05 | 1.7497e-05 | 1.9356e-05
| 8 | 24 | 8 | 0.00014293 | 0.00014565 | 0.00014248 | 0.00013969 | 0.00012569 | 0.00013776 | 0.00014229
| 8 | 24 | 9 | 0.00031795 | 0.00030199 | 0.00030772 | 0.00031906 | 0.00029211 | 0.00030526 | 0.00031008
| 8 | 24 | 10 | 0.00047438 | 0.00046458 | 0.00047886 | 0.00046457 | 0.00045583 | 0.00046231 | 0.00047513
| 8 | 24 | 11 | 0.00058681 | 0.00056622 | 0.00058274 | 0.0005631 | 0.0005446 | 0.00056232 | 0.00058091
| 8 | 24 | 12 | 0.00064216 | 0.00065167 | 0.00064191 | 0.0006292 | 0.00062242 | 0.00061405 | 0.00064003
| 8 | 24 | 13 | 0.00068081 | 0.00063857 | 0.00064834 | 0.00066255 | 0.0006465 | 0.00064305 | 0.00065672
| 8 | 24 | 14 | 0.00064758 | 0.00063668 | 0.00062248 | 0.00063717 | 0.0006339 | 0.0006272 | 0.00063108
| 8 | 24 | 15 | 0.00060301 | 0.00059354 | 0.00054261 | 0.00055788 | 0.00055025 | 0.00058047 | 0.00056637
| 8 | 24 | 16 | 0.00048334 | 0.00046032 | 0.00046408 | 0.00046557 | 0.00045314 | 0.00048548 | 0.00047118
| 8 | 24 | 17 | 0.00034712 | 0.00032564 | 0.00031338 | 0.00031616 | 0.00032447 | 0.00034903 | 0.00032696
| 8 | 24 | 18 | 0.00018072 | 0.00016757 | 0.00015083 | 0.00017451 | 0.000176 | 0.00016709 | 0.00016205
| 8 | 24 | 19 | 3.7891e-05 | 3.6422e-05 | 3.2437e-05 | 3.7669e-05 | 4.418e-05 | 3.5964e-05 | 3.4633e-05
| 8 | 24 | 20 | 0 | 0 | 0 | 0 | 0 | 0 | 0
| 8 | 24 | 21 | 0 | 0 | 0 | 0 | 0 | 0 | 0
| 8 | 24 | 22 | 0 | 0 | 0 | 0 | 0 | 0 | 0
| 8 | 24 | 23 | 0 | 0 | 0 | 0 | 0 | 0 | 0
| 8 | 24 | 24 | 0 | 0 | 0 | 0 | 0 | 0 | 0
| 8 | 25 | 1 | 0 | 0 | 0 | 0 | 0 | 0 | 0
| 8 | 25 | 2 | 0 | 0 | 0 | 0 | 0 | 0 | 0
| 8 | 25 | 3 | 0 | 0 | 0 | 0 | 0 | 0 | 0
| 8 | 25 | 4 | 0 | 0 | 0 | 0 | 0 | 0 | 0
| 8 | 25 | 5 | 0 | 0 | 0 | 0 | 0 | 0 | 0
| 8 | 25 | 6 | 0 | 0 | 0 | 0 | 0 | 0 | 0
| 8 | 25 | 7 | 1.8281e-05 | 2.167e-05 | 2.0036e-05 | 1.628e-05 | 1.3036e-05 | 1.7497e-05 | 1.9356e-05
| 8 | 25 | 8 | 0.00014293 | 0.00014565 | 0.00014248 | 0.00013969 | 0.00012569 | 0.00013776 | 0.00014229
| 8 | 25 | 9 | 0.00031795 | 0.00030199 | 0.00030772 | 0.00031906 | 0.00029211 | 0.00030526 | 0.00031008
| 8 | 25 | 10 | 0.00047438 | 0.00046458 | 0.00047886 | 0.00046457 | 0.00045583 | 0.00046231 | 0.00047513
| 8 | 25 | 11 | 0.00058681 | 0.00056622 | 0.00058274 | 0.0005631 | 0.0005446 | 0.00056232 | 0.00058091
| 8 | 25 | 12 | 0.00064216 | 0.00065167 | 0.00064191 | 0.0006292 | 0.00062242 | 0.00061405 | 0.00064003
| 8 | 25 | 13 | 0.00068081 | 0.00063857 | 0.00064834 | 0.00066255 | 0.0006465 | 0.00064305 | 0.00065672
| 8 | 25 | 14 | 0.00064758 | 0.00063668 | 0.00062248 | 0.00063717 | 0.0006339 | 0.0006272 | 0.00063108
| 8 | 25 | 15 | 0.00060301 | 0.00059354 | 0.00054261 | 0.00055788 | 0.00055025 | 0.00058047 | 0.00056637
| 8 | 25 | 16 | 0.00048334 | 0.00046032 | 0.00046408 | 0.00046557 | 0.00045314 | 0.00048548 | 0.00047118
| 8 | 25 | 17 | 0.00034712 | 0.00032564 | 0.00031338 | 0.00031616 | 0.00032447 | 0.00034903 | 0.00032696
| 8 | 25 | 18 | 0.00018072 | 0.00016757 | 0.00015083 | 0.00017451 | 0.000176 | 0.00016709 | 0.00016205
| 8 | 25 | 19 | 3.7891e-05 | 3.6422e-05 | 3.2437e-05 | 3.7669e-05 | 4.418e-05 | 3.5964e-05 | 3.4633e-05
| 8 | 25 | 20 | 0 | 0 | 0 | 0 | 0 | 0 | 0
| 8 | 25 | 21 | 0 | 0 | 0 | 0 | 0 | 0 | 0
| 8 | 25 | 22 | 0 | 0 | 0 | 0 | 0 | 0 | 0
| 8 | 25 | 23 | 0 | 0 | 0 | 0 | 0 | 0 | 0
| 8 | 25 | 24 | 0 | 0 | 0 | 0 | 0 | 0 | 0
| 8 | 26 | 1 | 0 | 0 | 0 | 0 | 0 | 0 | 0
| 8 | 26 | 2 | 0 | 0 | 0 | 0 | 0 | 0 | 0
| 8 | 26 | 3 | 0 | 0 | 0 | 0 | 0 | 0 | 0
| 8 | 26 | 4 | 0 | 0 | 0 | 0 | 0 | 0 | 0
| 8 | 26 | 5 | 0 | 0 | 0 | 0 | 0 | 0 | 0
| 8 | 26 | 6 | 0 | 0 | 0 | 0 | 0 | 0 | 0
| 8 | 26 | 7 | 1.8281e-05 | 2.167e-05 | 2.0036e-05 | 1.628e-05 | 1.3036e-05 | 1.7497e-05 | 1.9356e-05
| 8 | 26 | 8 | 0.00014293 | 0.00014565 | 0.00014248 | 0.00013969 | 0.00012569 | 0.00013776 | 0.00014229
| 8 | 26 | 9 | 0.00031795 | 0.00030199 | 0.00030772 | 0.00031906 | 0.00029211 | 0.00030526 | 0.00031008
| 8 | 26 | 10 | 0.00047438 | 0.00046458 | 0.00047886 | 0.00046457 | 0.00045583 | 0.00046231 | 0.00047513
| 8 | 26 | 11 | 0.00058681 | 0.00056622 | 0.00058274 | 0.0005631 | 0.0005446 | 0.00056232 | 0.00058091
| 8 | 26 | 12 | 0.00064216 | 0.00065167 | 0.00064191 | 0.0006292 | 0.00062242 | 0.00061405 | 0.00064003
| 8 | 26 | 13 | 0.00068081 | 0.00063857 | 0.00064834 | 0.00066255 | 0.0006465 | 0.00064305 | 0.00065672
| 8 | 26 | 14 | 0.00064758 | 0.00063668 | 0.00062248 | 0.00063717 | 0.0006339 | 0.0006272 | 0.00063108
| 8 | 26 | 15 | 0.00060301 | 0.00059354 | 0.00054261 | 0.00055788 | 0.00055025 | 0.00058047 | 0.00056637
| 8 | 26 | 16 | 0.00048334 | 0.00046032 | 0.00046408 | 0.00046557 | 0.00045314 | 0.00048548 | 0.00047118
| 8 | 26 | 17 | 0.00034712 | 0.00032564 | 0.00031338 | 0.00031616 | 0.00032447 | 0.00034903 | 0.00032696
| 8 | 26 | 18 | 0.00018072 | 0.00016757 | 0.00015083 | 0.00017451 | 0.000176 | 0.00016709 | 0.00016205
| 8 | 26 | 19 | 3.7891e-05 | 3.6422e-05 | 3.2437e-05 | 3.7669e-05 | 4.418e-05 | 3.5964e-05 | 3.4633e-05
| 8 | 26 | 20 | 0 | 0 | 0 | 0 | 0 | 0 | 0
| 8 | 26 | 21 | 0 | 0 | 0 | 0 | 0 | 0 | 0
| 8 | 26 | 22 | 0 | 0 | 0 | 0 | 0 | 0 | 0
| 8 | 26 | 23 | 0 | 0 | 0 | 0 | 0 | 0 | 0
| 8 | 26 | 24 | 0 | 0 | 0 | 0 | 0 | 0 | 0
| 8 | 27 | 1 | 0 | 0 | 0 | 0 | 0 | 0 | 0
| 8 | 27 | 2 | 0 | 0 | 0 | 0 | 0 | 0 | 0
| 8 | 27 | 3 | 0 | 0 | 0 | 0 | 0 | 0 | 0
| 8 | 27 | 4 | 0 | 0 | 0 | 0 | 0 | 0 | 0
| 8 | 27 | 5 | 0 | 0 | 0 | 0 | 0 | 0 | 0
| 8 | 27 | 6 | 0 | 0 | 0 | 0 | 0 | 0 | 0
| 8 | 27 | 7 | 1.8281e-05 | 2.167e-05 | 2.0036e-05 | 1.628e-05 | 1.3036e-05 | 1.7497e-05 | 1.9356e-05
| 8 | 27 | 8 | 0.00014293 | 0.00014565 | 0.00014248 | 0.00013969 | 0.00012569 | 0.00013776 | 0.00014229
| 8 | 27 | 9 | 0.00031795 | 0.00030199 | 0.00030772 | 0.00031906 | 0.00029211 | 0.00030526 | 0.00031008
| 8 | 27 | 10 | 0.00047438 | 0.00046458 | 0.00047886 | 0.00046457 | 0.00045583 | 0.00046231 | 0.00047513
| 8 | 27 | 11 | 0.00058681 | 0.00056622 | 0.00058274 | 0.0005631 | 0.0005446 | 0.00056232 | 0.00058091
| 8 | 27 | 12 | 0.00064216 | 0.00065167 | 0.00064191 | 0.0006292 | 0.00062242 | 0.00061405 | 0.00064003
| 8 | 27 | 13 | 0.00068081 | 0.00063857 | 0.00064834 | 0.00066255 | 0.0006465 | 0.00064305 | 0.00065672
| 8 | 27 | 14 | 0.00064758 | 0.00063668 | 0.00062248 | 0.00063717 | 0.0006339 | 0.0006272 | 0.00063108
| 8 | 27 | 15 | 0.00060301 | 0.00059354 | 0.00054261 | 0.00055788 | 0.00055025 | 0.00058047 | 0.00056637
| 8 | 27 | 16 | 0.00048334 | 0.00046032 | 0.00046408 | 0.00046557 | 0.00045314 | 0.00048548 | 0.00047118
| 8 | 27 | 17 | 0.00034712 | 0.00032564 | 0.00031338 | 0.00031616 | 0.00032447 | 0.00034903 | 0.00032696
| 8 | 27 | 18 | 0.00018072 | 0.00016757 | 0.00015083 | 0.00017451 | 0.000176 | 0.00016709 | 0.00016205
| 8 | 27 | 19 | 3.7891e-05 | 3.6422e-05 | 3.2437e-05 | 3.7669e-05 | 4.418e-05 | 3.5964e-05 | 3.4633e-05
| 8 | 27 | 20 | 0 | 0 | 0 | 0 | 0 | 0 | 0
| 8 | 27 | 21 | 0 | 0 | 0 | 0 | 0 | 0 | 0
| 8 | 27 | 22 | 0 | 0 | 0 | 0 | 0 | 0 | 0
| 8 | 27 | 23 | 0 | 0 | 0 | 0 | 0 | 0 | 0
| 8 | 27 | 24 | 0 | 0 | 0 | 0 | 0 | 0 | 0
| 8 | 28 | 1 | 0 | 0 | 0 | 0 | 0 | 0 | 0
| 8 | 28 | 2 | 0 | 0 | 0 | 0 | 0 | 0 | 0
| 8 | 28 | 3 | 0 | 0 | 0 | 0 | 0 | 0 | 0
| 8 | 28 | 4 | 0 | 0 | 0 | 0 | 0 | 0 | 0
| 8 | 28 | 5 | 0 | 0 | 0 | 0 | 0 | 0 | 0
| 8 | 28 | 6 | 0 | 0 | 0 | 0 | 0 | 0 | 0
| 8 | 28 | 7 | 1.8281e-05 | 2.167e-05 | 2.0036e-05 | 1.628e-05 | 1.3036e-05 | 1.7497e-05 | 1.9356e-05
| 8 | 28 | 8 | 0.00014293 | 0.00014565 | 0.00014248 | 0.00013969 | 0.00012569 | 0.00013776 | 0.00014229
| 8 | 28 | 9 | 0.00031795 | 0.00030199 | 0.00030772 | 0.00031906 | 0.00029211 | 0.00030526 | 0.00031008
| 8 | 28 | 10 | 0.00047438 | 0.00046458 | 0.00047886 | 0.00046457 | 0.00045583 | 0.00046231 | 0.00047513
| 8 | 28 | 11 | 0.00058681 | 0.00056622 | 0.00058274 | 0.0005631 | 0.0005446 | 0.00056232 | 0.00058091
| 8 | 28 | 12 | 0.00064216 | 0.00065167 | 0.00064191 | 0.0006292 | 0.00062242 | 0.00061405 | 0.00064003
| 8 | 28 | 13 | 0.00068081 | 0.00063857 | 0.00064834 | 0.00066255 | 0.0006465 | 0.00064305 | 0.00065672
| 8 | 28 | 14 | 0.00064758 | 0.00063668 | 0.00062248 | 0.00063717 | 0.0006339 | 0.0006272 | 0.00063108
| 8 | 28 | 15 | 0.00060301 | 0.00059354 | 0.00054261 | 0.00055788 | 0.00055025 | 0.00058047 | 0.00056637
| 8 | 28 | 16 | 0.00048334 | 0.00046032 | 0.00046408 | 0.00046557 | 0.00045314 | 0.00048548 | 0.00047118
| 8 | 28 | 17 | 0.00034712 | 0.00032564 | 0.00031338 | 0.00031616 | 0.00032447 | 0.00034903 | 0.00032696
| 8 | 28 | 18 | 0.00018072 | 0.00016757 | 0.00015083 | 0.00017451 | 0.000176 | 0.00016709 | 0.00016205
| 8 | 28 | 19 | 3.7891e-05 | 3.6422e-05 | 3.2437e-05 | 3.7669e-05 | 4.418e-05 | 3.5964e-05 | 3.4633e-05
| 8 | 28 | 20 | 0 | 0 | 0 | 0 | 0 | 0 | 0
| 8 | 28 | 21 | 0 | 0 | 0 | 0 | 0 | 0 | 0
| 8 | 28 | 22 | 0 | 0 | 0 | 0 | 0 | 0 | 0
| 8 | 28 | 23 | 0 | 0 | 0 | 0 | 0 | 0 | 0
| 8 | 28 | 24 | 0 | 0 | 0 | 0 | 0 | 0 | 0
| 8 | 29 | 1 | 0 | 0 | 0 | 0 | 0 | 0 | 0
| 8 | 29 | 2 | 0 | 0 | 0 | 0 | 0 | 0 | 0
| 8 | 29 | 3 | 0 | 0 | 0 | 0 | 0 | 0 | 0
| 8 | 29 | 4 | 0 | 0 | 0 | 0 | 0 | 0 | 0
| 8 | 29 | 5 | 0 | 0 | 0 | 0 | 0 | 0 | 0
| 8 | 29 | 6 | 0 | 0 | 0 | 0 | 0 | 0 | 0
| 8 | 29 | 7 | 1.8281e-05 | 2.167e-05 | 2.0036e-05 | 1.628e-05 | 1.3036e-05 | 1.7497e-05 | 1.9356e-05
| 8 | 29 | 8 | 0.00014293 | 0.00014565 | 0.00014248 | 0.00013969 | 0.00012569 | 0.00013776 | 0.00014229
| 8 | 29 | 9 | 0.00031795 | 0.00030199 | 0.00030772 | 0.00031906 | 0.00029211 | 0.00030526 | 0.00031008
| 8 | 29 | 10 | 0.00047438 | 0.00046458 | 0.00047886 | 0.00046457 | 0.00045583 | 0.00046231 | 0.00047513
| 8 | 29 | 11 | 0.00058681 | 0.00056622 | 0.00058274 | 0.0005631 | 0.0005446 | 0.00056232 | 0.00058091
| 8 | 29 | 12 | 0.00064216 | 0.00065167 | 0.00064191 | 0.0006292 | 0.00062242 | 0.00061405 | 0.00064003
| 8 | 29 | 13 | 0.00068081 | 0.00063857 | 0.00064834 | 0.00066255 | 0.0006465 | 0.00064305 | 0.00065672
| 8 | 29 | 14 | 0.00064758 | 0.00063668 | 0.00062248 | 0.00063717 | 0.0006339 | 0.0006272 | 0.00063108
| 8 | 29 | 15 | 0.00060301 | 0.00059354 | 0.00054261 | 0.00055788 | 0.00055025 | 0.00058047 | 0.00056637
| 8 | 29 | 16 | 0.00048334 | 0.00046032 | 0.00046408 | 0.00046557 | 0.00045314 | 0.00048548 | 0.00047118
| 8 | 29 | 17 | 0.00034712 | 0.00032564 | 0.00031338 | 0.00031616 | 0.00032447 | 0.00034903 | 0.00032696
| 8 | 29 | 18 | 0.00018072 | 0.00016757 | 0.00015083 | 0.00017451 | 0.000176 | 0.00016709 | 0.00016205
| 8 | 29 | 19 | 3.7891e-05 | 3.6422e-05 | 3.2437e-05 | 3.7669e-05 | 4.418e-05 | 3.5964e-05 | 3.4633e-05
| 8 | 29 | 20 | 0 | 0 | 0 | 0 | 0 | 0 | 0
| 8 | 29 | 21 | 0 | 0 | 0 | 0 | 0 | 0 | 0
| 8 | 29 | 22 | 0 | 0 | 0 | 0 | 0 | 0 | 0
| 8 | 29 | 23 | 0 | 0 | 0 | 0 | 0 | 0 | 0
| 8 | 29 | 24 | 0 | 0 | 0 | 0 | 0 | 0 | 0
| 8 | 30 | 1 | 0 | 0 | 0 | 0 | 0 | 0 | 0
| 8 | 30 | 2 | 0 | 0 | 0 | 0 | 0 | 0 | 0
| 8 | 30 | 3 | 0 | 0 | 0 | 0 | 0 | 0 | 0
| 8 | 30 | 4 | 0 | 0 | 0 | 0 | 0 | 0 | 0
| 8 | 30 | 5 | 0 | 0 | 0 | 0 | 0 | 0 | 0
| 8 | 30 | 6 | 0 | 0 | 0 | 0 | 0 | 0 | 0
| 8 | 30 | 7 | 1.8281e-05 | 2.167e-05 | 2.0036e-05 | 1.628e-05 | 1.3036e-05 | 1.7497e-05 | 1.9356e-05
| 8 | 30 | 8 | 0.00014293 | 0.00014565 | 0.00014248 | 0.00013969 | 0.00012569 | 0.00013776 | 0.00014229
| 8 | 30 | 9 | 0.00031795 | 0.00030199 | 0.00030772 | 0.00031906 | 0.00029211 | 0.00030526 | 0.00031008
| 8 | 30 | 10 | 0.00047438 | 0.00046458 | 0.00047886 | 0.00046457 | 0.00045583 | 0.00046231 | 0.00047513
| 8 | 30 | 11 | 0.00058681 | 0.00056622 | 0.00058274 | 0.0005631 | 0.0005446 | 0.00056232 | 0.00058091
| 8 | 30 | 12 | 0.00064216 | 0.00065167 | 0.00064191 | 0.0006292 | 0.00062242 | 0.00061405 | 0.00064003
| 8 | 30 | 13 | 0.00068081 | 0.00063857 | 0.00064834 | 0.00066255 | 0.0006465 | 0.00064305 | 0.00065672
| 8 | 30 | 14 | 0.00064758 | 0.00063668 | 0.00062248 | 0.00063717 | 0.0006339 | 0.0006272 | 0.00063108
| 8 | 30 | 15 | 0.00060301 | 0.00059354 | 0.00054261 | 0.00055788 | 0.00055025 | 0.00058047 | 0.00056637
| 8 | 30 | 16 | 0.00048334 | 0.00046032 | 0.00046408 | 0.00046557 | 0.00045314 | 0.00048548 | 0.00047118
| 8 | 30 | 17 | 0.00034712 | 0.00032564 | 0.00031338 | 0.00031616 | 0.00032447 | 0.00034903 | 0.00032696
| 8 | 30 | 18 | 0.00018072 | 0.00016757 | 0.00015083 | 0.00017451 | 0.000176 | 0.00016709 | 0.00016205
| 8 | 30 | 19 | 3.7891e-05 | 3.6422e-05 | 3.2437e-05 | 3.7669e-05 | 4.418e-05 | 3.5964e-05 | 3.4633e-05
| 8 | 30 | 20 | 0 | 0 | 0 | 0 | 0 | 0 | 0
| 8 | 30 | 21 | 0 | 0 | 0 | 0 | 0 | 0 | 0
| 8 | 30 | 22 | 0 | 0 | 0 | 0 | 0 | 0 | 0
| 8 | 30 | 23 | 0 | 0 | 0 | 0 | 0 | 0 | 0
| 8 | 30 | 24 | 0 | 0 | 0 | 0 | 0 | 0 | 0
| 8 | 31 | 1 | 0 | 0 | 0 | 0 | 0 | 0 | 0
| 8 | 31 | 2 | 0 | 0 | 0 | 0 | 0 | 0 | 0
| 8 | 31 | 3 | 0 | 0 | 0 | 0 | 0 | 0 | 0
| 8 | 31 | 4 | 0 | 0 | 0 | 0 | 0 | 0 | 0
| 8 | 31 | 5 | 0 | 0 | 0 | 0 | 0 | 0 | 0
| 8 | 31 | 6 | 0 | 0 | 0 | 0 | 0 | 0 | 0
| 8 | 31 | 7 | 1.8281e-05 | 2.167e-05 | 2.0036e-05 | 1.628e-05 | 1.3036e-05 | 1.7497e-05 | 1.9356e-05
| 8 | 31 | 8 | 0.00014293 | 0.00014565 | 0.00014248 | 0.00013969 | 0.00012569 | 0.00013776 | 0.00014229
| 8 | 31 | 9 | 0.00031795 | 0.00030199 | 0.00030772 | 0.00031906 | 0.00029211 | 0.00030526 | 0.00031008
| 8 | 31 | 10 | 0.00047438 | 0.00046458 | 0.00047886 | 0.00046457 | 0.00045583 | 0.00046231 | 0.00047513
| 8 | 31 | 11 | 0.00058681 | 0.00056622 | 0.00058274 | 0.0005631 | 0.0005446 | 0.00056232 | 0.00058091
| 8 | 31 | 12 | 0.00064216 | 0.00065167 | 0.00064191 | 0.0006292 | 0.00062242 | 0.00061405 | 0.00064003
| 8 | 31 | 13 | 0.00068081 | 0.00063857 | 0.00064834 | 0.00066255 | 0.0006465 | 0.00064305 | 0.00065672
| 8 | 31 | 14 | 0.00064758 | 0.00063668 | 0.00062248 | 0.00063717 | 0.0006339 | 0.0006272 | 0.00063108
| 8 | 31 | 15 | 0.00060301 | 0.00059354 | 0.00054261 | 0.00055788 | 0.00055025 | 0.00058047 | 0.00056637
| 8 | 31 | 16 | 0.00048334 | 0.00046032 | 0.00046408 | 0.00046557 | 0.00045314 | 0.00048548 | 0.00047118
| 8 | 31 | 17 | 0.00034712 | 0.00032564 | 0.00031338 | 0.00031616 | 0.00032447 | 0.00034903 | 0.00032696
| 8 | 31 | 18 | 0.00018072 | 0.00016757 | 0.00015083 | 0.00017451 | 0.000176 | 0.00016709 | 0.00016205
| 8 | 31 | 19 | 3.7891e-05 | 3.6422e-05 | 3.2437e-05 | 3.7669e-05 | 4.418e-05 | 3.5964e-05 | 3.4633e-05
| 8 | 31 | 20 | 0 | 0 | 0 | 0 | 0 | 0 | 0
| 8 | 31 | 21 | 0 | 0 | 0 | 0 | 0 | 0 | 0
| 8 | 31 | 22 | 0 | 0 | 0 | 0 | 0 | 0 | 0
| 8 | 31 | 23 | 0 | 0 | 0 | 0 | 0 | 0 | 0
| 8 | 31 | 24 | 0 | 0 | 0 | 0 | 0 | 0 | 0
| 9 | 1 | 1 | 0 | 0 | 0 | 0 | 0 | 0 | 0
| 9 | 1 | 2 | 0 | 0 | 0 | 0 | 0 | 0 | 0
| 9 | 1 | 3 | 0 | 0 | 0 | 0 | 0 | 0 | 0
| 9 | 1 | 4 | 0 | 0 | 0 | 0 | 0 | 0 | 0
| 9 | 1 | 5 | 0 | 0 | 0 | 0 | 0 | 0 | 0
| 9 | 1 | 6 | 0 | 0 | 0 | 0 | 0 | 0 | 0
| 9 | 1 | 7 | 4.5919e-06 | 5.316e-06 | 8.1333e-06 | 2.9849e-06 | 1.3779e-06 | 4.7976e-06 | 6.604e-06
| 9 | 1 | 8 | 0.00012904 | 0.00013586 | 0.00013453 | 0.00012528 | 0.00011699 | 0.00013738 | 0.00013314
| 9 | 1 | 9 | 0.00028935 | 0.00032167 | 0.00028325 | 0.00028942 | 0.00027458 | 0.00029121 | 0.00028792
| 9 | 1 | 10 | 0.00043424 | 0.00044462 | 0.00044241 | 0.0004246 | 0.00043003 | 0.0004258 | 0.00043864
| 9 | 1 | 11 | 0.00054917 | 0.00054124 | 0.00054777 | 0.00056023 | 0.00054141 | 0.00053532 | 0.00054673
| 9 | 1 | 12 | 0.00060196 | 0.00060671 | 0.0006037 | 0.0006623 | 0.0005763 | 0.00058992 | 0.00060223
| 9 | 1 | 13 | 0.00063609 | 0.00061968 | 0.00062481 | 0.00065867 | 0.00058572 | 0.00062412 | 0.00062759
| 9 | 1 | 14 | 0.00062252 | 0.00059121 | 0.00057624 | 0.00062804 | 0.00058044 | 0.00061978 | 0.00059439
| 9 | 1 | 15 | 0.00055116 | 0.00051902 | 0.00052415 | 0.00057455 | 0.0005204 | 0.00053495 | 0.00053271
| 9 | 1 | 16 | 0.00044733 | 0.00043701 | 0.00041772 | 0.00045569 | 0.00046508 | 0.00043334 | 0.00042914
| 9 | 1 | 17 | 0.00028512 | 0.00029518 | 0.00026668 | 0.00030764 | 0.00029038 | 0.00030092 | 0.00027687
| 9 | 1 | 18 | 0.00011896 | 0.00011281 | 0.00010958 | 0.00012096 | 0.00012891 | 0.00012493 | 0.00011394
| 9 | 1 | 19 | 5.5247e-06 | 4.264e-06 | 3.7907e-06 | 5.4205e-06 | 8.743e-06 | 5.3524e-06 | 4.4867e-06
| 9 | 1 | 20 | 0 | 0 | 0 | 0 | 0 | 0 | 0
| 9 | 1 | 21 | 0 | 0 | 0 | 0 | 0 | 0 | 0
| 9 | 1 | 22 | 0 | 0 | 0 | 0 | 0 | 0 | 0
| 9 | 1 | 23 | 0 | 0 | 0 | 0 | 0 | 0 | 0
| 9 | 1 | 24 | 0 | 0 | 0 | 0 | 0 | 0 | 0
| 9 | 2 | 1 | 0 | 0 | 0 | 0 | 0 | 0 | 0
| 9 | 2 | 2 | 0 | 0 | 0 | 0 | 0 | 0 | 0
| 9 | 2 | 3 | 0 | 0 | 0 | 0 | 0 | 0 | 0
| 9 | 2 | 4 | 0 | 0 | 0 | 0 | 0 | 0 | 0
| 9 | 2 | 5 | 0 | 0 | 0 | 0 | 0 | 0 | 0
| 9 | 2 | 6 | 0 | 0 | 0 | 0 | 0 | 0 | 0
| 9 | 2 | 7 | 4.5919e-06 | 5.316e-06 | 8.1333e-06 | 2.9849e-06 | 1.3779e-06 | 4.7976e-06 | 6.604e-06
| 9 | 2 | 8 | 0.00012904 | 0.00013586 | 0.00013453 | 0.00012528 | 0.00011699 | 0.00013738 | 0.00013314
| 9 | 2 | 9 | 0.00028935 | 0.00032167 | 0.00028325 | 0.00028942 | 0.00027458 | 0.00029121 | 0.00028792
| 9 | 2 | 10 | 0.00043424 | 0.00044462 | 0.00044241 | 0.0004246 | 0.00043003 | 0.0004258 | 0.00043864
| 9 | 2 | 11 | 0.00054917 | 0.00054124 | 0.00054777 | 0.00056023 | 0.00054141 | 0.00053532 | 0.00054673
| 9 | 2 | 12 | 0.00060196 | 0.00060671 | 0.0006037 | 0.0006623 | 0.0005763 | 0.00058992 | 0.00060223
| 9 | 2 | 13 | 0.00063609 | 0.00061968 | 0.00062481 | 0.00065867 | 0.00058572 | 0.00062412 | 0.00062759
| 9 | 2 | 14 | 0.00062252 | 0.00059121 | 0.00057624 | 0.00062804 | 0.00058044 | 0.00061978 | 0.00059439
| 9 | 2 | 15 | 0.00055116 | 0.00051902 | 0.00052415 | 0.00057455 | 0.0005204 | 0.00053495 | 0.00053271
| 9 | 2 | 16 | 0.00044733 | 0.00043701 | 0.00041772 | 0.00045569 | 0.00046508 | 0.00043334 | 0.00042914
| 9 | 2 | 17 | 0.00028512 | 0.00029518 | 0.00026668 | 0.00030764 | 0.00029038 | 0.00030092 | 0.00027687
| 9 | 2 | 18 | 0.00011896 | 0.00011281 | 0.00010958 | 0.00012096 | 0.00012891 | 0.00012493 | 0.00011394
| 9 | 2 | 19 | 5.5247e-06 | 4.264e-06 | 3.7907e-06 | 5.4205e-06 | 8.743e-06 | 5.3524e-06 | 4.4867e-06
| 9 | 2 | 20 | 0 | 0 | 0 | 0 | 0 | 0 | 0
| 9 | 2 | 21 | 0 | 0 | 0 | 0 | 0 | 0 | 0
| 9 | 2 | 22 | 0 | 0 | 0 | 0 | 0 | 0 | 0
| 9 | 2 | 23 | 0 | 0 | 0 | 0 | 0 | 0 | 0
| 9 | 2 | 24 | 0 | 0 | 0 | 0 | 0 | 0 | 0
| 9 | 3 | 1 | 0 | 0 | 0 | 0 | 0 | 0 | 0
| 9 | 3 | 2 | 0 | 0 | 0 | 0 | 0 | 0 | 0
| 9 | 3 | 3 | 0 | 0 | 0 | 0 | 0 | 0 | 0
| 9 | 3 | 4 | 0 | 0 | 0 | 0 | 0 | 0 | 0
| 9 | 3 | 5 | 0 | 0 | 0 | 0 | 0 | 0 | 0
| 9 | 3 | 6 | 0 | 0 | 0 | 0 | 0 | 0 | 0
| 9 | 3 | 7 | 4.5919e-06 | 5.316e-06 | 8.1333e-06 | 2.9849e-06 | 1.3779e-06 | 4.7976e-06 | 6.604e-06
| 9 | 3 | 8 | 0.00012904 | 0.00013586 | 0.00013453 | 0.00012528 | 0.00011699 | 0.00013738 | 0.00013314
| 9 | 3 | 9 | 0.00028935 | 0.00032167 | 0.00028325 | 0.00028942 | 0.00027458 | 0.00029121 | 0.00028792
| 9 | 3 | 10 | 0.00043424 | 0.00044462 | 0.00044241 | 0.0004246 | 0.00043003 | 0.0004258 | 0.00043864
| 9 | 3 | 11 | 0.00054917 | 0.00054124 | 0.00054777 | 0.00056023 | 0.00054141 | 0.00053532 | 0.00054673
| 9 | 3 | 12 | 0.00060196 | 0.00060671 | 0.0006037 | 0.0006623 | 0.0005763 | 0.00058992 | 0.00060223
| 9 | 3 | 13 | 0.00063609 | 0.00061968 | 0.00062481 | 0.00065867 | 0.00058572 | 0.00062412 | 0.00062759
| 9 | 3 | 14 | 0.00062252 | 0.00059121 | 0.00057624 | 0.00062804 | 0.00058044 | 0.00061978 | 0.00059439
| 9 | 3 | 15 | 0.00055116 | 0.00051902 | 0.00052415 | 0.00057455 | 0.0005204 | 0.00053495 | 0.00053271
| 9 | 3 | 16 | 0.00044733 | 0.00043701 | 0.00041772 | 0.00045569 | 0.00046508 | 0.00043334 | 0.00042914
| 9 | 3 | 17 | 0.00028512 | 0.00029518 | 0.00026668 | 0.00030764 | 0.00029038 | 0.00030092 | 0.00027687
| 9 | 3 | 18 | 0.00011896 | 0.00011281 | 0.00010958 | 0.00012096 | 0.00012891 | 0.00012493 | 0.00011394
| 9 | 3 | 19 | 5.5247e-06 | 4.264e-06 | 3.7907e-06 | 5.4205e-06 | 8.743e-06 | 5.3524e-06 | 4.4867e-06
| 9 | 3 | 20 | 0 | 0 | 0 | 0 | 0 | 0 | 0
| 9 | 3 | 21 | 0 | 0 | 0 | 0 | 0 | 0 | 0
| 9 | 3 | 22 | 0 | 0 | 0 | 0 | 0 | 0 | 0
| 9 | 3 | 23 | 0 | 0 | 0 | 0 | 0 | 0 | 0
| 9 | 3 | 24 | 0 | 0 | 0 | 0 | 0 | 0 | 0
| 9 | 4 | 1 | 0 | 0 | 0 | 0 | 0 | 0 | 0
| 9 | 4 | 2 | 0 | 0 | 0 | 0 | 0 | 0 | 0
| 9 | 4 | 3 | 0 | 0 | 0 | 0 | 0 | 0 | 0
| 9 | 4 | 4 | 0 | 0 | 0 | 0 | 0 | 0 | 0
| 9 | 4 | 5 | 0 | 0 | 0 | 0 | 0 | 0 | 0
| 9 | 4 | 6 | 0 | 0 | 0 | 0 | 0 | 0 | 0
| 9 | 4 | 7 | 4.5919e-06 | 5.316e-06 | 8.1333e-06 | 2.9849e-06 | 1.3779e-06 | 4.7976e-06 | 6.604e-06
| 9 | 4 | 8 | 0.00012904 | 0.00013586 | 0.00013453 | 0.00012528 | 0.00011699 | 0.00013738 | 0.00013314
| 9 | 4 | 9 | 0.00028935 | 0.00032167 | 0.00028325 | 0.00028942 | 0.00027458 | 0.00029121 | 0.00028792
| 9 | 4 | 10 | 0.00043424 | 0.00044462 | 0.00044241 | 0.0004246 | 0.00043003 | 0.0004258 | 0.00043864
| 9 | 4 | 11 | 0.00054917 | 0.00054124 | 0.00054777 | 0.00056023 | 0.00054141 | 0.00053532 | 0.00054673
| 9 | 4 | 12 | 0.00060196 | 0.00060671 | 0.0006037 | 0.0006623 | 0.0005763 | 0.00058992 | 0.00060223
| 9 | 4 | 13 | 0.00063609 | 0.00061968 | 0.00062481 | 0.00065867 | 0.00058572 | 0.00062412 | 0.00062759
| 9 | 4 | 14 | 0.00062252 | 0.00059121 | 0.00057624 | 0.00062804 | 0.00058044 | 0.00061978 | 0.00059439
| 9 | 4 | 15 | 0.00055116 | 0.00051902 | 0.00052415 | 0.00057455 | 0.0005204 | 0.00053495 | 0.00053271
| 9 | 4 | 16 | 0.00044733 | 0.00043701 | 0.00041772 | 0.00045569 | 0.00046508 | 0.00043334 | 0.00042914
| 9 | 4 | 17 | 0.00028512 | 0.00029518 | 0.00026668 | 0.00030764 | 0.00029038 | 0.00030092 | 0.00027687
| 9 | 4 | 18 | 0.00011896 | 0.00011281 | 0.00010958 | 0.00012096 | 0.00012891 | 0.00012493 | 0.00011394
| 9 | 4 | 19 | 5.5247e-06 | 4.264e-06 | 3.7907e-06 | 5.4205e-06 | 8.743e-06 | 5.3524e-06 | 4.4867e-06
| 9 | 4 | 20 | 0 | 0 | 0 | 0 | 0 | 0 | 0
| 9 | 4 | 21 | 0 | 0 | 0 | 0 | 0 | 0 | 0
| 9 | 4 | 22 | 0 | 0 | 0 | 0 | 0 | 0 | 0
| 9 | 4 | 23 | 0 | 0 | 0 | 0 | 0 | 0 | 0
| 9 | 4 | 24 | 0 | 0 | 0 | 0 | 0 | 0 | 0
| 9 | 5 | 1 | 0 | 0 | 0 | 0 | 0 | 0 | 0
| 9 | 5 | 2 | 0 | 0 | 0 | 0 | 0 | 0 | 0
| 9 | 5 | 3 | 0 | 0 | 0 | 0 | 0 | 0 | 0
| 9 | 5 | 4 | 0 | 0 | 0 | 0 | 0 | 0 | 0
| 9 | 5 | 5 | 0 | 0 | 0 | 0 | 0 | 0 | 0
| 9 | 5 | 6 | 0 | 0 | 0 | 0 | 0 | 0 | 0
| 9 | 5 | 7 | 4.5919e-06 | 5.316e-06 | 8.1333e-06 | 2.9849e-06 | 1.3779e-06 | 4.7976e-06 | 6.604e-06
| 9 | 5 | 8 | 0.00012904 | 0.00013586 | 0.00013453 | 0.00012528 | 0.00011699 | 0.00013738 | 0.00013314
| 9 | 5 | 9 | 0.00028935 | 0.00032167 | 0.00028325 | 0.00028942 | 0.00027458 | 0.00029121 | 0.00028792
| 9 | 5 | 10 | 0.00043424 | 0.00044462 | 0.00044241 | 0.0004246 | 0.00043003 | 0.0004258 | 0.00043864
| 9 | 5 | 11 | 0.00054917 | 0.00054124 | 0.00054777 | 0.00056023 | 0.00054141 | 0.00053532 | 0.00054673
| 9 | 5 | 12 | 0.00060196 | 0.00060671 | 0.0006037 | 0.0006623 | 0.0005763 | 0.00058992 | 0.00060223
| 9 | 5 | 13 | 0.00063609 | 0.00061968 | 0.00062481 | 0.00065867 | 0.00058572 | 0.00062412 | 0.00062759
| 9 | 5 | 14 | 0.00062252 | 0.00059121 | 0.00057624 | 0.00062804 | 0.00058044 | 0.00061978 | 0.00059439
| 9 | 5 | 15 | 0.00055116 | 0.00051902 | 0.00052415 | 0.00057455 | 0.0005204 | 0.00053495 | 0.00053271
| 9 | 5 | 16 | 0.00044733 | 0.00043701 | 0.00041772 | 0.00045569 | 0.00046508 | 0.00043334 | 0.00042914
| 9 | 5 | 17 | 0.00028512 | 0.00029518 | 0.00026668 | 0.00030764 | 0.00029038 | 0.00030092 | 0.00027687
| 9 | 5 | 18 | 0.00011896 | 0.00011281 | 0.00010958 | 0.00012096 | 0.00012891 | 0.00012493 | 0.00011394
| 9 | 5 | 19 | 5.5247e-06 | 4.264e-06 | 3.7907e-06 | 5.4205e-06 | 8.743e-06 | 5.3524e-06 | 4.4867e-06
| 9 | 5 | 20 | 0 | 0 | 0 | 0 | 0 | 0 | 0
| 9 | 5 | 21 | 0 | 0 | 0 | 0 | 0 | 0 | 0
| 9 | 5 | 22 | 0 | 0 | 0 | 0 | 0 | 0 | 0
| 9 | 5 | 23 | 0 | 0 | 0 | 0 | 0 | 0 | 0
| 9 | 5 | 24 | 0 | 0 | 0 | 0 | 0 | 0 | 0
| 9 | 6 | 1 | 0 | 0 | 0 | 0 | 0 | 0 | 0
| 9 | 6 | 2 | 0 | 0 | 0 | 0 | 0 | 0 | 0
| 9 | 6 | 3 | 0 | 0 | 0 | 0 | 0 | 0 | 0
| 9 | 6 | 4 | 0 | 0 | 0 | 0 | 0 | 0 | 0
| 9 | 6 | 5 | 0 | 0 | 0 | 0 | 0 | 0 | 0
| 9 | 6 | 6 | 0 | 0 | 0 | 0 | 0 | 0 | 0
| 9 | 6 | 7 | 4.5919e-06 | 5.316e-06 | 8.1333e-06 | 2.9849e-06 | 1.3779e-06 | 4.7976e-06 | 6.604e-06
| 9 | 6 | 8 | 0.00012904 | 0.00013586 | 0.00013453 | 0.00012528 | 0.00011699 | 0.00013738 | 0.00013314
| 9 | 6 | 9 | 0.00028935 | 0.00032167 | 0.00028325 | 0.00028942 | 0.00027458 | 0.00029121 | 0.00028792
| 9 | 6 | 10 | 0.00043424 | 0.00044462 | 0.00044241 | 0.0004246 | 0.00043003 | 0.0004258 | 0.00043864
| 9 | 6 | 11 | 0.00054917 | 0.00054124 | 0.00054777 | 0.00056023 | 0.00054141 | 0.00053532 | 0.00054673
| 9 | 6 | 12 | 0.00060196 | 0.00060671 | 0.0006037 | 0.0006623 | 0.0005763 | 0.00058992 | 0.00060223
| 9 | 6 | 13 | 0.00063609 | 0.00061968 | 0.00062481 | 0.00065867 | 0.00058572 | 0.00062412 | 0.00062759
| 9 | 6 | 14 | 0.00062252 | 0.00059121 | 0.00057624 | 0.00062804 | 0.00058044 | 0.00061978 | 0.00059439
| 9 | 6 | 15 | 0.00055116 | 0.00051902 | 0.00052415 | 0.00057455 | 0.0005204 | 0.00053495 | 0.00053271
| 9 | 6 | 16 | 0.00044733 | 0.00043701 | 0.00041772 | 0.00045569 | 0.00046508 | 0.00043334 | 0.00042914
| 9 | 6 | 17 | 0.00028512 | 0.00029518 | 0.00026668 | 0.00030764 | 0.00029038 | 0.00030092 | 0.00027687
| 9 | 6 | 18 | 0.00011896 | 0.00011281 | 0.00010958 | 0.00012096 | 0.00012891 | 0.00012493 | 0.00011394
| 9 | 6 | 19 | 5.5247e-06 | 4.264e-06 | 3.7907e-06 | 5.4205e-06 | 8.743e-06 | 5.3524e-06 | 4.4867e-06
| 9 | 6 | 20 | 0 | 0 | 0 | 0 | 0 | 0 | 0
| 9 | 6 | 21 | 0 | 0 | 0 | 0 | 0 | 0 | 0
| 9 | 6 | 22 | 0 | 0 | 0 | 0 | 0 | 0 | 0
| 9 | 6 | 23 | 0 | 0 | 0 | 0 | 0 | 0 | 0
| 9 | 6 | 24 | 0 | 0 | 0 | 0 | 0 | 0 | 0
| 9 | 7 | 1 | 0 | 0 | 0 | 0 | 0 | 0 | 0
| 9 | 7 | 2 | 0 | 0 | 0 | 0 | 0 | 0 | 0
| 9 | 7 | 3 | 0 | 0 | 0 | 0 | 0 | 0 | 0
| 9 | 7 | 4 | 0 | 0 | 0 | 0 | 0 | 0 | 0
| 9 | 7 | 5 | 0 | 0 | 0 | 0 | 0 | 0 | 0
| 9 | 7 | 6 | 0 | 0 | 0 | 0 | 0 | 0 | 0
| 9 | 7 | 7 | 4.5919e-06 | 5.316e-06 | 8.1333e-06 | 2.9849e-06 | 1.3779e-06 | 4.7976e-06 | 6.604e-06
| 9 | 7 | 8 | 0.00012904 | 0.00013586 | 0.00013453 | 0.00012528 | 0.00011699 | 0.00013738 | 0.00013314
| 9 | 7 | 9 | 0.00028935 | 0.00032167 | 0.00028325 | 0.00028942 | 0.00027458 | 0.00029121 | 0.00028792
| 9 | 7 | 10 | 0.00043424 | 0.00044462 | 0.00044241 | 0.0004246 | 0.00043003 | 0.0004258 | 0.00043864
| 9 | 7 | 11 | 0.00054917 | 0.00054124 | 0.00054777 | 0.00056023 | 0.00054141 | 0.00053532 | 0.00054673
| 9 | 7 | 12 | 0.00060196 | 0.00060671 | 0.0006037 | 0.0006623 | 0.0005763 | 0.00058992 | 0.00060223
| 9 | 7 | 13 | 0.00063609 | 0.00061968 | 0.00062481 | 0.00065867 | 0.00058572 | 0.00062412 | 0.00062759
| 9 | 7 | 14 | 0.00062252 | 0.00059121 | 0.00057624 | 0.00062804 | 0.00058044 | 0.00061978 | 0.00059439
| 9 | 7 | 15 | 0.00055116 | 0.00051902 | 0.00052415 | 0.00057455 | 0.0005204 | 0.00053495 | 0.00053271
| 9 | 7 | 16 | 0.00044733 | 0.00043701 | 0.00041772 | 0.00045569 | 0.00046508 | 0.00043334 | 0.00042914
| 9 | 7 | 17 | 0.00028512 | 0.00029518 | 0.00026668 | 0.00030764 | 0.00029038 | 0.00030092 | 0.00027687
| 9 | 7 | 18 | 0.00011896 | 0.00011281 | 0.00010958 | 0.00012096 | 0.00012891 | 0.00012493 | 0.00011394
| 9 | 7 | 19 | 5.5247e-06 | 4.264e-06 | 3.7907e-06 | 5.4205e-06 | 8.743e-06 | 5.3524e-06 | 4.4867e-06
| 9 | 7 | 20 | 0 | 0 | 0 | 0 | 0 | 0 | 0
| 9 | 7 | 21 | 0 | 0 | 0 | 0 | 0 | 0 | 0
| 9 | 7 | 22 | 0 | 0 | 0 | 0 | 0 | 0 | 0
| 9 | 7 | 23 | 0 | 0 | 0 | 0 | 0 | 0 | 0
| 9 | 7 | 24 | 0 | 0 | 0 | 0 | 0 | 0 | 0
| 9 | 8 | 1 | 0 | 0 | 0 | 0 | 0 | 0 | 0
| 9 | 8 | 2 | 0 | 0 | 0 | 0 | 0 | 0 | 0
| 9 | 8 | 3 | 0 | 0 | 0 | 0 | 0 | 0 | 0
| 9 | 8 | 4 | 0 | 0 | 0 | 0 | 0 | 0 | 0
| 9 | 8 | 5 | 0 | 0 | 0 | 0 | 0 | 0 | 0
| 9 | 8 | 6 | 0 | 0 | 0 | 0 | 0 | 0 | 0
| 9 | 8 | 7 | 4.5919e-06 | 5.316e-06 | 8.1333e-06 | 2.9849e-06 | 1.3779e-06 | 4.7976e-06 | 6.604e-06
| 9 | 8 | 8 | 0.00012904 | 0.00013586 | 0.00013453 | 0.00012528 | 0.00011699 | 0.00013738 | 0.00013314
| 9 | 8 | 9 | 0.00028935 | 0.00032167 | 0.00028325 | 0.00028942 | 0.00027458 | 0.00029121 | 0.00028792
| 9 | 8 | 10 | 0.00043424 | 0.00044462 | 0.00044241 | 0.0004246 | 0.00043003 | 0.0004258 | 0.00043864
| 9 | 8 | 11 | 0.00054917 | 0.00054124 | 0.00054777 | 0.00056023 | 0.00054141 | 0.00053532 | 0.00054673
| 9 | 8 | 12 | 0.00060196 | 0.00060671 | 0.0006037 | 0.0006623 | 0.0005763 | 0.00058992 | 0.00060223
| 9 | 8 | 13 | 0.00063609 | 0.00061968 | 0.00062481 | 0.00065867 | 0.00058572 | 0.00062412 | 0.00062759
| 9 | 8 | 14 | 0.00062252 | 0.00059121 | 0.00057624 | 0.00062804 | 0.00058044 | 0.00061978 | 0.00059439
| 9 | 8 | 15 | 0.00055116 | 0.00051902 | 0.00052415 | 0.00057455 | 0.0005204 | 0.00053495 | 0.00053271
| 9 | 8 | 16 | 0.00044733 | 0.00043701 | 0.00041772 | 0.00045569 | 0.00046508 | 0.00043334 | 0.00042914
| 9 | 8 | 17 | 0.00028512 | 0.00029518 | 0.00026668 | 0.00030764 | 0.00029038 | 0.00030092 | 0.00027687
| 9 | 8 | 18 | 0.00011896 | 0.00011281 | 0.00010958 | 0.00012096 | 0.00012891 | 0.00012493 | 0.00011394
| 9 | 8 | 19 | 5.5247e-06 | 4.264e-06 | 3.7907e-06 | 5.4205e-06 | 8.743e-06 | 5.3524e-06 | 4.4867e-06
| 9 | 8 | 20 | 0 | 0 | 0 | 0 | 0 | 0 | 0
| 9 | 8 | 21 | 0 | 0 | 0 | 0 | 0 | 0 | 0
| 9 | 8 | 22 | 0 | 0 | 0 | 0 | 0 | 0 | 0
| 9 | 8 | 23 | 0 | 0 | 0 | 0 | 0 | 0 | 0
| 9 | 8 | 24 | 0 | 0 | 0 | 0 | 0 | 0 | 0
| 9 | 9 | 1 | 0 | 0 | 0 | 0 | 0 | 0 | 0
| 9 | 9 | 2 | 0 | 0 | 0 | 0 | 0 | 0 | 0
| 9 | 9 | 3 | 0 | 0 | 0 | 0 | 0 | 0 | 0
| 9 | 9 | 4 | 0 | 0 | 0 | 0 | 0 | 0 | 0
| 9 | 9 | 5 | 0 | 0 | 0 | 0 | 0 | 0 | 0
| 9 | 9 | 6 | 0 | 0 | 0 | 0 | 0 | 0 | 0
| 9 | 9 | 7 | 4.5919e-06 | 5.316e-06 | 8.1333e-06 | 2.9849e-06 | 1.3779e-06 | 4.7976e-06 | 6.604e-06
| 9 | 9 | 8 | 0.00012904 | 0.00013586 | 0.00013453 | 0.00012528 | 0.00011699 | 0.00013738 | 0.00013314
| 9 | 9 | 9 | 0.00028935 | 0.00032167 | 0.00028325 | 0.00028942 | 0.00027458 | 0.00029121 | 0.00028792
| 9 | 9 | 10 | 0.00043424 | 0.00044462 | 0.00044241 | 0.0004246 | 0.00043003 | 0.0004258 | 0.00043864
| 9 | 9 | 11 | 0.00054917 | 0.00054124 | 0.00054777 | 0.00056023 | 0.00054141 | 0.00053532 | 0.00054673
| 9 | 9 | 12 | 0.00060196 | 0.00060671 | 0.0006037 | 0.0006623 | 0.0005763 | 0.00058992 | 0.00060223
| 9 | 9 | 13 | 0.00063609 | 0.00061968 | 0.00062481 | 0.00065867 | 0.00058572 | 0.00062412 | 0.00062759
| 9 | 9 | 14 | 0.00062252 | 0.00059121 | 0.00057624 | 0.00062804 | 0.00058044 | 0.00061978 | 0.00059439
| 9 | 9 | 15 | 0.00055116 | 0.00051902 | 0.00052415 | 0.00057455 | 0.0005204 | 0.00053495 | 0.00053271
| 9 | 9 | 16 | 0.00044733 | 0.00043701 | 0.00041772 | 0.00045569 | 0.00046508 | 0.00043334 | 0.00042914
| 9 | 9 | 17 | 0.00028512 | 0.00029518 | 0.00026668 | 0.00030764 | 0.00029038 | 0.00030092 | 0.00027687
| 9 | 9 | 18 | 0.00011896 | 0.00011281 | 0.00010958 | 0.00012096 | 0.00012891 | 0.00012493 | 0.00011394
| 9 | 9 | 19 | 5.5247e-06 | 4.264e-06 | 3.7907e-06 | 5.4205e-06 | 8.743e-06 | 5.3524e-06 | 4.4867e-06
| 9 | 9 | 20 | 0 | 0 | 0 | 0 | 0 | 0 | 0
| 9 | 9 | 21 | 0 | 0 | 0 | 0 | 0 | 0 | 0
| 9 | 9 | 22 | 0 | 0 | 0 | 0 | 0 | 0 | 0
| 9 | 9 | 23 | 0 | 0 | 0 | 0 | 0 | 0 | 0
| 9 | 9 | 24 | 0 | 0 | 0 | 0 | 0 | 0 | 0
| 9 | 10 | 1 | 0 | 0 | 0 | 0 | 0 | 0 | 0
| 9 | 10 | 2 | 0 | 0 | 0 | 0 | 0 | 0 | 0
| 9 | 10 | 3 | 0 | 0 | 0 | 0 | 0 | 0 | 0
| 9 | 10 | 4 | 0 | 0 | 0 | 0 | 0 | 0 | 0
| 9 | 10 | 5 | 0 | 0 | 0 | 0 | 0 | 0 | 0
| 9 | 10 | 6 | 0 | 0 | 0 | 0 | 0 | 0 | 0
| 9 | 10 | 7 | 4.5919e-06 | 5.316e-06 | 8.1333e-06 | 2.9849e-06 | 1.3779e-06 | 4.7976e-06 | 6.604e-06
| 9 | 10 | 8 | 0.00012904 | 0.00013586 | 0.00013453 | 0.00012528 | 0.00011699 | 0.00013738 | 0.00013314
| 9 | 10 | 9 | 0.00028935 | 0.00032167 | 0.00028325 | 0.00028942 | 0.00027458 | 0.00029121 | 0.00028792
| 9 | 10 | 10 | 0.00043424 | 0.00044462 | 0.00044241 | 0.0004246 | 0.00043003 | 0.0004258 | 0.00043864
| 9 | 10 | 11 | 0.00054917 | 0.00054124 | 0.00054777 | 0.00056023 | 0.00054141 | 0.00053532 | 0.00054673
| 9 | 10 | 12 | 0.00060196 | 0.00060671 | 0.0006037 | 0.0006623 | 0.0005763 | 0.00058992 | 0.00060223
| 9 | 10 | 13 | 0.00063609 | 0.00061968 | 0.00062481 | 0.00065867 | 0.00058572 | 0.00062412 | 0.00062759
| 9 | 10 | 14 | 0.00062252 | 0.00059121 | 0.00057624 | 0.00062804 | 0.00058044 | 0.00061978 | 0.00059439
| 9 | 10 | 15 | 0.00055116 | 0.00051902 | 0.00052415 | 0.00057455 | 0.0005204 | 0.00053495 | 0.00053271
| 9 | 10 | 16 | 0.00044733 | 0.00043701 | 0.00041772 | 0.00045569 | 0.00046508 | 0.00043334 | 0.00042914
| 9 | 10 | 17 | 0.00028512 | 0.00029518 | 0.00026668 | 0.00030764 | 0.00029038 | 0.00030092 | 0.00027687
| 9 | 10 | 18 | 0.00011896 | 0.00011281 | 0.00010958 | 0.00012096 | 0.00012891 | 0.00012493 | 0.00011394
| 9 | 10 | 19 | 5.5247e-06 | 4.264e-06 | 3.7907e-06 | 5.4205e-06 | 8.743e-06 | 5.3524e-06 | 4.4867e-06
| 9 | 10 | 20 | 0 | 0 | 0 | 0 | 0 | 0 | 0
| 9 | 10 | 21 | 0 | 0 | 0 | 0 | 0 | 0 | 0
| 9 | 10 | 22 | 0 | 0 | 0 | 0 | 0 | 0 | 0
| 9 | 10 | 23 | 0 | 0 | 0 | 0 | 0 | 0 | 0
| 9 | 10 | 24 | 0 | 0 | 0 | 0 | 0 | 0 | 0
| 9 | 11 | 1 | 0 | 0 | 0 | 0 | 0 | 0 | 0
| 9 | 11 | 2 | 0 | 0 | 0 | 0 | 0 | 0 | 0
| 9 | 11 | 3 | 0 | 0 | 0 | 0 | 0 | 0 | 0
| 9 | 11 | 4 | 0 | 0 | 0 | 0 | 0 | 0 | 0
| 9 | 11 | 5 | 0 | 0 | 0 | 0 | 0 | 0 | 0
| 9 | 11 | 6 | 0 | 0 | 0 | 0 | 0 | 0 | 0
| 9 | 11 | 7 | 4.5919e-06 | 5.316e-06 | 8.1333e-06 | 2.9849e-06 | 1.3779e-06 | 4.7976e-06 | 6.604e-06
| 9 | 11 | 8 | 0.00012904 | 0.00013586 | 0.00013453 | 0.00012528 | 0.00011699 | 0.00013738 | 0.00013314
| 9 | 11 | 9 | 0.00028935 | 0.00032167 | 0.00028325 | 0.00028942 | 0.00027458 | 0.00029121 | 0.00028792
| 9 | 11 | 10 | 0.00043424 | 0.00044462 | 0.00044241 | 0.0004246 | 0.00043003 | 0.0004258 | 0.00043864
| 9 | 11 | 11 | 0.00054917 | 0.00054124 | 0.00054777 | 0.00056023 | 0.00054141 | 0.00053532 | 0.00054673
| 9 | 11 | 12 | 0.00060196 | 0.00060671 | 0.0006037 | 0.0006623 | 0.0005763 | 0.00058992 | 0.00060223
| 9 | 11 | 13 | 0.00063609 | 0.00061968 | 0.00062481 | 0.00065867 | 0.00058572 | 0.00062412 | 0.00062759
| 9 | 11 | 14 | 0.00062252 | 0.00059121 | 0.00057624 | 0.00062804 | 0.00058044 | 0.00061978 | 0.00059439
| 9 | 11 | 15 | 0.00055116 | 0.00051902 | 0.00052415 | 0.00057455 | 0.0005204 | 0.00053495 | 0.00053271
| 9 | 11 | 16 | 0.00044733 | 0.00043701 | 0.00041772 | 0.00045569 | 0.00046508 | 0.00043334 | 0.00042914
| 9 | 11 | 17 | 0.00028512 | 0.00029518 | 0.00026668 | 0.00030764 | 0.00029038 | 0.00030092 | 0.00027687
| 9 | 11 | 18 | 0.00011896 | 0.00011281 | 0.00010958 | 0.00012096 | 0.00012891 | 0.00012493 | 0.00011394
| 9 | 11 | 19 | 5.5247e-06 | 4.264e-06 | 3.7907e-06 | 5.4205e-06 | 8.743e-06 | 5.3524e-06 | 4.4867e-06
| 9 | 11 | 20 | 0 | 0 | 0 | 0 | 0 | 0 | 0
| 9 | 11 | 21 | 0 | 0 | 0 | 0 | 0 | 0 | 0
| 9 | 11 | 22 | 0 | 0 | 0 | 0 | 0 | 0 | 0
| 9 | 11 | 23 | 0 | 0 | 0 | 0 | 0 | 0 | 0
| 9 | 11 | 24 | 0 | 0 | 0 | 0 | 0 | 0 | 0
| 9 | 12 | 1 | 0 | 0 | 0 | 0 | 0 | 0 | 0
| 9 | 12 | 2 | 0 | 0 | 0 | 0 | 0 | 0 | 0
| 9 | 12 | 3 | 0 | 0 | 0 | 0 | 0 | 0 | 0
| 9 | 12 | 4 | 0 | 0 | 0 | 0 | 0 | 0 | 0
| 9 | 12 | 5 | 0 | 0 | 0 | 0 | 0 | 0 | 0
| 9 | 12 | 6 | 0 | 0 | 0 | 0 | 0 | 0 | 0
| 9 | 12 | 7 | 4.5919e-06 | 5.316e-06 | 8.1333e-06 | 2.9849e-06 | 1.3779e-06 | 4.7976e-06 | 6.604e-06
| 9 | 12 | 8 | 0.00012904 | 0.00013586 | 0.00013453 | 0.00012528 | 0.00011699 | 0.00013738 | 0.00013314
| 9 | 12 | 9 | 0.00028935 | 0.00032167 | 0.00028325 | 0.00028942 | 0.00027458 | 0.00029121 | 0.00028792
| 9 | 12 | 10 | 0.00043424 | 0.00044462 | 0.00044241 | 0.0004246 | 0.00043003 | 0.0004258 | 0.00043864
| 9 | 12 | 11 | 0.00054917 | 0.00054124 | 0.00054777 | 0.00056023 | 0.00054141 | 0.00053532 | 0.00054673
| 9 | 12 | 12 | 0.00060196 | 0.00060671 | 0.0006037 | 0.0006623 | 0.0005763 | 0.00058992 | 0.00060223
| 9 | 12 | 13 | 0.00063609 | 0.00061968 | 0.00062481 | 0.00065867 | 0.00058572 | 0.00062412 | 0.00062759
| 9 | 12 | 14 | 0.00062252 | 0.00059121 | 0.00057624 | 0.00062804 | 0.00058044 | 0.00061978 | 0.00059439
| 9 | 12 | 15 | 0.00055116 | 0.00051902 | 0.00052415 | 0.00057455 | 0.0005204 | 0.00053495 | 0.00053271
| 9 | 12 | 16 | 0.00044733 | 0.00043701 | 0.00041772 | 0.00045569 | 0.00046508 | 0.00043334 | 0.00042914
| 9 | 12 | 17 | 0.00028512 | 0.00029518 | 0.00026668 | 0.00030764 | 0.00029038 | 0.00030092 | 0.00027687
| 9 | 12 | 18 | 0.00011896 | 0.00011281 | 0.00010958 | 0.00012096 | 0.00012891 | 0.00012493 | 0.00011394
| 9 | 12 | 19 | 5.5247e-06 | 4.264e-06 | 3.7907e-06 | 5.4205e-06 | 8.743e-06 | 5.3524e-06 | 4.4867e-06
| 9 | 12 | 20 | 0 | 0 | 0 | 0 | 0 | 0 | 0
| 9 | 12 | 21 | 0 | 0 | 0 | 0 | 0 | 0 | 0
| 9 | 12 | 22 | 0 | 0 | 0 | 0 | 0 | 0 | 0
| 9 | 12 | 23 | 0 | 0 | 0 | 0 | 0 | 0 | 0
| 9 | 12 | 24 | 0 | 0 | 0 | 0 | 0 | 0 | 0
| 9 | 13 | 1 | 0 | 0 | 0 | 0 | 0 | 0 | 0
| 9 | 13 | 2 | 0 | 0 | 0 | 0 | 0 | 0 | 0
| 9 | 13 | 3 | 0 | 0 | 0 | 0 | 0 | 0 | 0
| 9 | 13 | 4 | 0 | 0 | 0 | 0 | 0 | 0 | 0
| 9 | 13 | 5 | 0 | 0 | 0 | 0 | 0 | 0 | 0
| 9 | 13 | 6 | 0 | 0 | 0 | 0 | 0 | 0 | 0
| 9 | 13 | 7 | 4.5919e-06 | 5.316e-06 | 8.1333e-06 | 2.9849e-06 | 1.3779e-06 | 4.7976e-06 | 6.604e-06
| 9 | 13 | 8 | 0.00012904 | 0.00013586 | 0.00013453 | 0.00012528 | 0.00011699 | 0.00013738 | 0.00013314
| 9 | 13 | 9 | 0.00028935 | 0.00032167 | 0.00028325 | 0.00028942 | 0.00027458 | 0.00029121 | 0.00028792
| 9 | 13 | 10 | 0.00043424 | 0.00044462 | 0.00044241 | 0.0004246 | 0.00043003 | 0.0004258 | 0.00043864
| 9 | 13 | 11 | 0.00054917 | 0.00054124 | 0.00054777 | 0.00056023 | 0.00054141 | 0.00053532 | 0.00054673
| 9 | 13 | 12 | 0.00060196 | 0.00060671 | 0.0006037 | 0.0006623 | 0.0005763 | 0.00058992 | 0.00060223
| 9 | 13 | 13 | 0.00063609 | 0.00061968 | 0.00062481 | 0.00065867 | 0.00058572 | 0.00062412 | 0.00062759
| 9 | 13 | 14 | 0.00062252 | 0.00059121 | 0.00057624 | 0.00062804 | 0.00058044 | 0.00061978 | 0.00059439
| 9 | 13 | 15 | 0.00055116 | 0.00051902 | 0.00052415 | 0.00057455 | 0.0005204 | 0.00053495 | 0.00053271
| 9 | 13 | 16 | 0.00044733 | 0.00043701 | 0.00041772 | 0.00045569 | 0.00046508 | 0.00043334 | 0.00042914
| 9 | 13 | 17 | 0.00028512 | 0.00029518 | 0.00026668 | 0.00030764 | 0.00029038 | 0.00030092 | 0.00027687
| 9 | 13 | 18 | 0.00011896 | 0.00011281 | 0.00010958 | 0.00012096 | 0.00012891 | 0.00012493 | 0.00011394
| 9 | 13 | 19 | 5.5247e-06 | 4.264e-06 | 3.7907e-06 | 5.4205e-06 | 8.743e-06 | 5.3524e-06 | 4.4867e-06
| 9 | 13 | 20 | 0 | 0 | 0 | 0 | 0 | 0 | 0
| 9 | 13 | 21 | 0 | 0 | 0 | 0 | 0 | 0 | 0
| 9 | 13 | 22 | 0 | 0 | 0 | 0 | 0 | 0 | 0
| 9 | 13 | 23 | 0 | 0 | 0 | 0 | 0 | 0 | 0
| 9 | 13 | 24 | 0 | 0 | 0 | 0 | 0 | 0 | 0
| 9 | 14 | 1 | 0 | 0 | 0 | 0 | 0 | 0 | 0
| 9 | 14 | 2 | 0 | 0 | 0 | 0 | 0 | 0 | 0
| 9 | 14 | 3 | 0 | 0 | 0 | 0 | 0 | 0 | 0
| 9 | 14 | 4 | 0 | 0 | 0 | 0 | 0 | 0 | 0
| 9 | 14 | 5 | 0 | 0 | 0 | 0 | 0 | 0 | 0
| 9 | 14 | 6 | 0 | 0 | 0 | 0 | 0 | 0 | 0
| 9 | 14 | 7 | 4.5919e-06 | 5.316e-06 | 8.1333e-06 | 2.9849e-06 | 1.3779e-06 | 4.7976e-06 | 6.604e-06
| 9 | 14 | 8 | 0.00012904 | 0.00013586 | 0.00013453 | 0.00012528 | 0.00011699 | 0.00013738 | 0.00013314
| 9 | 14 | 9 | 0.00028935 | 0.00032167 | 0.00028325 | 0.00028942 | 0.00027458 | 0.00029121 | 0.00028792
| 9 | 14 | 10 | 0.00043424 | 0.00044462 | 0.00044241 | 0.0004246 | 0.00043003 | 0.0004258 | 0.00043864
| 9 | 14 | 11 | 0.00054917 | 0.00054124 | 0.00054777 | 0.00056023 | 0.00054141 | 0.00053532 | 0.00054673
| 9 | 14 | 12 | 0.00060196 | 0.00060671 | 0.0006037 | 0.0006623 | 0.0005763 | 0.00058992 | 0.00060223
| 9 | 14 | 13 | 0.00063609 | 0.00061968 | 0.00062481 | 0.00065867 | 0.00058572 | 0.00062412 | 0.00062759
| 9 | 14 | 14 | 0.00062252 | 0.00059121 | 0.00057624 | 0.00062804 | 0.00058044 | 0.00061978 | 0.00059439
| 9 | 14 | 15 | 0.00055116 | 0.00051902 | 0.00052415 | 0.00057455 | 0.0005204 | 0.00053495 | 0.00053271
| 9 | 14 | 16 | 0.00044733 | 0.00043701 | 0.00041772 | 0.00045569 | 0.00046508 | 0.00043334 | 0.00042914
| 9 | 14 | 17 | 0.00028512 | 0.00029518 | 0.00026668 | 0.00030764 | 0.00029038 | 0.00030092 | 0.00027687
| 9 | 14 | 18 | 0.00011896 | 0.00011281 | 0.00010958 | 0.00012096 | 0.00012891 | 0.00012493 | 0.00011394
| 9 | 14 | 19 | 5.5247e-06 | 4.264e-06 | 3.7907e-06 | 5.4205e-06 | 8.743e-06 | 5.3524e-06 | 4.4867e-06
| 9 | 14 | 20 | 0 | 0 | 0 | 0 | 0 | 0 | 0
| 9 | 14 | 21 | 0 | 0 | 0 | 0 | 0 | 0 | 0
| 9 | 14 | 22 | 0 | 0 | 0 | 0 | 0 | 0 | 0
| 9 | 14 | 23 | 0 | 0 | 0 | 0 | 0 | 0 | 0
| 9 | 14 | 24 | 0 | 0 | 0 | 0 | 0 | 0 | 0
| 9 | 15 | 1 | 0 | 0 | 0 | 0 | 0 | 0 | 0
| 9 | 15 | 2 | 0 | 0 | 0 | 0 | 0 | 0 | 0
| 9 | 15 | 3 | 0 | 0 | 0 | 0 | 0 | 0 | 0
| 9 | 15 | 4 | 0 | 0 | 0 | 0 | 0 | 0 | 0
| 9 | 15 | 5 | 0 | 0 | 0 | 0 | 0 | 0 | 0
| 9 | 15 | 6 | 0 | 0 | 0 | 0 | 0 | 0 | 0
| 9 | 15 | 7 | 4.5919e-06 | 5.316e-06 | 8.1333e-06 | 2.9849e-06 | 1.3779e-06 | 4.7976e-06 | 6.604e-06
| 9 | 15 | 8 | 0.00012904 | 0.00013586 | 0.00013453 | 0.00012528 | 0.00011699 | 0.00013738 | 0.00013314
| 9 | 15 | 9 | 0.00028935 | 0.00032167 | 0.00028325 | 0.00028942 | 0.00027458 | 0.00029121 | 0.00028792
| 9 | 15 | 10 | 0.00043424 | 0.00044462 | 0.00044241 | 0.0004246 | 0.00043003 | 0.0004258 | 0.00043864
| 9 | 15 | 11 | 0.00054917 | 0.00054124 | 0.00054777 | 0.00056023 | 0.00054141 | 0.00053532 | 0.00054673
| 9 | 15 | 12 | 0.00060196 | 0.00060671 | 0.0006037 | 0.0006623 | 0.0005763 | 0.00058992 | 0.00060223
| 9 | 15 | 13 | 0.00063609 | 0.00061968 | 0.00062481 | 0.00065867 | 0.00058572 | 0.00062412 | 0.00062759
| 9 | 15 | 14 | 0.00062252 | 0.00059121 | 0.00057624 | 0.00062804 | 0.00058044 | 0.00061978 | 0.00059439
| 9 | 15 | 15 | 0.00055116 | 0.00051902 | 0.00052415 | 0.00057455 | 0.0005204 | 0.00053495 | 0.00053271
| 9 | 15 | 16 | 0.00044733 | 0.00043701 | 0.00041772 | 0.00045569 | 0.00046508 | 0.00043334 | 0.00042914
| 9 | 15 | 17 | 0.00028512 | 0.00029518 | 0.00026668 | 0.00030764 | 0.00029038 | 0.00030092 | 0.00027687
| 9 | 15 | 18 | 0.00011896 | 0.00011281 | 0.00010958 | 0.00012096 | 0.00012891 | 0.00012493 | 0.00011394
| 9 | 15 | 19 | 5.5247e-06 | 4.264e-06 | 3.7907e-06 | 5.4205e-06 | 8.743e-06 | 5.3524e-06 | 4.4867e-06
| 9 | 15 | 20 | 0 | 0 | 0 | 0 | 0 | 0 | 0
| 9 | 15 | 21 | 0 | 0 | 0 | 0 | 0 | 0 | 0
| 9 | 15 | 22 | 0 | 0 | 0 | 0 | 0 | 0 | 0
| 9 | 15 | 23 | 0 | 0 | 0 | 0 | 0 | 0 | 0
| 9 | 15 | 24 | 0 | 0 | 0 | 0 | 0 | 0 | 0
| 9 | 16 | 1 | 0 | 0 | 0 | 0 | 0 | 0 | 0
| 9 | 16 | 2 | 0 | 0 | 0 | 0 | 0 | 0 | 0
| 9 | 16 | 3 | 0 | 0 | 0 | 0 | 0 | 0 | 0
| 9 | 16 | 4 | 0 | 0 | 0 | 0 | 0 | 0 | 0
| 9 | 16 | 5 | 0 | 0 | 0 | 0 | 0 | 0 | 0
| 9 | 16 | 6 | 0 | 0 | 0 | 0 | 0 | 0 | 0
| 9 | 16 | 7 | 4.5919e-06 | 5.316e-06 | 8.1333e-06 | 2.9849e-06 | 1.3779e-06 | 4.7976e-06 | 6.604e-06
| 9 | 16 | 8 | 0.00012904 | 0.00013586 | 0.00013453 | 0.00012528 | 0.00011699 | 0.00013738 | 0.00013314
| 9 | 16 | 9 | 0.00028935 | 0.00032167 | 0.00028325 | 0.00028942 | 0.00027458 | 0.00029121 | 0.00028792
| 9 | 16 | 10 | 0.00043424 | 0.00044462 | 0.00044241 | 0.0004246 | 0.00043003 | 0.0004258 | 0.00043864
| 9 | 16 | 11 | 0.00054917 | 0.00054124 | 0.00054777 | 0.00056023 | 0.00054141 | 0.00053532 | 0.00054673
| 9 | 16 | 12 | 0.00060196 | 0.00060671 | 0.0006037 | 0.0006623 | 0.0005763 | 0.00058992 | 0.00060223
| 9 | 16 | 13 | 0.00063609 | 0.00061968 | 0.00062481 | 0.00065867 | 0.00058572 | 0.00062412 | 0.00062759
| 9 | 16 | 14 | 0.00062252 | 0.00059121 | 0.00057624 | 0.00062804 | 0.00058044 | 0.00061978 | 0.00059439
| 9 | 16 | 15 | 0.00055116 | 0.00051902 | 0.00052415 | 0.00057455 | 0.0005204 | 0.00053495 | 0.00053271
| 9 | 16 | 16 | 0.00044733 | 0.00043701 | 0.00041772 | 0.00045569 | 0.00046508 | 0.00043334 | 0.00042914
| 9 | 16 | 17 | 0.00028512 | 0.00029518 | 0.00026668 | 0.00030764 | 0.00029038 | 0.00030092 | 0.00027687
| 9 | 16 | 18 | 0.00011896 | 0.00011281 | 0.00010958 | 0.00012096 | 0.00012891 | 0.00012493 | 0.00011394
| 9 | 16 | 19 | 5.5247e-06 | 4.264e-06 | 3.7907e-06 | 5.4205e-06 | 8.743e-06 | 5.3524e-06 | 4.4867e-06
| 9 | 16 | 20 | 0 | 0 | 0 | 0 | 0 | 0 | 0
| 9 | 16 | 21 | 0 | 0 | 0 | 0 | 0 | 0 | 0
| 9 | 16 | 22 | 0 | 0 | 0 | 0 | 0 | 0 | 0
| 9 | 16 | 23 | 0 | 0 | 0 | 0 | 0 | 0 | 0
| 9 | 16 | 24 | 0 | 0 | 0 | 0 | 0 | 0 | 0
| 9 | 17 | 1 | 0 | 0 | 0 | 0 | 0 | 0 | 0
| 9 | 17 | 2 | 0 | 0 | 0 | 0 | 0 | 0 | 0
| 9 | 17 | 3 | 0 | 0 | 0 | 0 | 0 | 0 | 0
| 9 | 17 | 4 | 0 | 0 | 0 | 0 | 0 | 0 | 0
| 9 | 17 | 5 | 0 | 0 | 0 | 0 | 0 | 0 | 0
| 9 | 17 | 6 | 0 | 0 | 0 | 0 | 0 | 0 | 0
| 9 | 17 | 7 | 4.5919e-06 | 5.316e-06 | 8.1333e-06 | 2.9849e-06 | 1.3779e-06 | 4.7976e-06 | 6.604e-06
| 9 | 17 | 8 | 0.00012904 | 0.00013586 | 0.00013453 | 0.00012528 | 0.00011699 | 0.00013738 | 0.00013314
| 9 | 17 | 9 | 0.00028935 | 0.00032167 | 0.00028325 | 0.00028942 | 0.00027458 | 0.00029121 | 0.00028792
| 9 | 17 | 10 | 0.00043424 | 0.00044462 | 0.00044241 | 0.0004246 | 0.00043003 | 0.0004258 | 0.00043864
| 9 | 17 | 11 | 0.00054917 | 0.00054124 | 0.00054777 | 0.00056023 | 0.00054141 | 0.00053532 | 0.00054673
| 9 | 17 | 12 | 0.00060196 | 0.00060671 | 0.0006037 | 0.0006623 | 0.0005763 | 0.00058992 | 0.00060223
| 9 | 17 | 13 | 0.00063609 | 0.00061968 | 0.00062481 | 0.00065867 | 0.00058572 | 0.00062412 | 0.00062759
| 9 | 17 | 14 | 0.00062252 | 0.00059121 | 0.00057624 | 0.00062804 | 0.00058044 | 0.00061978 | 0.00059439
| 9 | 17 | 15 | 0.00055116 | 0.00051902 | 0.00052415 | 0.00057455 | 0.0005204 | 0.00053495 | 0.00053271
| 9 | 17 | 16 | 0.00044733 | 0.00043701 | 0.00041772 | 0.00045569 | 0.00046508 | 0.00043334 | 0.00042914
| 9 | 17 | 17 | 0.00028512 | 0.00029518 | 0.00026668 | 0.00030764 | 0.00029038 | 0.00030092 | 0.00027687
| 9 | 17 | 18 | 0.00011896 | 0.00011281 | 0.00010958 | 0.00012096 | 0.00012891 | 0.00012493 | 0.00011394
| 9 | 17 | 19 | 5.5247e-06 | 4.264e-06 | 3.7907e-06 | 5.4205e-06 | 8.743e-06 | 5.3524e-06 | 4.4867e-06
| 9 | 17 | 20 | 0 | 0 | 0 | 0 | 0 | 0 | 0
| 9 | 17 | 21 | 0 | 0 | 0 | 0 | 0 | 0 | 0
| 9 | 17 | 22 | 0 | 0 | 0 | 0 | 0 | 0 | 0
| 9 | 17 | 23 | 0 | 0 | 0 | 0 | 0 | 0 | 0
| 9 | 17 | 24 | 0 | 0 | 0 | 0 | 0 | 0 | 0
| 9 | 18 | 1 | 0 | 0 | 0 | 0 | 0 | 0 | 0
| 9 | 18 | 2 | 0 | 0 | 0 | 0 | 0 | 0 | 0
| 9 | 18 | 3 | 0 | 0 | 0 | 0 | 0 | 0 | 0
| 9 | 18 | 4 | 0 | 0 | 0 | 0 | 0 | 0 | 0
| 9 | 18 | 5 | 0 | 0 | 0 | 0 | 0 | 0 | 0
| 9 | 18 | 6 | 0 | 0 | 0 | 0 | 0 | 0 | 0
| 9 | 18 | 7 | 4.5919e-06 | 5.316e-06 | 8.1333e-06 | 2.9849e-06 | 1.3779e-06 | 4.7976e-06 | 6.604e-06
| 9 | 18 | 8 | 0.00012904 | 0.00013586 | 0.00013453 | 0.00012528 | 0.00011699 | 0.00013738 | 0.00013314
| 9 | 18 | 9 | 0.00028935 | 0.00032167 | 0.00028325 | 0.00028942 | 0.00027458 | 0.00029121 | 0.00028792
| 9 | 18 | 10 | 0.00043424 | 0.00044462 | 0.00044241 | 0.0004246 | 0.00043003 | 0.0004258 | 0.00043864
| 9 | 18 | 11 | 0.00054917 | 0.00054124 | 0.00054777 | 0.00056023 | 0.00054141 | 0.00053532 | 0.00054673
| 9 | 18 | 12 | 0.00060196 | 0.00060671 | 0.0006037 | 0.0006623 | 0.0005763 | 0.00058992 | 0.00060223
| 9 | 18 | 13 | 0.00063609 | 0.00061968 | 0.00062481 | 0.00065867 | 0.00058572 | 0.00062412 | 0.00062759
| 9 | 18 | 14 | 0.00062252 | 0.00059121 | 0.00057624 | 0.00062804 | 0.00058044 | 0.00061978 | 0.00059439
| 9 | 18 | 15 | 0.00055116 | 0.00051902 | 0.00052415 | 0.00057455 | 0.0005204 | 0.00053495 | 0.00053271
| 9 | 18 | 16 | 0.00044733 | 0.00043701 | 0.00041772 | 0.00045569 | 0.00046508 | 0.00043334 | 0.00042914
| 9 | 18 | 17 | 0.00028512 | 0.00029518 | 0.00026668 | 0.00030764 | 0.00029038 | 0.00030092 | 0.00027687
| 9 | 18 | 18 | 0.00011896 | 0.00011281 | 0.00010958 | 0.00012096 | 0.00012891 | 0.00012493 | 0.00011394
| 9 | 18 | 19 | 5.5247e-06 | 4.264e-06 | 3.7907e-06 | 5.4205e-06 | 8.743e-06 | 5.3524e-06 | 4.4867e-06
| 9 | 18 | 20 | 0 | 0 | 0 | 0 | 0 | 0 | 0
| 9 | 18 | 21 | 0 | 0 | 0 | 0 | 0 | 0 | 0
| 9 | 18 | 22 | 0 | 0 | 0 | 0 | 0 | 0 | 0
| 9 | 18 | 23 | 0 | 0 | 0 | 0 | 0 | 0 | 0
| 9 | 18 | 24 | 0 | 0 | 0 | 0 | 0 | 0 | 0
| 9 | 19 | 1 | 0 | 0 | 0 | 0 | 0 | 0 | 0
| 9 | 19 | 2 | 0 | 0 | 0 | 0 | 0 | 0 | 0
| 9 | 19 | 3 | 0 | 0 | 0 | 0 | 0 | 0 | 0
| 9 | 19 | 4 | 0 | 0 | 0 | 0 | 0 | 0 | 0
| 9 | 19 | 5 | 0 | 0 | 0 | 0 | 0 | 0 | 0
| 9 | 19 | 6 | 0 | 0 | 0 | 0 | 0 | 0 | 0
| 9 | 19 | 7 | 4.5919e-06 | 5.316e-06 | 8.1333e-06 | 2.9849e-06 | 1.3779e-06 | 4.7976e-06 | 6.604e-06
| 9 | 19 | 8 | 0.00012904 | 0.00013586 | 0.00013453 | 0.00012528 | 0.00011699 | 0.00013738 | 0.00013314
| 9 | 19 | 9 | 0.00028935 | 0.00032167 | 0.00028325 | 0.00028942 | 0.00027458 | 0.00029121 | 0.00028792
| 9 | 19 | 10 | 0.00043424 | 0.00044462 | 0.00044241 | 0.0004246 | 0.00043003 | 0.0004258 | 0.00043864
| 9 | 19 | 11 | 0.00054917 | 0.00054124 | 0.00054777 | 0.00056023 | 0.00054141 | 0.00053532 | 0.00054673
| 9 | 19 | 12 | 0.00060196 | 0.00060671 | 0.0006037 | 0.0006623 | 0.0005763 | 0.00058992 | 0.00060223
| 9 | 19 | 13 | 0.00063609 | 0.00061968 | 0.00062481 | 0.00065867 | 0.00058572 | 0.00062412 | 0.00062759
| 9 | 19 | 14 | 0.00062252 | 0.00059121 | 0.00057624 | 0.00062804 | 0.00058044 | 0.00061978 | 0.00059439
| 9 | 19 | 15 | 0.00055116 | 0.00051902 | 0.00052415 | 0.00057455 | 0.0005204 | 0.00053495 | 0.00053271
| 9 | 19 | 16 | 0.00044733 | 0.00043701 | 0.00041772 | 0.00045569 | 0.00046508 | 0.00043334 | 0.00042914
| 9 | 19 | 17 | 0.00028512 | 0.00029518 | 0.00026668 | 0.00030764 | 0.00029038 | 0.00030092 | 0.00027687
| 9 | 19 | 18 | 0.00011896 | 0.00011281 | 0.00010958 | 0.00012096 | 0.00012891 | 0.00012493 | 0.00011394
| 9 | 19 | 19 | 5.5247e-06 | 4.264e-06 | 3.7907e-06 | 5.4205e-06 | 8.743e-06 | 5.3524e-06 | 4.4867e-06
| 9 | 19 | 20 | 0 | 0 | 0 | 0 | 0 | 0 | 0
| 9 | 19 | 21 | 0 | 0 | 0 | 0 | 0 | 0 | 0
| 9 | 19 | 22 | 0 | 0 | 0 | 0 | 0 | 0 | 0
| 9 | 19 | 23 | 0 | 0 | 0 | 0 | 0 | 0 | 0
| 9 | 19 | 24 | 0 | 0 | 0 | 0 | 0 | 0 | 0
| 9 | 20 | 1 | 0 | 0 | 0 | 0 | 0 | 0 | 0
| 9 | 20 | 2 | 0 | 0 | 0 | 0 | 0 | 0 | 0
| 9 | 20 | 3 | 0 | 0 | 0 | 0 | 0 | 0 | 0
| 9 | 20 | 4 | 0 | 0 | 0 | 0 | 0 | 0 | 0
| 9 | 20 | 5 | 0 | 0 | 0 | 0 | 0 | 0 | 0
| 9 | 20 | 6 | 0 | 0 | 0 | 0 | 0 | 0 | 0
| 9 | 20 | 7 | 4.5919e-06 | 5.316e-06 | 8.1333e-06 | 2.9849e-06 | 1.3779e-06 | 4.7976e-06 | 6.604e-06
| 9 | 20 | 8 | 0.00012904 | 0.00013586 | 0.00013453 | 0.00012528 | 0.00011699 | 0.00013738 | 0.00013314
| 9 | 20 | 9 | 0.00028935 | 0.00032167 | 0.00028325 | 0.00028942 | 0.00027458 | 0.00029121 | 0.00028792
| 9 | 20 | 10 | 0.00043424 | 0.00044462 | 0.00044241 | 0.0004246 | 0.00043003 | 0.0004258 | 0.00043864
| 9 | 20 | 11 | 0.00054917 | 0.00054124 | 0.00054777 | 0.00056023 | 0.00054141 | 0.00053532 | 0.00054673
| 9 | 20 | 12 | 0.00060196 | 0.00060671 | 0.0006037 | 0.0006623 | 0.0005763 | 0.00058992 | 0.00060223
| 9 | 20 | 13 | 0.00063609 | 0.00061968 | 0.00062481 | 0.00065867 | 0.00058572 | 0.00062412 | 0.00062759
| 9 | 20 | 14 | 0.00062252 | 0.00059121 | 0.00057624 | 0.00062804 | 0.00058044 | 0.00061978 | 0.00059439
| 9 | 20 | 15 | 0.00055116 | 0.00051902 | 0.00052415 | 0.00057455 | 0.0005204 | 0.00053495 | 0.00053271
| 9 | 20 | 16 | 0.00044733 | 0.00043701 | 0.00041772 | 0.00045569 | 0.00046508 | 0.00043334 | 0.00042914
| 9 | 20 | 17 | 0.00028512 | 0.00029518 | 0.00026668 | 0.00030764 | 0.00029038 | 0.00030092 | 0.00027687
| 9 | 20 | 18 | 0.00011896 | 0.00011281 | 0.00010958 | 0.00012096 | 0.00012891 | 0.00012493 | 0.00011394
| 9 | 20 | 19 | 5.5247e-06 | 4.264e-06 | 3.7907e-06 | 5.4205e-06 | 8.743e-06 | 5.3524e-06 | 4.4867e-06
| 9 | 20 | 20 | 0 | 0 | 0 | 0 | 0 | 0 | 0
| 9 | 20 | 21 | 0 | 0 | 0 | 0 | 0 | 0 | 0
| 9 | 20 | 22 | 0 | 0 | 0 | 0 | 0 | 0 | 0
| 9 | 20 | 23 | 0 | 0 | 0 | 0 | 0 | 0 | 0
| 9 | 20 | 24 | 0 | 0 | 0 | 0 | 0 | 0 | 0
| 9 | 21 | 1 | 0 | 0 | 0 | 0 | 0 | 0 | 0
| 9 | 21 | 2 | 0 | 0 | 0 | 0 | 0 | 0 | 0
| 9 | 21 | 3 | 0 | 0 | 0 | 0 | 0 | 0 | 0
| 9 | 21 | 4 | 0 | 0 | 0 | 0 | 0 | 0 | 0
| 9 | 21 | 5 | 0 | 0 | 0 | 0 | 0 | 0 | 0
| 9 | 21 | 6 | 0 | 0 | 0 | 0 | 0 | 0 | 0
| 9 | 21 | 7 | 4.5919e-06 | 5.316e-06 | 8.1333e-06 | 2.9849e-06 | 1.3779e-06 | 4.7976e-06 | 6.604e-06
| 9 | 21 | 8 | 0.00012904 | 0.00013586 | 0.00013453 | 0.00012528 | 0.00011699 | 0.00013738 | 0.00013314
| 9 | 21 | 9 | 0.00028935 | 0.00032167 | 0.00028325 | 0.00028942 | 0.00027458 | 0.00029121 | 0.00028792
| 9 | 21 | 10 | 0.00043424 | 0.00044462 | 0.00044241 | 0.0004246 | 0.00043003 | 0.0004258 | 0.00043864
| 9 | 21 | 11 | 0.00054917 | 0.00054124 | 0.00054777 | 0.00056023 | 0.00054141 | 0.00053532 | 0.00054673
| 9 | 21 | 12 | 0.00060196 | 0.00060671 | 0.0006037 | 0.0006623 | 0.0005763 | 0.00058992 | 0.00060223
| 9 | 21 | 13 | 0.00063609 | 0.00061968 | 0.00062481 | 0.00065867 | 0.00058572 | 0.00062412 | 0.00062759
| 9 | 21 | 14 | 0.00062252 | 0.00059121 | 0.00057624 | 0.00062804 | 0.00058044 | 0.00061978 | 0.00059439
| 9 | 21 | 15 | 0.00055116 | 0.00051902 | 0.00052415 | 0.00057455 | 0.0005204 | 0.00053495 | 0.00053271
| 9 | 21 | 16 | 0.00044733 | 0.00043701 | 0.00041772 | 0.00045569 | 0.00046508 | 0.00043334 | 0.00042914
| 9 | 21 | 17 | 0.00028512 | 0.00029518 | 0.00026668 | 0.00030764 | 0.00029038 | 0.00030092 | 0.00027687
| 9 | 21 | 18 | 0.00011896 | 0.00011281 | 0.00010958 | 0.00012096 | 0.00012891 | 0.00012493 | 0.00011394
| 9 | 21 | 19 | 5.5247e-06 | 4.264e-06 | 3.7907e-06 | 5.4205e-06 | 8.743e-06 | 5.3524e-06 | 4.4867e-06
| 9 | 21 | 20 | 0 | 0 | 0 | 0 | 0 | 0 | 0
| 9 | 21 | 21 | 0 | 0 | 0 | 0 | 0 | 0 | 0
| 9 | 21 | 22 | 0 | 0 | 0 | 0 | 0 | 0 | 0
| 9 | 21 | 23 | 0 | 0 | 0 | 0 | 0 | 0 | 0
| 9 | 21 | 24 | 0 | 0 | 0 | 0 | 0 | 0 | 0
| 9 | 22 | 1 | 0 | 0 | 0 | 0 | 0 | 0 | 0
| 9 | 22 | 2 | 0 | 0 | 0 | 0 | 0 | 0 | 0
| 9 | 22 | 3 | 0 | 0 | 0 | 0 | 0 | 0 | 0
| 9 | 22 | 4 | 0 | 0 | 0 | 0 | 0 | 0 | 0
| 9 | 22 | 5 | 0 | 0 | 0 | 0 | 0 | 0 | 0
| 9 | 22 | 6 | 0 | 0 | 0 | 0 | 0 | 0 | 0
| 9 | 22 | 7 | 4.5919e-06 | 5.316e-06 | 8.1333e-06 | 2.9849e-06 | 1.3779e-06 | 4.7976e-06 | 6.604e-06
| 9 | 22 | 8 | 0.00012904 | 0.00013586 | 0.00013453 | 0.00012528 | 0.00011699 | 0.00013738 | 0.00013314
| 9 | 22 | 9 | 0.00028935 | 0.00032167 | 0.00028325 | 0.00028942 | 0.00027458 | 0.00029121 | 0.00028792
| 9 | 22 | 10 | 0.00043424 | 0.00044462 | 0.00044241 | 0.0004246 | 0.00043003 | 0.0004258 | 0.00043864
| 9 | 22 | 11 | 0.00054917 | 0.00054124 | 0.00054777 | 0.00056023 | 0.00054141 | 0.00053532 | 0.00054673
| 9 | 22 | 12 | 0.00060196 | 0.00060671 | 0.0006037 | 0.0006623 | 0.0005763 | 0.00058992 | 0.00060223
| 9 | 22 | 13 | 0.00063609 | 0.00061968 | 0.00062481 | 0.00065867 | 0.00058572 | 0.00062412 | 0.00062759
| 9 | 22 | 14 | 0.00062252 | 0.00059121 | 0.00057624 | 0.00062804 | 0.00058044 | 0.00061978 | 0.00059439
| 9 | 22 | 15 | 0.00055116 | 0.00051902 | 0.00052415 | 0.00057455 | 0.0005204 | 0.00053495 | 0.00053271
| 9 | 22 | 16 | 0.00044733 | 0.00043701 | 0.00041772 | 0.00045569 | 0.00046508 | 0.00043334 | 0.00042914
| 9 | 22 | 17 | 0.00028512 | 0.00029518 | 0.00026668 | 0.00030764 | 0.00029038 | 0.00030092 | 0.00027687
| 9 | 22 | 18 | 0.00011896 | 0.00011281 | 0.00010958 | 0.00012096 | 0.00012891 | 0.00012493 | 0.00011394
| 9 | 22 | 19 | 5.5247e-06 | 4.264e-06 | 3.7907e-06 | 5.4205e-06 | 8.743e-06 | 5.3524e-06 | 4.4867e-06
| 9 | 22 | 20 | 0 | 0 | 0 | 0 | 0 | 0 | 0
| 9 | 22 | 21 | 0 | 0 | 0 | 0 | 0 | 0 | 0
| 9 | 22 | 22 | 0 | 0 | 0 | 0 | 0 | 0 | 0
| 9 | 22 | 23 | 0 | 0 | 0 | 0 | 0 | 0 | 0
| 9 | 22 | 24 | 0 | 0 | 0 | 0 | 0 | 0 | 0
| 9 | 23 | 1 | 0 | 0 | 0 | 0 | 0 | 0 | 0
| 9 | 23 | 2 | 0 | 0 | 0 | 0 | 0 | 0 | 0
| 9 | 23 | 3 | 0 | 0 | 0 | 0 | 0 | 0 | 0
| 9 | 23 | 4 | 0 | 0 | 0 | 0 | 0 | 0 | 0
| 9 | 23 | 5 | 0 | 0 | 0 | 0 | 0 | 0 | 0
| 9 | 23 | 6 | 0 | 0 | 0 | 0 | 0 | 0 | 0
| 9 | 23 | 7 | 4.5919e-06 | 5.316e-06 | 8.1333e-06 | 2.9849e-06 | 1.3779e-06 | 4.7976e-06 | 6.604e-06
| 9 | 23 | 8 | 0.00012904 | 0.00013586 | 0.00013453 | 0.00012528 | 0.00011699 | 0.00013738 | 0.00013314
| 9 | 23 | 9 | 0.00028935 | 0.00032167 | 0.00028325 | 0.00028942 | 0.00027458 | 0.00029121 | 0.00028792
| 9 | 23 | 10 | 0.00043424 | 0.00044462 | 0.00044241 | 0.0004246 | 0.00043003 | 0.0004258 | 0.00043864
| 9 | 23 | 11 | 0.00054917 | 0.00054124 | 0.00054777 | 0.00056023 | 0.00054141 | 0.00053532 | 0.00054673
| 9 | 23 | 12 | 0.00060196 | 0.00060671 | 0.0006037 | 0.0006623 | 0.0005763 | 0.00058992 | 0.00060223
| 9 | 23 | 13 | 0.00063609 | 0.00061968 | 0.00062481 | 0.00065867 | 0.00058572 | 0.00062412 | 0.00062759
| 9 | 23 | 14 | 0.00062252 | 0.00059121 | 0.00057624 | 0.00062804 | 0.00058044 | 0.00061978 | 0.00059439
| 9 | 23 | 15 | 0.00055116 | 0.00051902 | 0.00052415 | 0.00057455 | 0.0005204 | 0.00053495 | 0.00053271
| 9 | 23 | 16 | 0.00044733 | 0.00043701 | 0.00041772 | 0.00045569 | 0.00046508 | 0.00043334 | 0.00042914
| 9 | 23 | 17 | 0.00028512 | 0.00029518 | 0.00026668 | 0.00030764 | 0.00029038 | 0.00030092 | 0.00027687
| 9 | 23 | 18 | 0.00011896 | 0.00011281 | 0.00010958 | 0.00012096 | 0.00012891 | 0.00012493 | 0.00011394
| 9 | 23 | 19 | 5.5247e-06 | 4.264e-06 | 3.7907e-06 | 5.4205e-06 | 8.743e-06 | 5.3524e-06 | 4.4867e-06
| 9 | 23 | 20 | 0 | 0 | 0 | 0 | 0 | 0 | 0
| 9 | 23 | 21 | 0 | 0 | 0 | 0 | 0 | 0 | 0
| 9 | 23 | 22 | 0 | 0 | 0 | 0 | 0 | 0 | 0
| 9 | 23 | 23 | 0 | 0 | 0 | 0 | 0 | 0 | 0
| 9 | 23 | 24 | 0 | 0 | 0 | 0 | 0 | 0 | 0
| 9 | 24 | 1 | 0 | 0 | 0 | 0 | 0 | 0 | 0
| 9 | 24 | 2 | 0 | 0 | 0 | 0 | 0 | 0 | 0
| 9 | 24 | 3 | 0 | 0 | 0 | 0 | 0 | 0 | 0
| 9 | 24 | 4 | 0 | 0 | 0 | 0 | 0 | 0 | 0
| 9 | 24 | 5 | 0 | 0 | 0 | 0 | 0 | 0 | 0
| 9 | 24 | 6 | 0 | 0 | 0 | 0 | 0 | 0 | 0
| 9 | 24 | 7 | 4.5919e-06 | 5.316e-06 | 8.1333e-06 | 2.9849e-06 | 1.3779e-06 | 4.7976e-06 | 6.604e-06
| 9 | 24 | 8 | 0.00012904 | 0.00013586 | 0.00013453 | 0.00012528 | 0.00011699 | 0.00013738 | 0.00013314
| 9 | 24 | 9 | 0.00028935 | 0.00032167 | 0.00028325 | 0.00028942 | 0.00027458 | 0.00029121 | 0.00028792
| 9 | 24 | 10 | 0.00043424 | 0.00044462 | 0.00044241 | 0.0004246 | 0.00043003 | 0.0004258 | 0.00043864
| 9 | 24 | 11 | 0.00054917 | 0.00054124 | 0.00054777 | 0.00056023 | 0.00054141 | 0.00053532 | 0.00054673
| 9 | 24 | 12 | 0.00060196 | 0.00060671 | 0.0006037 | 0.0006623 | 0.0005763 | 0.00058992 | 0.00060223
| 9 | 24 | 13 | 0.00063609 | 0.00061968 | 0.00062481 | 0.00065867 | 0.00058572 | 0.00062412 | 0.00062759
| 9 | 24 | 14 | 0.00062252 | 0.00059121 | 0.00057624 | 0.00062804 | 0.00058044 | 0.00061978 | 0.00059439
| 9 | 24 | 15 | 0.00055116 | 0.00051902 | 0.00052415 | 0.00057455 | 0.0005204 | 0.00053495 | 0.00053271
| 9 | 24 | 16 | 0.00044733 | 0.00043701 | 0.00041772 | 0.00045569 | 0.00046508 | 0.00043334 | 0.00042914
| 9 | 24 | 17 | 0.00028512 | 0.00029518 | 0.00026668 | 0.00030764 | 0.00029038 | 0.00030092 | 0.00027687
| 9 | 24 | 18 | 0.00011896 | 0.00011281 | 0.00010958 | 0.00012096 | 0.00012891 | 0.00012493 | 0.00011394
| 9 | 24 | 19 | 5.5247e-06 | 4.264e-06 | 3.7907e-06 | 5.4205e-06 | 8.743e-06 | 5.3524e-06 | 4.4867e-06
| 9 | 24 | 20 | 0 | 0 | 0 | 0 | 0 | 0 | 0
| 9 | 24 | 21 | 0 | 0 | 0 | 0 | 0 | 0 | 0
| 9 | 24 | 22 | 0 | 0 | 0 | 0 | 0 | 0 | 0
| 9 | 24 | 23 | 0 | 0 | 0 | 0 | 0 | 0 | 0
| 9 | 24 | 24 | 0 | 0 | 0 | 0 | 0 | 0 | 0
| 9 | 25 | 1 | 0 | 0 | 0 | 0 | 0 | 0 | 0
| 9 | 25 | 2 | 0 | 0 | 0 | 0 | 0 | 0 | 0
| 9 | 25 | 3 | 0 | 0 | 0 | 0 | 0 | 0 | 0
| 9 | 25 | 4 | 0 | 0 | 0 | 0 | 0 | 0 | 0
| 9 | 25 | 5 | 0 | 0 | 0 | 0 | 0 | 0 | 0
| 9 | 25 | 6 | 0 | 0 | 0 | 0 | 0 | 0 | 0
| 9 | 25 | 7 | 4.5919e-06 | 5.316e-06 | 8.1333e-06 | 2.9849e-06 | 1.3779e-06 | 4.7976e-06 | 6.604e-06
| 9 | 25 | 8 | 0.00012904 | 0.00013586 | 0.00013453 | 0.00012528 | 0.00011699 | 0.00013738 | 0.00013314
| 9 | 25 | 9 | 0.00028935 | 0.00032167 | 0.00028325 | 0.00028942 | 0.00027458 | 0.00029121 | 0.00028792
| 9 | 25 | 10 | 0.00043424 | 0.00044462 | 0.00044241 | 0.0004246 | 0.00043003 | 0.0004258 | 0.00043864
| 9 | 25 | 11 | 0.00054917 | 0.00054124 | 0.00054777 | 0.00056023 | 0.00054141 | 0.00053532 | 0.00054673
| 9 | 25 | 12 | 0.00060196 | 0.00060671 | 0.0006037 | 0.0006623 | 0.0005763 | 0.00058992 | 0.00060223
| 9 | 25 | 13 | 0.00063609 | 0.00061968 | 0.00062481 | 0.00065867 | 0.00058572 | 0.00062412 | 0.00062759
| 9 | 25 | 14 | 0.00062252 | 0.00059121 | 0.00057624 | 0.00062804 | 0.00058044 | 0.00061978 | 0.00059439
| 9 | 25 | 15 | 0.00055116 | 0.00051902 | 0.00052415 | 0.00057455 | 0.0005204 | 0.00053495 | 0.00053271
| 9 | 25 | 16 | 0.00044733 | 0.00043701 | 0.00041772 | 0.00045569 | 0.00046508 | 0.00043334 | 0.00042914
| 9 | 25 | 17 | 0.00028512 | 0.00029518 | 0.00026668 | 0.00030764 | 0.00029038 | 0.00030092 | 0.00027687
| 9 | 25 | 18 | 0.00011896 | 0.00011281 | 0.00010958 | 0.00012096 | 0.00012891 | 0.00012493 | 0.00011394
| 9 | 25 | 19 | 5.5247e-06 | 4.264e-06 | 3.7907e-06 | 5.4205e-06 | 8.743e-06 | 5.3524e-06 | 4.4867e-06
| 9 | 25 | 20 | 0 | 0 | 0 | 0 | 0 | 0 | 0
| 9 | 25 | 21 | 0 | 0 | 0 | 0 | 0 | 0 | 0
| 9 | 25 | 22 | 0 | 0 | 0 | 0 | 0 | 0 | 0
| 9 | 25 | 23 | 0 | 0 | 0 | 0 | 0 | 0 | 0
| 9 | 25 | 24 | 0 | 0 | 0 | 0 | 0 | 0 | 0
| 9 | 26 | 1 | 0 | 0 | 0 | 0 | 0 | 0 | 0
| 9 | 26 | 2 | 0 | 0 | 0 | 0 | 0 | 0 | 0
| 9 | 26 | 3 | 0 | 0 | 0 | 0 | 0 | 0 | 0
| 9 | 26 | 4 | 0 | 0 | 0 | 0 | 0 | 0 | 0
| 9 | 26 | 5 | 0 | 0 | 0 | 0 | 0 | 0 | 0
| 9 | 26 | 6 | 0 | 0 | 0 | 0 | 0 | 0 | 0
| 9 | 26 | 7 | 4.5919e-06 | 5.316e-06 | 8.1333e-06 | 2.9849e-06 | 1.3779e-06 | 4.7976e-06 | 6.604e-06
| 9 | 26 | 8 | 0.00012904 | 0.00013586 | 0.00013453 | 0.00012528 | 0.00011699 | 0.00013738 | 0.00013314
| 9 | 26 | 9 | 0.00028935 | 0.00032167 | 0.00028325 | 0.00028942 | 0.00027458 | 0.00029121 | 0.00028792
| 9 | 26 | 10 | 0.00043424 | 0.00044462 | 0.00044241 | 0.0004246 | 0.00043003 | 0.0004258 | 0.00043864
| 9 | 26 | 11 | 0.00054917 | 0.00054124 | 0.00054777 | 0.00056023 | 0.00054141 | 0.00053532 | 0.00054673
| 9 | 26 | 12 | 0.00060196 | 0.00060671 | 0.0006037 | 0.0006623 | 0.0005763 | 0.00058992 | 0.00060223
| 9 | 26 | 13 | 0.00063609 | 0.00061968 | 0.00062481 | 0.00065867 | 0.00058572 | 0.00062412 | 0.00062759
| 9 | 26 | 14 | 0.00062252 | 0.00059121 | 0.00057624 | 0.00062804 | 0.00058044 | 0.00061978 | 0.00059439
| 9 | 26 | 15 | 0.00055116 | 0.00051902 | 0.00052415 | 0.00057455 | 0.0005204 | 0.00053495 | 0.00053271
| 9 | 26 | 16 | 0.00044733 | 0.00043701 | 0.00041772 | 0.00045569 | 0.00046508 | 0.00043334 | 0.00042914
| 9 | 26 | 17 | 0.00028512 | 0.00029518 | 0.00026668 | 0.00030764 | 0.00029038 | 0.00030092 | 0.00027687
| 9 | 26 | 18 | 0.00011896 | 0.00011281 | 0.00010958 | 0.00012096 | 0.00012891 | 0.00012493 | 0.00011394
| 9 | 26 | 19 | 5.5247e-06 | 4.264e-06 | 3.7907e-06 | 5.4205e-06 | 8.743e-06 | 5.3524e-06 | 4.4867e-06
| 9 | 26 | 20 | 0 | 0 | 0 | 0 | 0 | 0 | 0
| 9 | 26 | 21 | 0 | 0 | 0 | 0 | 0 | 0 | 0
| 9 | 26 | 22 | 0 | 0 | 0 | 0 | 0 | 0 | 0
| 9 | 26 | 23 | 0 | 0 | 0 | 0 | 0 | 0 | 0
| 9 | 26 | 24 | 0 | 0 | 0 | 0 | 0 | 0 | 0
| 9 | 27 | 1 | 0 | 0 | 0 | 0 | 0 | 0 | 0
| 9 | 27 | 2 | 0 | 0 | 0 | 0 | 0 | 0 | 0
| 9 | 27 | 3 | 0 | 0 | 0 | 0 | 0 | 0 | 0
| 9 | 27 | 4 | 0 | 0 | 0 | 0 | 0 | 0 | 0
| 9 | 27 | 5 | 0 | 0 | 0 | 0 | 0 | 0 | 0
| 9 | 27 | 6 | 0 | 0 | 0 | 0 | 0 | 0 | 0
| 9 | 27 | 7 | 4.5919e-06 | 5.316e-06 | 8.1333e-06 | 2.9849e-06 | 1.3779e-06 | 4.7976e-06 | 6.604e-06
| 9 | 27 | 8 | 0.00012904 | 0.00013586 | 0.00013453 | 0.00012528 | 0.00011699 | 0.00013738 | 0.00013314
| 9 | 27 | 9 | 0.00028935 | 0.00032167 | 0.00028325 | 0.00028942 | 0.00027458 | 0.00029121 | 0.00028792
| 9 | 27 | 10 | 0.00043424 | 0.00044462 | 0.00044241 | 0.0004246 | 0.00043003 | 0.0004258 | 0.00043864
| 9 | 27 | 11 | 0.00054917 | 0.00054124 | 0.00054777 | 0.00056023 | 0.00054141 | 0.00053532 | 0.00054673
| 9 | 27 | 12 | 0.00060196 | 0.00060671 | 0.0006037 | 0.0006623 | 0.0005763 | 0.00058992 | 0.00060223
| 9 | 27 | 13 | 0.00063609 | 0.00061968 | 0.00062481 | 0.00065867 | 0.00058572 | 0.00062412 | 0.00062759
| 9 | 27 | 14 | 0.00062252 | 0.00059121 | 0.00057624 | 0.00062804 | 0.00058044 | 0.00061978 | 0.00059439
| 9 | 27 | 15 | 0.00055116 | 0.00051902 | 0.00052415 | 0.00057455 | 0.0005204 | 0.00053495 | 0.00053271
| 9 | 27 | 16 | 0.00044733 | 0.00043701 | 0.00041772 | 0.00045569 | 0.00046508 | 0.00043334 | 0.00042914
| 9 | 27 | 17 | 0.00028512 | 0.00029518 | 0.00026668 | 0.00030764 | 0.00029038 | 0.00030092 | 0.00027687
| 9 | 27 | 18 | 0.00011896 | 0.00011281 | 0.00010958 | 0.00012096 | 0.00012891 | 0.00012493 | 0.00011394
| 9 | 27 | 19 | 5.5247e-06 | 4.264e-06 | 3.7907e-06 | 5.4205e-06 | 8.743e-06 | 5.3524e-06 | 4.4867e-06
| 9 | 27 | 20 | 0 | 0 | 0 | 0 | 0 | 0 | 0
| 9 | 27 | 21 | 0 | 0 | 0 | 0 | 0 | 0 | 0
| 9 | 27 | 22 | 0 | 0 | 0 | 0 | 0 | 0 | 0
| 9 | 27 | 23 | 0 | 0 | 0 | 0 | 0 | 0 | 0
| 9 | 27 | 24 | 0 | 0 | 0 | 0 | 0 | 0 | 0
| 9 | 28 | 1 | 0 | 0 | 0 | 0 | 0 | 0 | 0
| 9 | 28 | 2 | 0 | 0 | 0 | 0 | 0 | 0 | 0
| 9 | 28 | 3 | 0 | 0 | 0 | 0 | 0 | 0 | 0
| 9 | 28 | 4 | 0 | 0 | 0 | 0 | 0 | 0 | 0
| 9 | 28 | 5 | 0 | 0 | 0 | 0 | 0 | 0 | 0
| 9 | 28 | 6 | 0 | 0 | 0 | 0 | 0 | 0 | 0
| 9 | 28 | 7 | 4.5919e-06 | 5.316e-06 | 8.1333e-06 | 2.9849e-06 | 1.3779e-06 | 4.7976e-06 | 6.604e-06
| 9 | 28 | 8 | 0.00012904 | 0.00013586 | 0.00013453 | 0.00012528 | 0.00011699 | 0.00013738 | 0.00013314
| 9 | 28 | 9 | 0.00028935 | 0.00032167 | 0.00028325 | 0.00028942 | 0.00027458 | 0.00029121 | 0.00028792
| 9 | 28 | 10 | 0.00043424 | 0.00044462 | 0.00044241 | 0.0004246 | 0.00043003 | 0.0004258 | 0.00043864
| 9 | 28 | 11 | 0.00054917 | 0.00054124 | 0.00054777 | 0.00056023 | 0.00054141 | 0.00053532 | 0.00054673
| 9 | 28 | 12 | 0.00060196 | 0.00060671 | 0.0006037 | 0.0006623 | 0.0005763 | 0.00058992 | 0.00060223
| 9 | 28 | 13 | 0.00063609 | 0.00061968 | 0.00062481 | 0.00065867 | 0.00058572 | 0.00062412 | 0.00062759
| 9 | 28 | 14 | 0.00062252 | 0.00059121 | 0.00057624 | 0.00062804 | 0.00058044 | 0.00061978 | 0.00059439
| 9 | 28 | 15 | 0.00055116 | 0.00051902 | 0.00052415 | 0.00057455 | 0.0005204 | 0.00053495 | 0.00053271
| 9 | 28 | 16 | 0.00044733 | 0.00043701 | 0.00041772 | 0.00045569 | 0.00046508 | 0.00043334 | 0.00042914
| 9 | 28 | 17 | 0.00028512 | 0.00029518 | 0.00026668 | 0.00030764 | 0.00029038 | 0.00030092 | 0.00027687
| 9 | 28 | 18 | 0.00011896 | 0.00011281 | 0.00010958 | 0.00012096 | 0.00012891 | 0.00012493 | 0.00011394
| 9 | 28 | 19 | 5.5247e-06 | 4.264e-06 | 3.7907e-06 | 5.4205e-06 | 8.743e-06 | 5.3524e-06 | 4.4867e-06
| 9 | 28 | 20 | 0 | 0 | 0 | 0 | 0 | 0 | 0
| 9 | 28 | 21 | 0 | 0 | 0 | 0 | 0 | 0 | 0
| 9 | 28 | 22 | 0 | 0 | 0 | 0 | 0 | 0 | 0
| 9 | 28 | 23 | 0 | 0 | 0 | 0 | 0 | 0 | 0
| 9 | 28 | 24 | 0 | 0 | 0 | 0 | 0 | 0 | 0
| 9 | 29 | 1 | 0 | 0 | 0 | 0 | 0 | 0 | 0
| 9 | 29 | 2 | 0 | 0 | 0 | 0 | 0 | 0 | 0
| 9 | 29 | 3 | 0 | 0 | 0 | 0 | 0 | 0 | 0
| 9 | 29 | 4 | 0 | 0 | 0 | 0 | 0 | 0 | 0
| 9 | 29 | 5 | 0 | 0 | 0 | 0 | 0 | 0 | 0
| 9 | 29 | 6 | 0 | 0 | 0 | 0 | 0 | 0 | 0
| 9 | 29 | 7 | 4.5919e-06 | 5.316e-06 | 8.1333e-06 | 2.9849e-06 | 1.3779e-06 | 4.7976e-06 | 6.604e-06
| 9 | 29 | 8 | 0.00012904 | 0.00013586 | 0.00013453 | 0.00012528 | 0.00011699 | 0.00013738 | 0.00013314
| 9 | 29 | 9 | 0.00028935 | 0.00032167 | 0.00028325 | 0.00028942 | 0.00027458 | 0.00029121 | 0.00028792
| 9 | 29 | 10 | 0.00043424 | 0.00044462 | 0.00044241 | 0.0004246 | 0.00043003 | 0.0004258 | 0.00043864
| 9 | 29 | 11 | 0.00054917 | 0.00054124 | 0.00054777 | 0.00056023 | 0.00054141 | 0.00053532 | 0.00054673
| 9 | 29 | 12 | 0.00060196 | 0.00060671 | 0.0006037 | 0.0006623 | 0.0005763 | 0.00058992 | 0.00060223
| 9 | 29 | 13 | 0.00063609 | 0.00061968 | 0.00062481 | 0.00065867 | 0.00058572 | 0.00062412 | 0.00062759
| 9 | 29 | 14 | 0.00062252 | 0.00059121 | 0.00057624 | 0.00062804 | 0.00058044 | 0.00061978 | 0.00059439
| 9 | 29 | 15 | 0.00055116 | 0.00051902 | 0.00052415 | 0.00057455 | 0.0005204 | 0.00053495 | 0.00053271
| 9 | 29 | 16 | 0.00044733 | 0.00043701 | 0.00041772 | 0.00045569 | 0.00046508 | 0.00043334 | 0.00042914
| 9 | 29 | 17 | 0.00028512 | 0.00029518 | 0.00026668 | 0.00030764 | 0.00029038 | 0.00030092 | 0.00027687
| 9 | 29 | 18 | 0.00011896 | 0.00011281 | 0.00010958 | 0.00012096 | 0.00012891 | 0.00012493 | 0.00011394
| 9 | 29 | 19 | 5.5247e-06 | 4.264e-06 | 3.7907e-06 | 5.4205e-06 | 8.743e-06 | 5.3524e-06 | 4.4867e-06
| 9 | 29 | 20 | 0 | 0 | 0 | 0 | 0 | 0 | 0
| 9 | 29 | 21 | 0 | 0 | 0 | 0 | 0 | 0 | 0
| 9 | 29 | 22 | 0 | 0 | 0 | 0 | 0 | 0 | 0
| 9 | 29 | 23 | 0 | 0 | 0 | 0 | 0 | 0 | 0
| 9 | 29 | 24 | 0 | 0 | 0 | 0 | 0 | 0 | 0
| 9 | 30 | 1 | 0 | 0 | 0 | 0 | 0 | 0 | 0
| 9 | 30 | 2 | 0 | 0 | 0 | 0 | 0 | 0 | 0
| 9 | 30 | 3 | 0 | 0 | 0 | 0 | 0 | 0 | 0
| 9 | 30 | 4 | 0 | 0 | 0 | 0 | 0 | 0 | 0
| 9 | 30 | 5 | 0 | 0 | 0 | 0 | 0 | 0 | 0
| 9 | 30 | 6 | 0 | 0 | 0 | 0 | 0 | 0 | 0
| 9 | 30 | 7 | 4.5919e-06 | 5.316e-06 | 8.1333e-06 | 2.9849e-06 | 1.3779e-06 | 4.7976e-06 | 6.604e-06
| 9 | 30 | 8 | 0.00012904 | 0.00013586 | 0.00013453 | 0.00012528 | 0.00011699 | 0.00013738 | 0.00013314
| 9 | 30 | 9 | 0.00028935 | 0.00032167 | 0.00028325 | 0.00028942 | 0.00027458 | 0.00029121 | 0.00028792
| 9 | 30 | 10 | 0.00043424 | 0.00044462 | 0.00044241 | 0.0004246 | 0.00043003 | 0.0004258 | 0.00043864
| 9 | 30 | 11 | 0.00054917 | 0.00054124 | 0.00054777 | 0.00056023 | 0.00054141 | 0.00053532 | 0.00054673
| 9 | 30 | 12 | 0.00060196 | 0.00060671 | 0.0006037 | 0.0006623 | 0.0005763 | 0.00058992 | 0.00060223
| 9 | 30 | 13 | 0.00063609 | 0.00061968 | 0.00062481 | 0.00065867 | 0.00058572 | 0.00062412 | 0.00062759
| 9 | 30 | 14 | 0.00062252 | 0.00059121 | 0.00057624 | 0.00062804 | 0.00058044 | 0.00061978 | 0.00059439
| 9 | 30 | 15 | 0.00055116 | 0.00051902 | 0.00052415 | 0.00057455 | 0.0005204 | 0.00053495 | 0.00053271
| 9 | 30 | 16 | 0.00044733 | 0.00043701 | 0.00041772 | 0.00045569 | 0.00046508 | 0.00043334 | 0.00042914
| 9 | 30 | 17 | 0.00028512 | 0.00029518 | 0.00026668 | 0.00030764 | 0.00029038 | 0.00030092 | 0.00027687
| 9 | 30 | 18 | 0.00011896 | 0.00011281 | 0.00010958 | 0.00012096 | 0.00012891 | 0.00012493 | 0.00011394
| 9 | 30 | 19 | 5.5247e-06 | 4.264e-06 | 3.7907e-06 | 5.4205e-06 | 8.743e-06 | 5.3524e-06 | 4.4867e-06
| 9 | 30 | 20 | 0 | 0 | 0 | 0 | 0 | 0 | 0
| 9 | 30 | 21 | 0 | 0 | 0 | 0 | 0 | 0 | 0
| 9 | 30 | 22 | 0 | 0 | 0 | 0 | 0 | 0 | 0
| 9 | 30 | 23 | 0 | 0 | 0 | 0 | 0 | 0 | 0
| 9 | 30 | 24 | 0 | 0 | 0 | 0 | 0 | 0 | 0
| 10 | 1 | 1 | 0 | 0 | 0 | 0 | 0 | 0 | 0
| 10 | 1 | 2 | 0 | 0 | 0 | 0 | 0 | 0 | 0
| 10 | 1 | 3 | 0 | 0 | 0 | 0 | 0 | 0 | 0
| 10 | 1 | 4 | 0 | 0 | 0 | 0 | 0 | 0 | 0
| 10 | 1 | 5 | 0 | 0 | 0 | 0 | 0 | 0 | 0
| 10 | 1 | 6 | 0 | 0 | 0 | 0 | 0 | 0 | 0
| 10 | 1 | 7 | 0 | 0 | 0 | 0 | 0 | 0 | 0
| 10 | 1 | 8 | 9.4212e-05 | 0.00010705 | 0.00010308 | 8.721e-05 | 8.6723e-05 | 0.00010798 | 0.00010102
| 10 | 1 | 9 | 0.00026378 | 0.00027469 | 0.00026208 | 0.00023869 | 0.00025064 | 0.00027228 | 0.00026404
| 10 | 1 | 10 | 0.00041333 | 0.0003887 | 0.00038102 | 0.0004047 | 0.0004058 | 0.0003958 | 0.00039228
| 10 | 1 | 11 | 0.00052356 | 0.00051669 | 0.00050841 | 0.00050521 | 0.00052778 | 0.0005014 | 0.00051278
| 10 | 1 | 12 | 0.0005688 | 0.00058226 | 0.0005819 | 0.00059659 | 0.00060737 | 0.0005783 | 0.00057803
| 10 | 1 | 13 | 0.00059588 | 0.00061201 | 0.00059789 | 0.00062257 | 0.00058633 | 0.00061063 | 0.00059924
| 10 | 1 | 14 | 0.00057273 | 0.00057215 | 0.00054677 | 0.00057646 | 0.00058684 | 0.00060203 | 0.0005608
| 10 | 1 | 15 | 0.00049704 | 0.00048746 | 0.00046095 | 0.00051814 | 0.00050454 | 0.00053513 | 0.0004797
| 10 | 1 | 16 | 0.00038992 | 0.00036936 | 0.00037454 | 0.00040976 | 0.00039546 | 0.00040301 | 0.00038134
| 10 | 1 | 17 | 0.00021449 | 0.00022634 | 0.00021716 | 0.00024675 | 0.00023708 | 0.00023082 | 0.00021831
| 10 | 1 | 18 | 5.5309e-05 | 5.569e-05 | 4.8184e-05 | 6.5212e-05 | 6.414e-05 | 5.9079e-05 | 5.1762e-05
| 10 | 1 | 19 | 0 | 0 | 0 | 0 | 0 | 0 | 0
| 10 | 1 | 20 | 0 | 0 | 0 | 0 | 0 | 0 | 0
| 10 | 1 | 21 | 0 | 0 | 0 | 0 | 0 | 0 | 0
| 10 | 1 | 22 | 0 | 0 | 0 | 0 | 0 | 0 | 0
| 10 | 1 | 23 | 0 | 0 | 0 | 0 | 0 | 0 | 0
| 10 | 1 | 24 | 0 | 0 | 0 | 0 | 0 | 0 | 0
| 10 | 2 | 1 | 0 | 0 | 0 | 0 | 0 | 0 | 0
| 10 | 2 | 2 | 0 | 0 | 0 | 0 | 0 | 0 | 0
| 10 | 2 | 3 | 0 | 0 | 0 | 0 | 0 | 0 | 0
| 10 | 2 | 4 | 0 | 0 | 0 | 0 | 0 | 0 | 0
| 10 | 2 | 5 | 0 | 0 | 0 | 0 | 0 | 0 | 0
| 10 | 2 | 6 | 0 | 0 | 0 | 0 | 0 | 0 | 0
| 10 | 2 | 7 | 0 | 0 | 0 | 0 | 0 | 0 | 0
| 10 | 2 | 8 | 9.4212e-05 | 0.00010705 | 0.00010308 | 8.721e-05 | 8.6723e-05 | 0.00010798 | 0.00010102
| 10 | 2 | 9 | 0.00026378 | 0.00027469 | 0.00026208 | 0.00023869 | 0.00025064 | 0.00027228 | 0.00026404
| 10 | 2 | 10 | 0.00041333 | 0.0003887 | 0.00038102 | 0.0004047 | 0.0004058 | 0.0003958 | 0.00039228
| 10 | 2 | 11 | 0.00052356 | 0.00051669 | 0.00050841 | 0.00050521 | 0.00052778 | 0.0005014 | 0.00051278
| 10 | 2 | 12 | 0.0005688 | 0.00058226 | 0.0005819 | 0.00059659 | 0.00060737 | 0.0005783 | 0.00057803
| 10 | 2 | 13 | 0.00059588 | 0.00061201 | 0.00059789 | 0.00062257 | 0.00058633 | 0.00061063 | 0.00059924
| 10 | 2 | 14 | 0.00057273 | 0.00057215 | 0.00054677 | 0.00057646 | 0.00058684 | 0.00060203 | 0.0005608
| 10 | 2 | 15 | 0.00049704 | 0.00048746 | 0.00046095 | 0.00051814 | 0.00050454 | 0.00053513 | 0.0004797
| 10 | 2 | 16 | 0.00038992 | 0.00036936 | 0.00037454 | 0.00040976 | 0.00039546 | 0.00040301 | 0.00038134
| 10 | 2 | 17 | 0.00021449 | 0.00022634 | 0.00021716 | 0.00024675 | 0.00023708 | 0.00023082 | 0.00021831
| 10 | 2 | 18 | 5.5309e-05 | 5.569e-05 | 4.8184e-05 | 6.5212e-05 | 6.414e-05 | 5.9079e-05 | 5.1762e-05
| 10 | 2 | 19 | 0 | 0 | 0 | 0 | 0 | 0 | 0
| 10 | 2 | 20 | 0 | 0 | 0 | 0 | 0 | 0 | 0
| 10 | 2 | 21 | 0 | 0 | 0 | 0 | 0 | 0 | 0
| 10 | 2 | 22 | 0 | 0 | 0 | 0 | 0 | 0 | 0
| 10 | 2 | 23 | 0 | 0 | 0 | 0 | 0 | 0 | 0
| 10 | 2 | 24 | 0 | 0 | 0 | 0 | 0 | 0 | 0
| 10 | 3 | 1 | 0 | 0 | 0 | 0 | 0 | 0 | 0
| 10 | 3 | 2 | 0 | 0 | 0 | 0 | 0 | 0 | 0
| 10 | 3 | 3 | 0 | 0 | 0 | 0 | 0 | 0 | 0
| 10 | 3 | 4 | 0 | 0 | 0 | 0 | 0 | 0 | 0
| 10 | 3 | 5 | 0 | 0 | 0 | 0 | 0 | 0 | 0
| 10 | 3 | 6 | 0 | 0 | 0 | 0 | 0 | 0 | 0
| 10 | 3 | 7 | 0 | 0 | 0 | 0 | 0 | 0 | 0
| 10 | 3 | 8 | 9.4212e-05 | 0.00010705 | 0.00010308 | 8.721e-05 | 8.6723e-05 | 0.00010798 | 0.00010102
| 10 | 3 | 9 | 0.00026378 | 0.00027469 | 0.00026208 | 0.00023869 | 0.00025064 | 0.00027228 | 0.00026404
| 10 | 3 | 10 | 0.00041333 | 0.0003887 | 0.00038102 | 0.0004047 | 0.0004058 | 0.0003958 | 0.00039228
| 10 | 3 | 11 | 0.00052356 | 0.00051669 | 0.00050841 | 0.00050521 | 0.00052778 | 0.0005014 | 0.00051278
| 10 | 3 | 12 | 0.0005688 | 0.00058226 | 0.0005819 | 0.00059659 | 0.00060737 | 0.0005783 | 0.00057803
| 10 | 3 | 13 | 0.00059588 | 0.00061201 | 0.00059789 | 0.00062257 | 0.00058633 | 0.00061063 | 0.00059924
| 10 | 3 | 14 | 0.00057273 | 0.00057215 | 0.00054677 | 0.00057646 | 0.00058684 | 0.00060203 | 0.0005608
| 10 | 3 | 15 | 0.00049704 | 0.00048746 | 0.00046095 | 0.00051814 | 0.00050454 | 0.00053513 | 0.0004797
| 10 | 3 | 16 | 0.00038992 | 0.00036936 | 0.00037454 | 0.00040976 | 0.00039546 | 0.00040301 | 0.00038134
| 10 | 3 | 17 | 0.00021449 | 0.00022634 | 0.00021716 | 0.00024675 | 0.00023708 | 0.00023082 | 0.00021831
| 10 | 3 | 18 | 5.5309e-05 | 5.569e-05 | 4.8184e-05 | 6.5212e-05 | 6.414e-05 | 5.9079e-05 | 5.1762e-05
| 10 | 3 | 19 | 0 | 0 | 0 | 0 | 0 | 0 | 0
| 10 | 3 | 20 | 0 | 0 | 0 | 0 | 0 | 0 | 0
| 10 | 3 | 21 | 0 | 0 | 0 | 0 | 0 | 0 | 0
| 10 | 3 | 22 | 0 | 0 | 0 | 0 | 0 | 0 | 0
| 10 | 3 | 23 | 0 | 0 | 0 | 0 | 0 | 0 | 0
| 10 | 3 | 24 | 0 | 0 | 0 | 0 | 0 | 0 | 0
| 10 | 4 | 1 | 0 | 0 | 0 | 0 | 0 | 0 | 0
| 10 | 4 | 2 | 0 | 0 | 0 | 0 | 0 | 0 | 0
| 10 | 4 | 3 | 0 | 0 | 0 | 0 | 0 | 0 | 0
| 10 | 4 | 4 | 0 | 0 | 0 | 0 | 0 | 0 | 0
| 10 | 4 | 5 | 0 | 0 | 0 | 0 | 0 | 0 | 0
| 10 | 4 | 6 | 0 | 0 | 0 | 0 | 0 | 0 | 0
| 10 | 4 | 7 | 0 | 0 | 0 | 0 | 0 | 0 | 0
| 10 | 4 | 8 | 9.4212e-05 | 0.00010705 | 0.00010308 | 8.721e-05 | 8.6723e-05 | 0.00010798 | 0.00010102
| 10 | 4 | 9 | 0.00026378 | 0.00027469 | 0.00026208 | 0.00023869 | 0.00025064 | 0.00027228 | 0.00026404
| 10 | 4 | 10 | 0.00041333 | 0.0003887 | 0.00038102 | 0.0004047 | 0.0004058 | 0.0003958 | 0.00039228
| 10 | 4 | 11 | 0.00052356 | 0.00051669 | 0.00050841 | 0.00050521 | 0.00052778 | 0.0005014 | 0.00051278
| 10 | 4 | 12 | 0.0005688 | 0.00058226 | 0.0005819 | 0.00059659 | 0.00060737 | 0.0005783 | 0.00057803
| 10 | 4 | 13 | 0.00059588 | 0.00061201 | 0.00059789 | 0.00062257 | 0.00058633 | 0.00061063 | 0.00059924
| 10 | 4 | 14 | 0.00057273 | 0.00057215 | 0.00054677 | 0.00057646 | 0.00058684 | 0.00060203 | 0.0005608
| 10 | 4 | 15 | 0.00049704 | 0.00048746 | 0.00046095 | 0.00051814 | 0.00050454 | 0.00053513 | 0.0004797
| 10 | 4 | 16 | 0.00038992 | 0.00036936 | 0.00037454 | 0.00040976 | 0.00039546 | 0.00040301 | 0.00038134
| 10 | 4 | 17 | 0.00021449 | 0.00022634 | 0.00021716 | 0.00024675 | 0.00023708 | 0.00023082 | 0.00021831
| 10 | 4 | 18 | 5.5309e-05 | 5.569e-05 | 4.8184e-05 | 6.5212e-05 | 6.414e-05 | 5.9079e-05 | 5.1762e-05
| 10 | 4 | 19 | 0 | 0 | 0 | 0 | 0 | 0 | 0
| 10 | 4 | 20 | 0 | 0 | 0 | 0 | 0 | 0 | 0
| 10 | 4 | 21 | 0 | 0 | 0 | 0 | 0 | 0 | 0
| 10 | 4 | 22 | 0 | 0 | 0 | 0 | 0 | 0 | 0
| 10 | 4 | 23 | 0 | 0 | 0 | 0 | 0 | 0 | 0
| 10 | 4 | 24 | 0 | 0 | 0 | 0 | 0 | 0 | 0
| 10 | 5 | 1 | 0 | 0 | 0 | 0 | 0 | 0 | 0
| 10 | 5 | 2 | 0 | 0 | 0 | 0 | 0 | 0 | 0
| 10 | 5 | 3 | 0 | 0 | 0 | 0 | 0 | 0 | 0
| 10 | 5 | 4 | 0 | 0 | 0 | 0 | 0 | 0 | 0
| 10 | 5 | 5 | 0 | 0 | 0 | 0 | 0 | 0 | 0
| 10 | 5 | 6 | 0 | 0 | 0 | 0 | 0 | 0 | 0
| 10 | 5 | 7 | 0 | 0 | 0 | 0 | 0 | 0 | 0
| 10 | 5 | 8 | 9.4212e-05 | 0.00010705 | 0.00010308 | 8.721e-05 | 8.6723e-05 | 0.00010798 | 0.00010102
| 10 | 5 | 9 | 0.00026378 | 0.00027469 | 0.00026208 | 0.00023869 | 0.00025064 | 0.00027228 | 0.00026404
| 10 | 5 | 10 | 0.00041333 | 0.0003887 | 0.00038102 | 0.0004047 | 0.0004058 | 0.0003958 | 0.00039228
| 10 | 5 | 11 | 0.00052356 | 0.00051669 | 0.00050841 | 0.00050521 | 0.00052778 | 0.0005014 | 0.00051278
| 10 | 5 | 12 | 0.0005688 | 0.00058226 | 0.0005819 | 0.00059659 | 0.00060737 | 0.0005783 | 0.00057803
| 10 | 5 | 13 | 0.00059588 | 0.00061201 | 0.00059789 | 0.00062257 | 0.00058633 | 0.00061063 | 0.00059924
| 10 | 5 | 14 | 0.00057273 | 0.00057215 | 0.00054677 | 0.00057646 | 0.00058684 | 0.00060203 | 0.0005608
| 10 | 5 | 15 | 0.00049704 | 0.00048746 | 0.00046095 | 0.00051814 | 0.00050454 | 0.00053513 | 0.0004797
| 10 | 5 | 16 | 0.00038992 | 0.00036936 | 0.00037454 | 0.00040976 | 0.00039546 | 0.00040301 | 0.00038134
| 10 | 5 | 17 | 0.00021449 | 0.00022634 | 0.00021716 | 0.00024675 | 0.00023708 | 0.00023082 | 0.00021831
| 10 | 5 | 18 | 5.5309e-05 | 5.569e-05 | 4.8184e-05 | 6.5212e-05 | 6.414e-05 | 5.9079e-05 | 5.1762e-05
| 10 | 5 | 19 | 0 | 0 | 0 | 0 | 0 | 0 | 0
| 10 | 5 | 20 | 0 | 0 | 0 | 0 | 0 | 0 | 0
| 10 | 5 | 21 | 0 | 0 | 0 | 0 | 0 | 0 | 0
| 10 | 5 | 22 | 0 | 0 | 0 | 0 | 0 | 0 | 0
| 10 | 5 | 23 | 0 | 0 | 0 | 0 | 0 | 0 | 0
| 10 | 5 | 24 | 0 | 0 | 0 | 0 | 0 | 0 | 0
| 10 | 6 | 1 | 0 | 0 | 0 | 0 | 0 | 0 | 0
| 10 | 6 | 2 | 0 | 0 | 0 | 0 | 0 | 0 | 0
| 10 | 6 | 3 | 0 | 0 | 0 | 0 | 0 | 0 | 0
| 10 | 6 | 4 | 0 | 0 | 0 | 0 | 0 | 0 | 0
| 10 | 6 | 5 | 0 | 0 | 0 | 0 | 0 | 0 | 0
| 10 | 6 | 6 | 0 | 0 | 0 | 0 | 0 | 0 | 0
| 10 | 6 | 7 | 0 | 0 | 0 | 0 | 0 | 0 | 0
| 10 | 6 | 8 | 9.4212e-05 | 0.00010705 | 0.00010308 | 8.721e-05 | 8.6723e-05 | 0.00010798 | 0.00010102
| 10 | 6 | 9 | 0.00026378 | 0.00027469 | 0.00026208 | 0.00023869 | 0.00025064 | 0.00027228 | 0.00026404
| 10 | 6 | 10 | 0.00041333 | 0.0003887 | 0.00038102 | 0.0004047 | 0.0004058 | 0.0003958 | 0.00039228
| 10 | 6 | 11 | 0.00052356 | 0.00051669 | 0.00050841 | 0.00050521 | 0.00052778 | 0.0005014 | 0.00051278
| 10 | 6 | 12 | 0.0005688 | 0.00058226 | 0.0005819 | 0.00059659 | 0.00060737 | 0.0005783 | 0.00057803
| 10 | 6 | 13 | 0.00059588 | 0.00061201 | 0.00059789 | 0.00062257 | 0.00058633 | 0.00061063 | 0.00059924
| 10 | 6 | 14 | 0.00057273 | 0.00057215 | 0.00054677 | 0.00057646 | 0.00058684 | 0.00060203 | 0.0005608
| 10 | 6 | 15 | 0.00049704 | 0.00048746 | 0.00046095 | 0.00051814 | 0.00050454 | 0.00053513 | 0.0004797
| 10 | 6 | 16 | 0.00038992 | 0.00036936 | 0.00037454 | 0.00040976 | 0.00039546 | 0.00040301 | 0.00038134
| 10 | 6 | 17 | 0.00021449 | 0.00022634 | 0.00021716 | 0.00024675 | 0.00023708 | 0.00023082 | 0.00021831
| 10 | 6 | 18 | 5.5309e-05 | 5.569e-05 | 4.8184e-05 | 6.5212e-05 | 6.414e-05 | 5.9079e-05 | 5.1762e-05
| 10 | 6 | 19 | 0 | 0 | 0 | 0 | 0 | 0 | 0
| 10 | 6 | 20 | 0 | 0 | 0 | 0 | 0 | 0 | 0
| 10 | 6 | 21 | 0 | 0 | 0 | 0 | 0 | 0 | 0
| 10 | 6 | 22 | 0 | 0 | 0 | 0 | 0 | 0 | 0
| 10 | 6 | 23 | 0 | 0 | 0 | 0 | 0 | 0 | 0
| 10 | 6 | 24 | 0 | 0 | 0 | 0 | 0 | 0 | 0
| 10 | 7 | 1 | 0 | 0 | 0 | 0 | 0 | 0 | 0
| 10 | 7 | 2 | 0 | 0 | 0 | 0 | 0 | 0 | 0
| 10 | 7 | 3 | 0 | 0 | 0 | 0 | 0 | 0 | 0
| 10 | 7 | 4 | 0 | 0 | 0 | 0 | 0 | 0 | 0
| 10 | 7 | 5 | 0 | 0 | 0 | 0 | 0 | 0 | 0
| 10 | 7 | 6 | 0 | 0 | 0 | 0 | 0 | 0 | 0
| 10 | 7 | 7 | 0 | 0 | 0 | 0 | 0 | 0 | 0
| 10 | 7 | 8 | 9.4212e-05 | 0.00010705 | 0.00010308 | 8.721e-05 | 8.6723e-05 | 0.00010798 | 0.00010102
| 10 | 7 | 9 | 0.00026378 | 0.00027469 | 0.00026208 | 0.00023869 | 0.00025064 | 0.00027228 | 0.00026404
| 10 | 7 | 10 | 0.00041333 | 0.0003887 | 0.00038102 | 0.0004047 | 0.0004058 | 0.0003958 | 0.00039228
| 10 | 7 | 11 | 0.00052356 | 0.00051669 | 0.00050841 | 0.00050521 | 0.00052778 | 0.0005014 | 0.00051278
| 10 | 7 | 12 | 0.0005688 | 0.00058226 | 0.0005819 | 0.00059659 | 0.00060737 | 0.0005783 | 0.00057803
| 10 | 7 | 13 | 0.00059588 | 0.00061201 | 0.00059789 | 0.00062257 | 0.00058633 | 0.00061063 | 0.00059924
| 10 | 7 | 14 | 0.00057273 | 0.00057215 | 0.00054677 | 0.00057646 | 0.00058684 | 0.00060203 | 0.0005608
| 10 | 7 | 15 | 0.00049704 | 0.00048746 | 0.00046095 | 0.00051814 | 0.00050454 | 0.00053513 | 0.0004797
| 10 | 7 | 16 | 0.00038992 | 0.00036936 | 0.00037454 | 0.00040976 | 0.00039546 | 0.00040301 | 0.00038134
| 10 | 7 | 17 | 0.00021449 | 0.00022634 | 0.00021716 | 0.00024675 | 0.00023708 | 0.00023082 | 0.00021831
| 10 | 7 | 18 | 5.5309e-05 | 5.569e-05 | 4.8184e-05 | 6.5212e-05 | 6.414e-05 | 5.9079e-05 | 5.1762e-05
| 10 | 7 | 19 | 0 | 0 | 0 | 0 | 0 | 0 | 0
| 10 | 7 | 20 | 0 | 0 | 0 | 0 | 0 | 0 | 0
| 10 | 7 | 21 | 0 | 0 | 0 | 0 | 0 | 0 | 0
| 10 | 7 | 22 | 0 | 0 | 0 | 0 | 0 | 0 | 0
| 10 | 7 | 23 | 0 | 0 | 0 | 0 | 0 | 0 | 0
| 10 | 7 | 24 | 0 | 0 | 0 | 0 | 0 | 0 | 0
| 10 | 8 | 1 | 0 | 0 | 0 | 0 | 0 | 0 | 0
| 10 | 8 | 2 | 0 | 0 | 0 | 0 | 0 | 0 | 0
| 10 | 8 | 3 | 0 | 0 | 0 | 0 | 0 | 0 | 0
| 10 | 8 | 4 | 0 | 0 | 0 | 0 | 0 | 0 | 0
| 10 | 8 | 5 | 0 | 0 | 0 | 0 | 0 | 0 | 0
| 10 | 8 | 6 | 0 | 0 | 0 | 0 | 0 | 0 | 0
| 10 | 8 | 7 | 0 | 0 | 0 | 0 | 0 | 0 | 0
| 10 | 8 | 8 | 9.4212e-05 | 0.00010705 | 0.00010308 | 8.721e-05 | 8.6723e-05 | 0.00010798 | 0.00010102
| 10 | 8 | 9 | 0.00026378 | 0.00027469 | 0.00026208 | 0.00023869 | 0.00025064 | 0.00027228 | 0.00026404
| 10 | 8 | 10 | 0.00041333 | 0.0003887 | 0.00038102 | 0.0004047 | 0.0004058 | 0.0003958 | 0.00039228
| 10 | 8 | 11 | 0.00052356 | 0.00051669 | 0.00050841 | 0.00050521 | 0.00052778 | 0.0005014 | 0.00051278
| 10 | 8 | 12 | 0.0005688 | 0.00058226 | 0.0005819 | 0.00059659 | 0.00060737 | 0.0005783 | 0.00057803
| 10 | 8 | 13 | 0.00059588 | 0.00061201 | 0.00059789 | 0.00062257 | 0.00058633 | 0.00061063 | 0.00059924
| 10 | 8 | 14 | 0.00057273 | 0.00057215 | 0.00054677 | 0.00057646 | 0.00058684 | 0.00060203 | 0.0005608
| 10 | 8 | 15 | 0.00049704 | 0.00048746 | 0.00046095 | 0.00051814 | 0.00050454 | 0.00053513 | 0.0004797
| 10 | 8 | 16 | 0.00038992 | 0.00036936 | 0.00037454 | 0.00040976 | 0.00039546 | 0.00040301 | 0.00038134
| 10 | 8 | 17 | 0.00021449 | 0.00022634 | 0.00021716 | 0.00024675 | 0.00023708 | 0.00023082 | 0.00021831
| 10 | 8 | 18 | 5.5309e-05 | 5.569e-05 | 4.8184e-05 | 6.5212e-05 | 6.414e-05 | 5.9079e-05 | 5.1762e-05
| 10 | 8 | 19 | 0 | 0 | 0 | 0 | 0 | 0 | 0
| 10 | 8 | 20 | 0 | 0 | 0 | 0 | 0 | 0 | 0
| 10 | 8 | 21 | 0 | 0 | 0 | 0 | 0 | 0 | 0
| 10 | 8 | 22 | 0 | 0 | 0 | 0 | 0 | 0 | 0
| 10 | 8 | 23 | 0 | 0 | 0 | 0 | 0 | 0 | 0
| 10 | 8 | 24 | 0 | 0 | 0 | 0 | 0 | 0 | 0
| 10 | 9 | 1 | 0 | 0 | 0 | 0 | 0 | 0 | 0
| 10 | 9 | 2 | 0 | 0 | 0 | 0 | 0 | 0 | 0
| 10 | 9 | 3 | 0 | 0 | 0 | 0 | 0 | 0 | 0
| 10 | 9 | 4 | 0 | 0 | 0 | 0 | 0 | 0 | 0
| 10 | 9 | 5 | 0 | 0 | 0 | 0 | 0 | 0 | 0
| 10 | 9 | 6 | 0 | 0 | 0 | 0 | 0 | 0 | 0
| 10 | 9 | 7 | 0 | 0 | 0 | 0 | 0 | 0 | 0
| 10 | 9 | 8 | 9.4212e-05 | 0.00010705 | 0.00010308 | 8.721e-05 | 8.6723e-05 | 0.00010798 | 0.00010102
| 10 | 9 | 9 | 0.00026378 | 0.00027469 | 0.00026208 | 0.00023869 | 0.00025064 | 0.00027228 | 0.00026404
| 10 | 9 | 10 | 0.00041333 | 0.0003887 | 0.00038102 | 0.0004047 | 0.0004058 | 0.0003958 | 0.00039228
| 10 | 9 | 11 | 0.00052356 | 0.00051669 | 0.00050841 | 0.00050521 | 0.00052778 | 0.0005014 | 0.00051278
| 10 | 9 | 12 | 0.0005688 | 0.00058226 | 0.0005819 | 0.00059659 | 0.00060737 | 0.0005783 | 0.00057803
| 10 | 9 | 13 | 0.00059588 | 0.00061201 | 0.00059789 | 0.00062257 | 0.00058633 | 0.00061063 | 0.00059924
| 10 | 9 | 14 | 0.00057273 | 0.00057215 | 0.00054677 | 0.00057646 | 0.00058684 | 0.00060203 | 0.0005608
| 10 | 9 | 15 | 0.00049704 | 0.00048746 | 0.00046095 | 0.00051814 | 0.00050454 | 0.00053513 | 0.0004797
| 10 | 9 | 16 | 0.00038992 | 0.00036936 | 0.00037454 | 0.00040976 | 0.00039546 | 0.00040301 | 0.00038134
| 10 | 9 | 17 | 0.00021449 | 0.00022634 | 0.00021716 | 0.00024675 | 0.00023708 | 0.00023082 | 0.00021831
| 10 | 9 | 18 | 5.5309e-05 | 5.569e-05 | 4.8184e-05 | 6.5212e-05 | 6.414e-05 | 5.9079e-05 | 5.1762e-05
| 10 | 9 | 19 | 0 | 0 | 0 | 0 | 0 | 0 | 0
| 10 | 9 | 20 | 0 | 0 | 0 | 0 | 0 | 0 | 0
| 10 | 9 | 21 | 0 | 0 | 0 | 0 | 0 | 0 | 0
| 10 | 9 | 22 | 0 | 0 | 0 | 0 | 0 | 0 | 0
| 10 | 9 | 23 | 0 | 0 | 0 | 0 | 0 | 0 | 0
| 10 | 9 | 24 | 0 | 0 | 0 | 0 | 0 | 0 | 0
| 10 | 10 | 1 | 0 | 0 | 0 | 0 | 0 | 0 | 0
| 10 | 10 | 2 | 0 | 0 | 0 | 0 | 0 | 0 | 0
| 10 | 10 | 3 | 0 | 0 | 0 | 0 | 0 | 0 | 0
| 10 | 10 | 4 | 0 | 0 | 0 | 0 | 0 | 0 | 0
| 10 | 10 | 5 | 0 | 0 | 0 | 0 | 0 | 0 | 0
| 10 | 10 | 6 | 0 | 0 | 0 | 0 | 0 | 0 | 0
| 10 | 10 | 7 | 0 | 0 | 0 | 0 | 0 | 0 | 0
| 10 | 10 | 8 | 9.4212e-05 | 0.00010705 | 0.00010308 | 8.721e-05 | 8.6723e-05 | 0.00010798 | 0.00010102
| 10 | 10 | 9 | 0.00026378 | 0.00027469 | 0.00026208 | 0.00023869 | 0.00025064 | 0.00027228 | 0.00026404
| 10 | 10 | 10 | 0.00041333 | 0.0003887 | 0.00038102 | 0.0004047 | 0.0004058 | 0.0003958 | 0.00039228
| 10 | 10 | 11 | 0.00052356 | 0.00051669 | 0.00050841 | 0.00050521 | 0.00052778 | 0.0005014 | 0.00051278
| 10 | 10 | 12 | 0.0005688 | 0.00058226 | 0.0005819 | 0.00059659 | 0.00060737 | 0.0005783 | 0.00057803
| 10 | 10 | 13 | 0.00059588 | 0.00061201 | 0.00059789 | 0.00062257 | 0.00058633 | 0.00061063 | 0.00059924
| 10 | 10 | 14 | 0.00057273 | 0.00057215 | 0.00054677 | 0.00057646 | 0.00058684 | 0.00060203 | 0.0005608
| 10 | 10 | 15 | 0.00049704 | 0.00048746 | 0.00046095 | 0.00051814 | 0.00050454 | 0.00053513 | 0.0004797
| 10 | 10 | 16 | 0.00038992 | 0.00036936 | 0.00037454 | 0.00040976 | 0.00039546 | 0.00040301 | 0.00038134
| 10 | 10 | 17 | 0.00021449 | 0.00022634 | 0.00021716 | 0.00024675 | 0.00023708 | 0.00023082 | 0.00021831
| 10 | 10 | 18 | 5.5309e-05 | 5.569e-05 | 4.8184e-05 | 6.5212e-05 | 6.414e-05 | 5.9079e-05 | 5.1762e-05
| 10 | 10 | 19 | 0 | 0 | 0 | 0 | 0 | 0 | 0
| 10 | 10 | 20 | 0 | 0 | 0 | 0 | 0 | 0 | 0
| 10 | 10 | 21 | 0 | 0 | 0 | 0 | 0 | 0 | 0
| 10 | 10 | 22 | 0 | 0 | 0 | 0 | 0 | 0 | 0
| 10 | 10 | 23 | 0 | 0 | 0 | 0 | 0 | 0 | 0
| 10 | 10 | 24 | 0 | 0 | 0 | 0 | 0 | 0 | 0
| 10 | 11 | 1 | 0 | 0 | 0 | 0 | 0 | 0 | 0
| 10 | 11 | 2 | 0 | 0 | 0 | 0 | 0 | 0 | 0
| 10 | 11 | 3 | 0 | 0 | 0 | 0 | 0 | 0 | 0
| 10 | 11 | 4 | 0 | 0 | 0 | 0 | 0 | 0 | 0
| 10 | 11 | 5 | 0 | 0 | 0 | 0 | 0 | 0 | 0
| 10 | 11 | 6 | 0 | 0 | 0 | 0 | 0 | 0 | 0
| 10 | 11 | 7 | 0 | 0 | 0 | 0 | 0 | 0 | 0
| 10 | 11 | 8 | 9.4212e-05 | 0.00010705 | 0.00010308 | 8.721e-05 | 8.6723e-05 | 0.00010798 | 0.00010102
| 10 | 11 | 9 | 0.00026378 | 0.00027469 | 0.00026208 | 0.00023869 | 0.00025064 | 0.00027228 | 0.00026404
| 10 | 11 | 10 | 0.00041333 | 0.0003887 | 0.00038102 | 0.0004047 | 0.0004058 | 0.0003958 | 0.00039228
| 10 | 11 | 11 | 0.00052356 | 0.00051669 | 0.00050841 | 0.00050521 | 0.00052778 | 0.0005014 | 0.00051278
| 10 | 11 | 12 | 0.0005688 | 0.00058226 | 0.0005819 | 0.00059659 | 0.00060737 | 0.0005783 | 0.00057803
| 10 | 11 | 13 | 0.00059588 | 0.00061201 | 0.00059789 | 0.00062257 | 0.00058633 | 0.00061063 | 0.00059924
| 10 | 11 | 14 | 0.00057273 | 0.00057215 | 0.00054677 | 0.00057646 | 0.00058684 | 0.00060203 | 0.0005608
| 10 | 11 | 15 | 0.00049704 | 0.00048746 | 0.00046095 | 0.00051814 | 0.00050454 | 0.00053513 | 0.0004797
| 10 | 11 | 16 | 0.00038992 | 0.00036936 | 0.00037454 | 0.00040976 | 0.00039546 | 0.00040301 | 0.00038134
| 10 | 11 | 17 | 0.00021449 | 0.00022634 | 0.00021716 | 0.00024675 | 0.00023708 | 0.00023082 | 0.00021831
| 10 | 11 | 18 | 5.5309e-05 | 5.569e-05 | 4.8184e-05 | 6.5212e-05 | 6.414e-05 | 5.9079e-05 | 5.1762e-05
| 10 | 11 | 19 | 0 | 0 | 0 | 0 | 0 | 0 | 0
| 10 | 11 | 20 | 0 | 0 | 0 | 0 | 0 | 0 | 0
| 10 | 11 | 21 | 0 | 0 | 0 | 0 | 0 | 0 | 0
| 10 | 11 | 22 | 0 | 0 | 0 | 0 | 0 | 0 | 0
| 10 | 11 | 23 | 0 | 0 | 0 | 0 | 0 | 0 | 0
| 10 | 11 | 24 | 0 | 0 | 0 | 0 | 0 | 0 | 0
| 10 | 12 | 1 | 0 | 0 | 0 | 0 | 0 | 0 | 0
| 10 | 12 | 2 | 0 | 0 | 0 | 0 | 0 | 0 | 0
| 10 | 12 | 3 | 0 | 0 | 0 | 0 | 0 | 0 | 0
| 10 | 12 | 4 | 0 | 0 | 0 | 0 | 0 | 0 | 0
| 10 | 12 | 5 | 0 | 0 | 0 | 0 | 0 | 0 | 0
| 10 | 12 | 6 | 0 | 0 | 0 | 0 | 0 | 0 | 0
| 10 | 12 | 7 | 0 | 0 | 0 | 0 | 0 | 0 | 0
| 10 | 12 | 8 | 9.4212e-05 | 0.00010705 | 0.00010308 | 8.721e-05 | 8.6723e-05 | 0.00010798 | 0.00010102
| 10 | 12 | 9 | 0.00026378 | 0.00027469 | 0.00026208 | 0.00023869 | 0.00025064 | 0.00027228 | 0.00026404
| 10 | 12 | 10 | 0.00041333 | 0.0003887 | 0.00038102 | 0.0004047 | 0.0004058 | 0.0003958 | 0.00039228
| 10 | 12 | 11 | 0.00052356 | 0.00051669 | 0.00050841 | 0.00050521 | 0.00052778 | 0.0005014 | 0.00051278
| 10 | 12 | 12 | 0.0005688 | 0.00058226 | 0.0005819 | 0.00059659 | 0.00060737 | 0.0005783 | 0.00057803
| 10 | 12 | 13 | 0.00059588 | 0.00061201 | 0.00059789 | 0.00062257 | 0.00058633 | 0.00061063 | 0.00059924
| 10 | 12 | 14 | 0.00057273 | 0.00057215 | 0.00054677 | 0.00057646 | 0.00058684 | 0.00060203 | 0.0005608
| 10 | 12 | 15 | 0.00049704 | 0.00048746 | 0.00046095 | 0.00051814 | 0.00050454 | 0.00053513 | 0.0004797
| 10 | 12 | 16 | 0.00038992 | 0.00036936 | 0.00037454 | 0.00040976 | 0.00039546 | 0.00040301 | 0.00038134
| 10 | 12 | 17 | 0.00021449 | 0.00022634 | 0.00021716 | 0.00024675 | 0.00023708 | 0.00023082 | 0.00021831
| 10 | 12 | 18 | 5.5309e-05 | 5.569e-05 | 4.8184e-05 | 6.5212e-05 | 6.414e-05 | 5.9079e-05 | 5.1762e-05
| 10 | 12 | 19 | 0 | 0 | 0 | 0 | 0 | 0 | 0
| 10 | 12 | 20 | 0 | 0 | 0 | 0 | 0 | 0 | 0
| 10 | 12 | 21 | 0 | 0 | 0 | 0 | 0 | 0 | 0
| 10 | 12 | 22 | 0 | 0 | 0 | 0 | 0 | 0 | 0
| 10 | 12 | 23 | 0 | 0 | 0 | 0 | 0 | 0 | 0
| 10 | 12 | 24 | 0 | 0 | 0 | 0 | 0 | 0 | 0
| 10 | 13 | 1 | 0 | 0 | 0 | 0 | 0 | 0 | 0
| 10 | 13 | 2 | 0 | 0 | 0 | 0 | 0 | 0 | 0
| 10 | 13 | 3 | 0 | 0 | 0 | 0 | 0 | 0 | 0
| 10 | 13 | 4 | 0 | 0 | 0 | 0 | 0 | 0 | 0
| 10 | 13 | 5 | 0 | 0 | 0 | 0 | 0 | 0 | 0
| 10 | 13 | 6 | 0 | 0 | 0 | 0 | 0 | 0 | 0
| 10 | 13 | 7 | 0 | 0 | 0 | 0 | 0 | 0 | 0
| 10 | 13 | 8 | 9.4212e-05 | 0.00010705 | 0.00010308 | 8.721e-05 | 8.6723e-05 | 0.00010798 | 0.00010102
| 10 | 13 | 9 | 0.00026378 | 0.00027469 | 0.00026208 | 0.00023869 | 0.00025064 | 0.00027228 | 0.00026404
| 10 | 13 | 10 | 0.00041333 | 0.0003887 | 0.00038102 | 0.0004047 | 0.0004058 | 0.0003958 | 0.00039228
| 10 | 13 | 11 | 0.00052356 | 0.00051669 | 0.00050841 | 0.00050521 | 0.00052778 | 0.0005014 | 0.00051278
| 10 | 13 | 12 | 0.0005688 | 0.00058226 | 0.0005819 | 0.00059659 | 0.00060737 | 0.0005783 | 0.00057803
| 10 | 13 | 13 | 0.00059588 | 0.00061201 | 0.00059789 | 0.00062257 | 0.00058633 | 0.00061063 | 0.00059924
| 10 | 13 | 14 | 0.00057273 | 0.00057215 | 0.00054677 | 0.00057646 | 0.00058684 | 0.00060203 | 0.0005608
| 10 | 13 | 15 | 0.00049704 | 0.00048746 | 0.00046095 | 0.00051814 | 0.00050454 | 0.00053513 | 0.0004797
| 10 | 13 | 16 | 0.00038992 | 0.00036936 | 0.00037454 | 0.00040976 | 0.00039546 | 0.00040301 | 0.00038134
| 10 | 13 | 17 | 0.00021449 | 0.00022634 | 0.00021716 | 0.00024675 | 0.00023708 | 0.00023082 | 0.00021831
| 10 | 13 | 18 | 5.5309e-05 | 5.569e-05 | 4.8184e-05 | 6.5212e-05 | 6.414e-05 | 5.9079e-05 | 5.1762e-05
| 10 | 13 | 19 | 0 | 0 | 0 | 0 | 0 | 0 | 0
| 10 | 13 | 20 | 0 | 0 | 0 | 0 | 0 | 0 | 0
| 10 | 13 | 21 | 0 | 0 | 0 | 0 | 0 | 0 | 0
| 10 | 13 | 22 | 0 | 0 | 0 | 0 | 0 | 0 | 0
| 10 | 13 | 23 | 0 | 0 | 0 | 0 | 0 | 0 | 0
| 10 | 13 | 24 | 0 | 0 | 0 | 0 | 0 | 0 | 0
| 10 | 14 | 1 | 0 | 0 | 0 | 0 | 0 | 0 | 0
| 10 | 14 | 2 | 0 | 0 | 0 | 0 | 0 | 0 | 0
| 10 | 14 | 3 | 0 | 0 | 0 | 0 | 0 | 0 | 0
| 10 | 14 | 4 | 0 | 0 | 0 | 0 | 0 | 0 | 0
| 10 | 14 | 5 | 0 | 0 | 0 | 0 | 0 | 0 | 0
| 10 | 14 | 6 | 0 | 0 | 0 | 0 | 0 | 0 | 0
| 10 | 14 | 7 | 0 | 0 | 0 | 0 | 0 | 0 | 0
| 10 | 14 | 8 | 9.4212e-05 | 0.00010705 | 0.00010308 | 8.721e-05 | 8.6723e-05 | 0.00010798 | 0.00010102
| 10 | 14 | 9 | 0.00026378 | 0.00027469 | 0.00026208 | 0.00023869 | 0.00025064 | 0.00027228 | 0.00026404
| 10 | 14 | 10 | 0.00041333 | 0.0003887 | 0.00038102 | 0.0004047 | 0.0004058 | 0.0003958 | 0.00039228
| 10 | 14 | 11 | 0.00052356 | 0.00051669 | 0.00050841 | 0.00050521 | 0.00052778 | 0.0005014 | 0.00051278
| 10 | 14 | 12 | 0.0005688 | 0.00058226 | 0.0005819 | 0.00059659 | 0.00060737 | 0.0005783 | 0.00057803
| 10 | 14 | 13 | 0.00059588 | 0.00061201 | 0.00059789 | 0.00062257 | 0.00058633 | 0.00061063 | 0.00059924
| 10 | 14 | 14 | 0.00057273 | 0.00057215 | 0.00054677 | 0.00057646 | 0.00058684 | 0.00060203 | 0.0005608
| 10 | 14 | 15 | 0.00049704 | 0.00048746 | 0.00046095 | 0.00051814 | 0.00050454 | 0.00053513 | 0.0004797
| 10 | 14 | 16 | 0.00038992 | 0.00036936 | 0.00037454 | 0.00040976 | 0.00039546 | 0.00040301 | 0.00038134
| 10 | 14 | 17 | 0.00021449 | 0.00022634 | 0.00021716 | 0.00024675 | 0.00023708 | 0.00023082 | 0.00021831
| 10 | 14 | 18 | 5.5309e-05 | 5.569e-05 | 4.8184e-05 | 6.5212e-05 | 6.414e-05 | 5.9079e-05 | 5.1762e-05
| 10 | 14 | 19 | 0 | 0 | 0 | 0 | 0 | 0 | 0
| 10 | 14 | 20 | 0 | 0 | 0 | 0 | 0 | 0 | 0
| 10 | 14 | 21 | 0 | 0 | 0 | 0 | 0 | 0 | 0
| 10 | 14 | 22 | 0 | 0 | 0 | 0 | 0 | 0 | 0
| 10 | 14 | 23 | 0 | 0 | 0 | 0 | 0 | 0 | 0
| 10 | 14 | 24 | 0 | 0 | 0 | 0 | 0 | 0 | 0
| 10 | 15 | 1 | 0 | 0 | 0 | 0 | 0 | 0 | 0
| 10 | 15 | 2 | 0 | 0 | 0 | 0 | 0 | 0 | 0
| 10 | 15 | 3 | 0 | 0 | 0 | 0 | 0 | 0 | 0
| 10 | 15 | 4 | 0 | 0 | 0 | 0 | 0 | 0 | 0
| 10 | 15 | 5 | 0 | 0 | 0 | 0 | 0 | 0 | 0
| 10 | 15 | 6 | 0 | 0 | 0 | 0 | 0 | 0 | 0
| 10 | 15 | 7 | 0 | 0 | 0 | 0 | 0 | 0 | 0
| 10 | 15 | 8 | 9.4212e-05 | 0.00010705 | 0.00010308 | 8.721e-05 | 8.6723e-05 | 0.00010798 | 0.00010102
| 10 | 15 | 9 | 0.00026378 | 0.00027469 | 0.00026208 | 0.00023869 | 0.00025064 | 0.00027228 | 0.00026404
| 10 | 15 | 10 | 0.00041333 | 0.0003887 | 0.00038102 | 0.0004047 | 0.0004058 | 0.0003958 | 0.00039228
| 10 | 15 | 11 | 0.00052356 | 0.00051669 | 0.00050841 | 0.00050521 | 0.00052778 | 0.0005014 | 0.00051278
| 10 | 15 | 12 | 0.0005688 | 0.00058226 | 0.0005819 | 0.00059659 | 0.00060737 | 0.0005783 | 0.00057803
| 10 | 15 | 13 | 0.00059588 | 0.00061201 | 0.00059789 | 0.00062257 | 0.00058633 | 0.00061063 | 0.00059924
| 10 | 15 | 14 | 0.00057273 | 0.00057215 | 0.00054677 | 0.00057646 | 0.00058684 | 0.00060203 | 0.0005608
| 10 | 15 | 15 | 0.00049704 | 0.00048746 | 0.00046095 | 0.00051814 | 0.00050454 | 0.00053513 | 0.0004797
| 10 | 15 | 16 | 0.00038992 | 0.00036936 | 0.00037454 | 0.00040976 | 0.00039546 | 0.00040301 | 0.00038134
| 10 | 15 | 17 | 0.00021449 | 0.00022634 | 0.00021716 | 0.00024675 | 0.00023708 | 0.00023082 | 0.00021831
| 10 | 15 | 18 | 5.5309e-05 | 5.569e-05 | 4.8184e-05 | 6.5212e-05 | 6.414e-05 | 5.9079e-05 | 5.1762e-05
| 10 | 15 | 19 | 0 | 0 | 0 | 0 | 0 | 0 | 0
| 10 | 15 | 20 | 0 | 0 | 0 | 0 | 0 | 0 | 0
| 10 | 15 | 21 | 0 | 0 | 0 | 0 | 0 | 0 | 0
| 10 | 15 | 22 | 0 | 0 | 0 | 0 | 0 | 0 | 0
| 10 | 15 | 23 | 0 | 0 | 0 | 0 | 0 | 0 | 0
| 10 | 15 | 24 | 0 | 0 | 0 | 0 | 0 | 0 | 0
| 10 | 16 | 1 | 0 | 0 | 0 | 0 | 0 | 0 | 0
| 10 | 16 | 2 | 0 | 0 | 0 | 0 | 0 | 0 | 0
| 10 | 16 | 3 | 0 | 0 | 0 | 0 | 0 | 0 | 0
| 10 | 16 | 4 | 0 | 0 | 0 | 0 | 0 | 0 | 0
| 10 | 16 | 5 | 0 | 0 | 0 | 0 | 0 | 0 | 0
| 10 | 16 | 6 | 0 | 0 | 0 | 0 | 0 | 0 | 0
| 10 | 16 | 7 | 0 | 0 | 0 | 0 | 0 | 0 | 0
| 10 | 16 | 8 | 9.4212e-05 | 0.00010705 | 0.00010308 | 8.721e-05 | 8.6723e-05 | 0.00010798 | 0.00010102
| 10 | 16 | 9 | 0.00026378 | 0.00027469 | 0.00026208 | 0.00023869 | 0.00025064 | 0.00027228 | 0.00026404
| 10 | 16 | 10 | 0.00041333 | 0.0003887 | 0.00038102 | 0.0004047 | 0.0004058 | 0.0003958 | 0.00039228
| 10 | 16 | 11 | 0.00052356 | 0.00051669 | 0.00050841 | 0.00050521 | 0.00052778 | 0.0005014 | 0.00051278
| 10 | 16 | 12 | 0.0005688 | 0.00058226 | 0.0005819 | 0.00059659 | 0.00060737 | 0.0005783 | 0.00057803
| 10 | 16 | 13 | 0.00059588 | 0.00061201 | 0.00059789 | 0.00062257 | 0.00058633 | 0.00061063 | 0.00059924
| 10 | 16 | 14 | 0.00057273 | 0.00057215 | 0.00054677 | 0.00057646 | 0.00058684 | 0.00060203 | 0.0005608
| 10 | 16 | 15 | 0.00049704 | 0.00048746 | 0.00046095 | 0.00051814 | 0.00050454 | 0.00053513 | 0.0004797
| 10 | 16 | 16 | 0.00038992 | 0.00036936 | 0.00037454 | 0.00040976 | 0.00039546 | 0.00040301 | 0.00038134
| 10 | 16 | 17 | 0.00021449 | 0.00022634 | 0.00021716 | 0.00024675 | 0.00023708 | 0.00023082 | 0.00021831
| 10 | 16 | 18 | 5.5309e-05 | 5.569e-05 | 4.8184e-05 | 6.5212e-05 | 6.414e-05 | 5.9079e-05 | 5.1762e-05
| 10 | 16 | 19 | 0 | 0 | 0 | 0 | 0 | 0 | 0
| 10 | 16 | 20 | 0 | 0 | 0 | 0 | 0 | 0 | 0
| 10 | 16 | 21 | 0 | 0 | 0 | 0 | 0 | 0 | 0
| 10 | 16 | 22 | 0 | 0 | 0 | 0 | 0 | 0 | 0
| 10 | 16 | 23 | 0 | 0 | 0 | 0 | 0 | 0 | 0
| 10 | 16 | 24 | 0 | 0 | 0 | 0 | 0 | 0 | 0
| 10 | 17 | 1 | 0 | 0 | 0 | 0 | 0 | 0 | 0
| 10 | 17 | 2 | 0 | 0 | 0 | 0 | 0 | 0 | 0
| 10 | 17 | 3 | 0 | 0 | 0 | 0 | 0 | 0 | 0
| 10 | 17 | 4 | 0 | 0 | 0 | 0 | 0 | 0 | 0
| 10 | 17 | 5 | 0 | 0 | 0 | 0 | 0 | 0 | 0
| 10 | 17 | 6 | 0 | 0 | 0 | 0 | 0 | 0 | 0
| 10 | 17 | 7 | 0 | 0 | 0 | 0 | 0 | 0 | 0
| 10 | 17 | 8 | 9.4212e-05 | 0.00010705 | 0.00010308 | 8.721e-05 | 8.6723e-05 | 0.00010798 | 0.00010102
| 10 | 17 | 9 | 0.00026378 | 0.00027469 | 0.00026208 | 0.00023869 | 0.00025064 | 0.00027228 | 0.00026404
| 10 | 17 | 10 | 0.00041333 | 0.0003887 | 0.00038102 | 0.0004047 | 0.0004058 | 0.0003958 | 0.00039228
| 10 | 17 | 11 | 0.00052356 | 0.00051669 | 0.00050841 | 0.00050521 | 0.00052778 | 0.0005014 | 0.00051278
| 10 | 17 | 12 | 0.0005688 | 0.00058226 | 0.0005819 | 0.00059659 | 0.00060737 | 0.0005783 | 0.00057803
| 10 | 17 | 13 | 0.00059588 | 0.00061201 | 0.00059789 | 0.00062257 | 0.00058633 | 0.00061063 | 0.00059924
| 10 | 17 | 14 | 0.00057273 | 0.00057215 | 0.00054677 | 0.00057646 | 0.00058684 | 0.00060203 | 0.0005608
| 10 | 17 | 15 | 0.00049704 | 0.00048746 | 0.00046095 | 0.00051814 | 0.00050454 | 0.00053513 | 0.0004797
| 10 | 17 | 16 | 0.00038992 | 0.00036936 | 0.00037454 | 0.00040976 | 0.00039546 | 0.00040301 | 0.00038134
| 10 | 17 | 17 | 0.00021449 | 0.00022634 | 0.00021716 | 0.00024675 | 0.00023708 | 0.00023082 | 0.00021831
| 10 | 17 | 18 | 5.5309e-05 | 5.569e-05 | 4.8184e-05 | 6.5212e-05 | 6.414e-05 | 5.9079e-05 | 5.1762e-05
| 10 | 17 | 19 | 0 | 0 | 0 | 0 | 0 | 0 | 0
| 10 | 17 | 20 | 0 | 0 | 0 | 0 | 0 | 0 | 0
| 10 | 17 | 21 | 0 | 0 | 0 | 0 | 0 | 0 | 0
| 10 | 17 | 22 | 0 | 0 | 0 | 0 | 0 | 0 | 0
| 10 | 17 | 23 | 0 | 0 | 0 | 0 | 0 | 0 | 0
| 10 | 17 | 24 | 0 | 0 | 0 | 0 | 0 | 0 | 0
| 10 | 18 | 1 | 0 | 0 | 0 | 0 | 0 | 0 | 0
| 10 | 18 | 2 | 0 | 0 | 0 | 0 | 0 | 0 | 0
| 10 | 18 | 3 | 0 | 0 | 0 | 0 | 0 | 0 | 0
| 10 | 18 | 4 | 0 | 0 | 0 | 0 | 0 | 0 | 0
| 10 | 18 | 5 | 0 | 0 | 0 | 0 | 0 | 0 | 0
| 10 | 18 | 6 | 0 | 0 | 0 | 0 | 0 | 0 | 0
| 10 | 18 | 7 | 0 | 0 | 0 | 0 | 0 | 0 | 0
| 10 | 18 | 8 | 9.4212e-05 | 0.00010705 | 0.00010308 | 8.721e-05 | 8.6723e-05 | 0.00010798 | 0.00010102
| 10 | 18 | 9 | 0.00026378 | 0.00027469 | 0.00026208 | 0.00023869 | 0.00025064 | 0.00027228 | 0.00026404
| 10 | 18 | 10 | 0.00041333 | 0.0003887 | 0.00038102 | 0.0004047 | 0.0004058 | 0.0003958 | 0.00039228
| 10 | 18 | 11 | 0.00052356 | 0.00051669 | 0.00050841 | 0.00050521 | 0.00052778 | 0.0005014 | 0.00051278
| 10 | 18 | 12 | 0.0005688 | 0.00058226 | 0.0005819 | 0.00059659 | 0.00060737 | 0.0005783 | 0.00057803
| 10 | 18 | 13 | 0.00059588 | 0.00061201 | 0.00059789 | 0.00062257 | 0.00058633 | 0.00061063 | 0.00059924
| 10 | 18 | 14 | 0.00057273 | 0.00057215 | 0.00054677 | 0.00057646 | 0.00058684 | 0.00060203 | 0.0005608
| 10 | 18 | 15 | 0.00049704 | 0.00048746 | 0.00046095 | 0.00051814 | 0.00050454 | 0.00053513 | 0.0004797
| 10 | 18 | 16 | 0.00038992 | 0.00036936 | 0.00037454 | 0.00040976 | 0.00039546 | 0.00040301 | 0.00038134
| 10 | 18 | 17 | 0.00021449 | 0.00022634 | 0.00021716 | 0.00024675 | 0.00023708 | 0.00023082 | 0.00021831
| 10 | 18 | 18 | 5.5309e-05 | 5.569e-05 | 4.8184e-05 | 6.5212e-05 | 6.414e-05 | 5.9079e-05 | 5.1762e-05
| 10 | 18 | 19 | 0 | 0 | 0 | 0 | 0 | 0 | 0
| 10 | 18 | 20 | 0 | 0 | 0 | 0 | 0 | 0 | 0
| 10 | 18 | 21 | 0 | 0 | 0 | 0 | 0 | 0 | 0
| 10 | 18 | 22 | 0 | 0 | 0 | 0 | 0 | 0 | 0
| 10 | 18 | 23 | 0 | 0 | 0 | 0 | 0 | 0 | 0
| 10 | 18 | 24 | 0 | 0 | 0 | 0 | 0 | 0 | 0
| 10 | 19 | 1 | 0 | 0 | 0 | 0 | 0 | 0 | 0
| 10 | 19 | 2 | 0 | 0 | 0 | 0 | 0 | 0 | 0
| 10 | 19 | 3 | 0 | 0 | 0 | 0 | 0 | 0 | 0
| 10 | 19 | 4 | 0 | 0 | 0 | 0 | 0 | 0 | 0
| 10 | 19 | 5 | 0 | 0 | 0 | 0 | 0 | 0 | 0
| 10 | 19 | 6 | 0 | 0 | 0 | 0 | 0 | 0 | 0
| 10 | 19 | 7 | 0 | 0 | 0 | 0 | 0 | 0 | 0
| 10 | 19 | 8 | 9.4212e-05 | 0.00010705 | 0.00010308 | 8.721e-05 | 8.6723e-05 | 0.00010798 | 0.00010102
| 10 | 19 | 9 | 0.00026378 | 0.00027469 | 0.00026208 | 0.00023869 | 0.00025064 | 0.00027228 | 0.00026404
| 10 | 19 | 10 | 0.00041333 | 0.0003887 | 0.00038102 | 0.0004047 | 0.0004058 | 0.0003958 | 0.00039228
| 10 | 19 | 11 | 0.00052356 | 0.00051669 | 0.00050841 | 0.00050521 | 0.00052778 | 0.0005014 | 0.00051278
| 10 | 19 | 12 | 0.0005688 | 0.00058226 | 0.0005819 | 0.00059659 | 0.00060737 | 0.0005783 | 0.00057803
| 10 | 19 | 13 | 0.00059588 | 0.00061201 | 0.00059789 | 0.00062257 | 0.00058633 | 0.00061063 | 0.00059924
| 10 | 19 | 14 | 0.00057273 | 0.00057215 | 0.00054677 | 0.00057646 | 0.00058684 | 0.00060203 | 0.0005608
| 10 | 19 | 15 | 0.00049704 | 0.00048746 | 0.00046095 | 0.00051814 | 0.00050454 | 0.00053513 | 0.0004797
| 10 | 19 | 16 | 0.00038992 | 0.00036936 | 0.00037454 | 0.00040976 | 0.00039546 | 0.00040301 | 0.00038134
| 10 | 19 | 17 | 0.00021449 | 0.00022634 | 0.00021716 | 0.00024675 | 0.00023708 | 0.00023082 | 0.00021831
| 10 | 19 | 18 | 5.5309e-05 | 5.569e-05 | 4.8184e-05 | 6.5212e-05 | 6.414e-05 | 5.9079e-05 | 5.1762e-05
| 10 | 19 | 19 | 0 | 0 | 0 | 0 | 0 | 0 | 0
| 10 | 19 | 20 | 0 | 0 | 0 | 0 | 0 | 0 | 0
| 10 | 19 | 21 | 0 | 0 | 0 | 0 | 0 | 0 | 0
| 10 | 19 | 22 | 0 | 0 | 0 | 0 | 0 | 0 | 0
| 10 | 19 | 23 | 0 | 0 | 0 | 0 | 0 | 0 | 0
| 10 | 19 | 24 | 0 | 0 | 0 | 0 | 0 | 0 | 0
| 10 | 20 | 1 | 0 | 0 | 0 | 0 | 0 | 0 | 0
| 10 | 20 | 2 | 0 | 0 | 0 | 0 | 0 | 0 | 0
| 10 | 20 | 3 | 0 | 0 | 0 | 0 | 0 | 0 | 0
| 10 | 20 | 4 | 0 | 0 | 0 | 0 | 0 | 0 | 0
| 10 | 20 | 5 | 0 | 0 | 0 | 0 | 0 | 0 | 0
| 10 | 20 | 6 | 0 | 0 | 0 | 0 | 0 | 0 | 0
| 10 | 20 | 7 | 0 | 0 | 0 | 0 | 0 | 0 | 0
| 10 | 20 | 8 | 9.4212e-05 | 0.00010705 | 0.00010308 | 8.721e-05 | 8.6723e-05 | 0.00010798 | 0.00010102
| 10 | 20 | 9 | 0.00026378 | 0.00027469 | 0.00026208 | 0.00023869 | 0.00025064 | 0.00027228 | 0.00026404
| 10 | 20 | 10 | 0.00041333 | 0.0003887 | 0.00038102 | 0.0004047 | 0.0004058 | 0.0003958 | 0.00039228
| 10 | 20 | 11 | 0.00052356 | 0.00051669 | 0.00050841 | 0.00050521 | 0.00052778 | 0.0005014 | 0.00051278
| 10 | 20 | 12 | 0.0005688 | 0.00058226 | 0.0005819 | 0.00059659 | 0.00060737 | 0.0005783 | 0.00057803
| 10 | 20 | 13 | 0.00059588 | 0.00061201 | 0.00059789 | 0.00062257 | 0.00058633 | 0.00061063 | 0.00059924
| 10 | 20 | 14 | 0.00057273 | 0.00057215 | 0.00054677 | 0.00057646 | 0.00058684 | 0.00060203 | 0.0005608
| 10 | 20 | 15 | 0.00049704 | 0.00048746 | 0.00046095 | 0.00051814 | 0.00050454 | 0.00053513 | 0.0004797
| 10 | 20 | 16 | 0.00038992 | 0.00036936 | 0.00037454 | 0.00040976 | 0.00039546 | 0.00040301 | 0.00038134
| 10 | 20 | 17 | 0.00021449 | 0.00022634 | 0.00021716 | 0.00024675 | 0.00023708 | 0.00023082 | 0.00021831
| 10 | 20 | 18 | 5.5309e-05 | 5.569e-05 | 4.8184e-05 | 6.5212e-05 | 6.414e-05 | 5.9079e-05 | 5.1762e-05
| 10 | 20 | 19 | 0 | 0 | 0 | 0 | 0 | 0 | 0
| 10 | 20 | 20 | 0 | 0 | 0 | 0 | 0 | 0 | 0
| 10 | 20 | 21 | 0 | 0 | 0 | 0 | 0 | 0 | 0
| 10 | 20 | 22 | 0 | 0 | 0 | 0 | 0 | 0 | 0
| 10 | 20 | 23 | 0 | 0 | 0 | 0 | 0 | 0 | 0
| 10 | 20 | 24 | 0 | 0 | 0 | 0 | 0 | 0 | 0
| 10 | 21 | 1 | 0 | 0 | 0 | 0 | 0 | 0 | 0
| 10 | 21 | 2 | 0 | 0 | 0 | 0 | 0 | 0 | 0
| 10 | 21 | 3 | 0 | 0 | 0 | 0 | 0 | 0 | 0
| 10 | 21 | 4 | 0 | 0 | 0 | 0 | 0 | 0 | 0
| 10 | 21 | 5 | 0 | 0 | 0 | 0 | 0 | 0 | 0
| 10 | 21 | 6 | 0 | 0 | 0 | 0 | 0 | 0 | 0
| 10 | 21 | 7 | 0 | 0 | 0 | 0 | 0 | 0 | 0
| 10 | 21 | 8 | 9.4212e-05 | 0.00010705 | 0.00010308 | 8.721e-05 | 8.6723e-05 | 0.00010798 | 0.00010102
| 10 | 21 | 9 | 0.00026378 | 0.00027469 | 0.00026208 | 0.00023869 | 0.00025064 | 0.00027228 | 0.00026404
| 10 | 21 | 10 | 0.00041333 | 0.0003887 | 0.00038102 | 0.0004047 | 0.0004058 | 0.0003958 | 0.00039228
| 10 | 21 | 11 | 0.00052356 | 0.00051669 | 0.00050841 | 0.00050521 | 0.00052778 | 0.0005014 | 0.00051278
| 10 | 21 | 12 | 0.0005688 | 0.00058226 | 0.0005819 | 0.00059659 | 0.00060737 | 0.0005783 | 0.00057803
| 10 | 21 | 13 | 0.00059588 | 0.00061201 | 0.00059789 | 0.00062257 | 0.00058633 | 0.00061063 | 0.00059924
| 10 | 21 | 14 | 0.00057273 | 0.00057215 | 0.00054677 | 0.00057646 | 0.00058684 | 0.00060203 | 0.0005608
| 10 | 21 | 15 | 0.00049704 | 0.00048746 | 0.00046095 | 0.00051814 | 0.00050454 | 0.00053513 | 0.0004797
| 10 | 21 | 16 | 0.00038992 | 0.00036936 | 0.00037454 | 0.00040976 | 0.00039546 | 0.00040301 | 0.00038134
| 10 | 21 | 17 | 0.00021449 | 0.00022634 | 0.00021716 | 0.00024675 | 0.00023708 | 0.00023082 | 0.00021831
| 10 | 21 | 18 | 5.5309e-05 | 5.569e-05 | 4.8184e-05 | 6.5212e-05 | 6.414e-05 | 5.9079e-05 | 5.1762e-05
| 10 | 21 | 19 | 0 | 0 | 0 | 0 | 0 | 0 | 0
| 10 | 21 | 20 | 0 | 0 | 0 | 0 | 0 | 0 | 0
| 10 | 21 | 21 | 0 | 0 | 0 | 0 | 0 | 0 | 0
| 10 | 21 | 22 | 0 | 0 | 0 | 0 | 0 | 0 | 0
| 10 | 21 | 23 | 0 | 0 | 0 | 0 | 0 | 0 | 0
| 10 | 21 | 24 | 0 | 0 | 0 | 0 | 0 | 0 | 0
| 10 | 22 | 1 | 0 | 0 | 0 | 0 | 0 | 0 | 0
| 10 | 22 | 2 | 0 | 0 | 0 | 0 | 0 | 0 | 0
| 10 | 22 | 3 | 0 | 0 | 0 | 0 | 0 | 0 | 0
| 10 | 22 | 4 | 0 | 0 | 0 | 0 | 0 | 0 | 0
| 10 | 22 | 5 | 0 | 0 | 0 | 0 | 0 | 0 | 0
| 10 | 22 | 6 | 0 | 0 | 0 | 0 | 0 | 0 | 0
| 10 | 22 | 7 | 0 | 0 | 0 | 0 | 0 | 0 | 0
| 10 | 22 | 8 | 9.4212e-05 | 0.00010705 | 0.00010308 | 8.721e-05 | 8.6723e-05 | 0.00010798 | 0.00010102
| 10 | 22 | 9 | 0.00026378 | 0.00027469 | 0.00026208 | 0.00023869 | 0.00025064 | 0.00027228 | 0.00026404
| 10 | 22 | 10 | 0.00041333 | 0.0003887 | 0.00038102 | 0.0004047 | 0.0004058 | 0.0003958 | 0.00039228
| 10 | 22 | 11 | 0.00052356 | 0.00051669 | 0.00050841 | 0.00050521 | 0.00052778 | 0.0005014 | 0.00051278
| 10 | 22 | 12 | 0.0005688 | 0.00058226 | 0.0005819 | 0.00059659 | 0.00060737 | 0.0005783 | 0.00057803
| 10 | 22 | 13 | 0.00059588 | 0.00061201 | 0.00059789 | 0.00062257 | 0.00058633 | 0.00061063 | 0.00059924
| 10 | 22 | 14 | 0.00057273 | 0.00057215 | 0.00054677 | 0.00057646 | 0.00058684 | 0.00060203 | 0.0005608
| 10 | 22 | 15 | 0.00049704 | 0.00048746 | 0.00046095 | 0.00051814 | 0.00050454 | 0.00053513 | 0.0004797
| 10 | 22 | 16 | 0.00038992 | 0.00036936 | 0.00037454 | 0.00040976 | 0.00039546 | 0.00040301 | 0.00038134
| 10 | 22 | 17 | 0.00021449 | 0.00022634 | 0.00021716 | 0.00024675 | 0.00023708 | 0.00023082 | 0.00021831
| 10 | 22 | 18 | 5.5309e-05 | 5.569e-05 | 4.8184e-05 | 6.5212e-05 | 6.414e-05 | 5.9079e-05 | 5.1762e-05
| 10 | 22 | 19 | 0 | 0 | 0 | 0 | 0 | 0 | 0
| 10 | 22 | 20 | 0 | 0 | 0 | 0 | 0 | 0 | 0
| 10 | 22 | 21 | 0 | 0 | 0 | 0 | 0 | 0 | 0
| 10 | 22 | 22 | 0 | 0 | 0 | 0 | 0 | 0 | 0
| 10 | 22 | 23 | 0 | 0 | 0 | 0 | 0 | 0 | 0
| 10 | 22 | 24 | 0 | 0 | 0 | 0 | 0 | 0 | 0
| 10 | 23 | 1 | 0 | 0 | 0 | 0 | 0 | 0 | 0
| 10 | 23 | 2 | 0 | 0 | 0 | 0 | 0 | 0 | 0
| 10 | 23 | 3 | 0 | 0 | 0 | 0 | 0 | 0 | 0
| 10 | 23 | 4 | 0 | 0 | 0 | 0 | 0 | 0 | 0
| 10 | 23 | 5 | 0 | 0 | 0 | 0 | 0 | 0 | 0
| 10 | 23 | 6 | 0 | 0 | 0 | 0 | 0 | 0 | 0
| 10 | 23 | 7 | 0 | 0 | 0 | 0 | 0 | 0 | 0
| 10 | 23 | 8 | 9.4212e-05 | 0.00010705 | 0.00010308 | 8.721e-05 | 8.6723e-05 | 0.00010798 | 0.00010102
| 10 | 23 | 9 | 0.00026378 | 0.00027469 | 0.00026208 | 0.00023869 | 0.00025064 | 0.00027228 | 0.00026404
| 10 | 23 | 10 | 0.00041333 | 0.0003887 | 0.00038102 | 0.0004047 | 0.0004058 | 0.0003958 | 0.00039228
| 10 | 23 | 11 | 0.00052356 | 0.00051669 | 0.00050841 | 0.00050521 | 0.00052778 | 0.0005014 | 0.00051278
| 10 | 23 | 12 | 0.0005688 | 0.00058226 | 0.0005819 | 0.00059659 | 0.00060737 | 0.0005783 | 0.00057803
| 10 | 23 | 13 | 0.00059588 | 0.00061201 | 0.00059789 | 0.00062257 | 0.00058633 | 0.00061063 | 0.00059924
| 10 | 23 | 14 | 0.00057273 | 0.00057215 | 0.00054677 | 0.00057646 | 0.00058684 | 0.00060203 | 0.0005608
| 10 | 23 | 15 | 0.00049704 | 0.00048746 | 0.00046095 | 0.00051814 | 0.00050454 | 0.00053513 | 0.0004797
| 10 | 23 | 16 | 0.00038992 | 0.00036936 | 0.00037454 | 0.00040976 | 0.00039546 | 0.00040301 | 0.00038134
| 10 | 23 | 17 | 0.00021449 | 0.00022634 | 0.00021716 | 0.00024675 | 0.00023708 | 0.00023082 | 0.00021831
| 10 | 23 | 18 | 5.5309e-05 | 5.569e-05 | 4.8184e-05 | 6.5212e-05 | 6.414e-05 | 5.9079e-05 | 5.1762e-05
| 10 | 23 | 19 | 0 | 0 | 0 | 0 | 0 | 0 | 0
| 10 | 23 | 20 | 0 | 0 | 0 | 0 | 0 | 0 | 0
| 10 | 23 | 21 | 0 | 0 | 0 | 0 | 0 | 0 | 0
| 10 | 23 | 22 | 0 | 0 | 0 | 0 | 0 | 0 | 0
| 10 | 23 | 23 | 0 | 0 | 0 | 0 | 0 | 0 | 0
| 10 | 23 | 24 | 0 | 0 | 0 | 0 | 0 | 0 | 0
| 10 | 24 | 1 | 0 | 0 | 0 | 0 | 0 | 0 | 0
| 10 | 24 | 2 | 0 | 0 | 0 | 0 | 0 | 0 | 0
| 10 | 24 | 3 | 0 | 0 | 0 | 0 | 0 | 0 | 0
| 10 | 24 | 4 | 0 | 0 | 0 | 0 | 0 | 0 | 0
| 10 | 24 | 5 | 0 | 0 | 0 | 0 | 0 | 0 | 0
| 10 | 24 | 6 | 0 | 0 | 0 | 0 | 0 | 0 | 0
| 10 | 24 | 7 | 0 | 0 | 0 | 0 | 0 | 0 | 0
| 10 | 24 | 8 | 9.4212e-05 | 0.00010705 | 0.00010308 | 8.721e-05 | 8.6723e-05 | 0.00010798 | 0.00010102
| 10 | 24 | 9 | 0.00026378 | 0.00027469 | 0.00026208 | 0.00023869 | 0.00025064 | 0.00027228 | 0.00026404
| 10 | 24 | 10 | 0.00041333 | 0.0003887 | 0.00038102 | 0.0004047 | 0.0004058 | 0.0003958 | 0.00039228
| 10 | 24 | 11 | 0.00052356 | 0.00051669 | 0.00050841 | 0.00050521 | 0.00052778 | 0.0005014 | 0.00051278
| 10 | 24 | 12 | 0.0005688 | 0.00058226 | 0.0005819 | 0.00059659 | 0.00060737 | 0.0005783 | 0.00057803
| 10 | 24 | 13 | 0.00059588 | 0.00061201 | 0.00059789 | 0.00062257 | 0.00058633 | 0.00061063 | 0.00059924
| 10 | 24 | 14 | 0.00057273 | 0.00057215 | 0.00054677 | 0.00057646 | 0.00058684 | 0.00060203 | 0.0005608
| 10 | 24 | 15 | 0.00049704 | 0.00048746 | 0.00046095 | 0.00051814 | 0.00050454 | 0.00053513 | 0.0004797
| 10 | 24 | 16 | 0.00038992 | 0.00036936 | 0.00037454 | 0.00040976 | 0.00039546 | 0.00040301 | 0.00038134
| 10 | 24 | 17 | 0.00021449 | 0.00022634 | 0.00021716 | 0.00024675 | 0.00023708 | 0.00023082 | 0.00021831
| 10 | 24 | 18 | 5.5309e-05 | 5.569e-05 | 4.8184e-05 | 6.5212e-05 | 6.414e-05 | 5.9079e-05 | 5.1762e-05
| 10 | 24 | 19 | 0 | 0 | 0 | 0 | 0 | 0 | 0
| 10 | 24 | 20 | 0 | 0 | 0 | 0 | 0 | 0 | 0
| 10 | 24 | 21 | 0 | 0 | 0 | 0 | 0 | 0 | 0
| 10 | 24 | 22 | 0 | 0 | 0 | 0 | 0 | 0 | 0
| 10 | 24 | 23 | 0 | 0 | 0 | 0 | 0 | 0 | 0
| 10 | 24 | 24 | 0 | 0 | 0 | 0 | 0 | 0 | 0
| 10 | 25 | 1 | 0 | 0 | 0 | 0 | 0 | 0 | 0
| 10 | 25 | 2 | 0 | 0 | 0 | 0 | 0 | 0 | 0
| 10 | 25 | 3 | 0 | 0 | 0 | 0 | 0 | 0 | 0
| 10 | 25 | 4 | 0 | 0 | 0 | 0 | 0 | 0 | 0
| 10 | 25 | 5 | 0 | 0 | 0 | 0 | 0 | 0 | 0
| 10 | 25 | 6 | 0 | 0 | 0 | 0 | 0 | 0 | 0
| 10 | 25 | 7 | 0 | 0 | 0 | 0 | 0 | 0 | 0
| 10 | 25 | 8 | 9.4212e-05 | 0.00010705 | 0.00010308 | 8.721e-05 | 8.6723e-05 | 0.00010798 | 0.00010102
| 10 | 25 | 9 | 0.00026378 | 0.00027469 | 0.00026208 | 0.00023869 | 0.00025064 | 0.00027228 | 0.00026404
| 10 | 25 | 10 | 0.00041333 | 0.0003887 | 0.00038102 | 0.0004047 | 0.0004058 | 0.0003958 | 0.00039228
| 10 | 25 | 11 | 0.00052356 | 0.00051669 | 0.00050841 | 0.00050521 | 0.00052778 | 0.0005014 | 0.00051278
| 10 | 25 | 12 | 0.0005688 | 0.00058226 | 0.0005819 | 0.00059659 | 0.00060737 | 0.0005783 | 0.00057803
| 10 | 25 | 13 | 0.00059588 | 0.00061201 | 0.00059789 | 0.00062257 | 0.00058633 | 0.00061063 | 0.00059924
| 10 | 25 | 14 | 0.00057273 | 0.00057215 | 0.00054677 | 0.00057646 | 0.00058684 | 0.00060203 | 0.0005608
| 10 | 25 | 15 | 0.00049704 | 0.00048746 | 0.00046095 | 0.00051814 | 0.00050454 | 0.00053513 | 0.0004797
| 10 | 25 | 16 | 0.00038992 | 0.00036936 | 0.00037454 | 0.00040976 | 0.00039546 | 0.00040301 | 0.00038134
| 10 | 25 | 17 | 0.00021449 | 0.00022634 | 0.00021716 | 0.00024675 | 0.00023708 | 0.00023082 | 0.00021831
| 10 | 25 | 18 | 5.5309e-05 | 5.569e-05 | 4.8184e-05 | 6.5212e-05 | 6.414e-05 | 5.9079e-05 | 5.1762e-05
| 10 | 25 | 19 | 0 | 0 | 0 | 0 | 0 | 0 | 0
| 10 | 25 | 20 | 0 | 0 | 0 | 0 | 0 | 0 | 0
| 10 | 25 | 21 | 0 | 0 | 0 | 0 | 0 | 0 | 0
| 10 | 25 | 22 | 0 | 0 | 0 | 0 | 0 | 0 | 0
| 10 | 25 | 23 | 0 | 0 | 0 | 0 | 0 | 0 | 0
| 10 | 25 | 24 | 0 | 0 | 0 | 0 | 0 | 0 | 0
| 10 | 26 | 1 | 0 | 0 | 0 | 0 | 0 | 0 | 0
| 10 | 26 | 2 | 0 | 0 | 0 | 0 | 0 | 0 | 0
| 10 | 26 | 3 | 0 | 0 | 0 | 0 | 0 | 0 | 0
| 10 | 26 | 4 | 0 | 0 | 0 | 0 | 0 | 0 | 0
| 10 | 26 | 5 | 0 | 0 | 0 | 0 | 0 | 0 | 0
| 10 | 26 | 6 | 0 | 0 | 0 | 0 | 0 | 0 | 0
| 10 | 26 | 7 | 0 | 0 | 0 | 0 | 0 | 0 | 0
| 10 | 26 | 8 | 9.4212e-05 | 0.00010705 | 0.00010308 | 8.721e-05 | 8.6723e-05 | 0.00010798 | 0.00010102
| 10 | 26 | 9 | 0.00026378 | 0.00027469 | 0.00026208 | 0.00023869 | 0.00025064 | 0.00027228 | 0.00026404
| 10 | 26 | 10 | 0.00041333 | 0.0003887 | 0.00038102 | 0.0004047 | 0.0004058 | 0.0003958 | 0.00039228
| 10 | 26 | 11 | 0.00052356 | 0.00051669 | 0.00050841 | 0.00050521 | 0.00052778 | 0.0005014 | 0.00051278
| 10 | 26 | 12 | 0.0005688 | 0.00058226 | 0.0005819 | 0.00059659 | 0.00060737 | 0.0005783 | 0.00057803
| 10 | 26 | 13 | 0.00059588 | 0.00061201 | 0.00059789 | 0.00062257 | 0.00058633 | 0.00061063 | 0.00059924
| 10 | 26 | 14 | 0.00057273 | 0.00057215 | 0.00054677 | 0.00057646 | 0.00058684 | 0.00060203 | 0.0005608
| 10 | 26 | 15 | 0.00049704 | 0.00048746 | 0.00046095 | 0.00051814 | 0.00050454 | 0.00053513 | 0.0004797
| 10 | 26 | 16 | 0.00038992 | 0.00036936 | 0.00037454 | 0.00040976 | 0.00039546 | 0.00040301 | 0.00038134
| 10 | 26 | 17 | 0.00021449 | 0.00022634 | 0.00021716 | 0.00024675 | 0.00023708 | 0.00023082 | 0.00021831
| 10 | 26 | 18 | 5.5309e-05 | 5.569e-05 | 4.8184e-05 | 6.5212e-05 | 6.414e-05 | 5.9079e-05 | 5.1762e-05
| 10 | 26 | 19 | 0 | 0 | 0 | 0 | 0 | 0 | 0
| 10 | 26 | 20 | 0 | 0 | 0 | 0 | 0 | 0 | 0
| 10 | 26 | 21 | 0 | 0 | 0 | 0 | 0 | 0 | 0
| 10 | 26 | 22 | 0 | 0 | 0 | 0 | 0 | 0 | 0
| 10 | 26 | 23 | 0 | 0 | 0 | 0 | 0 | 0 | 0
| 10 | 26 | 24 | 0 | 0 | 0 | 0 | 0 | 0 | 0
| 10 | 27 | 1 | 0 | 0 | 0 | 0 | 0 | 0 | 0
| 10 | 27 | 2 | 0 | 0 | 0 | 0 | 0 | 0 | 0
| 10 | 27 | 3 | 0 | 0 | 0 | 0 | 0 | 0 | 0
| 10 | 27 | 4 | 0 | 0 | 0 | 0 | 0 | 0 | 0
| 10 | 27 | 5 | 0 | 0 | 0 | 0 | 0 | 0 | 0
| 10 | 27 | 6 | 0 | 0 | 0 | 0 | 0 | 0 | 0
| 10 | 27 | 7 | 0 | 0 | 0 | 0 | 0 | 0 | 0
| 10 | 27 | 8 | 9.4212e-05 | 0.00010705 | 0.00010308 | 8.721e-05 | 8.6723e-05 | 0.00010798 | 0.00010102
| 10 | 27 | 9 | 0.00026378 | 0.00027469 | 0.00026208 | 0.00023869 | 0.00025064 | 0.00027228 | 0.00026404
| 10 | 27 | 10 | 0.00041333 | 0.0003887 | 0.00038102 | 0.0004047 | 0.0004058 | 0.0003958 | 0.00039228
| 10 | 27 | 11 | 0.00052356 | 0.00051669 | 0.00050841 | 0.00050521 | 0.00052778 | 0.0005014 | 0.00051278
| 10 | 27 | 12 | 0.0005688 | 0.00058226 | 0.0005819 | 0.00059659 | 0.00060737 | 0.0005783 | 0.00057803
| 10 | 27 | 13 | 0.00059588 | 0.00061201 | 0.00059789 | 0.00062257 | 0.00058633 | 0.00061063 | 0.00059924
| 10 | 27 | 14 | 0.00057273 | 0.00057215 | 0.00054677 | 0.00057646 | 0.00058684 | 0.00060203 | 0.0005608
| 10 | 27 | 15 | 0.00049704 | 0.00048746 | 0.00046095 | 0.00051814 | 0.00050454 | 0.00053513 | 0.0004797
| 10 | 27 | 16 | 0.00038992 | 0.00036936 | 0.00037454 | 0.00040976 | 0.00039546 | 0.00040301 | 0.00038134
| 10 | 27 | 17 | 0.00021449 | 0.00022634 | 0.00021716 | 0.00024675 | 0.00023708 | 0.00023082 | 0.00021831
| 10 | 27 | 18 | 5.5309e-05 | 5.569e-05 | 4.8184e-05 | 6.5212e-05 | 6.414e-05 | 5.9079e-05 | 5.1762e-05
| 10 | 27 | 19 | 0 | 0 | 0 | 0 | 0 | 0 | 0
| 10 | 27 | 20 | 0 | 0 | 0 | 0 | 0 | 0 | 0
| 10 | 27 | 21 | 0 | 0 | 0 | 0 | 0 | 0 | 0
| 10 | 27 | 22 | 0 | 0 | 0 | 0 | 0 | 0 | 0
| 10 | 27 | 23 | 0 | 0 | 0 | 0 | 0 | 0 | 0
| 10 | 27 | 24 | 0 | 0 | 0 | 0 | 0 | 0 | 0
| 10 | 28 | 1 | 0 | 0 | 0 | 0 | 0 | 0 | 0
| 10 | 28 | 2 | 0 | 0 | 0 | 0 | 0 | 0 | 0
| 10 | 28 | 3 | 0 | 0 | 0 | 0 | 0 | 0 | 0
| 10 | 28 | 4 | 0 | 0 | 0 | 0 | 0 | 0 | 0
| 10 | 28 | 5 | 0 | 0 | 0 | 0 | 0 | 0 | 0
| 10 | 28 | 6 | 0 | 0 | 0 | 0 | 0 | 0 | 0
| 10 | 28 | 7 | 0 | 0 | 0 | 0 | 0 | 0 | 0
| 10 | 28 | 8 | 9.4212e-05 | 0.00010705 | 0.00010308 | 8.721e-05 | 8.6723e-05 | 0.00010798 | 0.00010102
| 10 | 28 | 9 | 0.00026378 | 0.00027469 | 0.00026208 | 0.00023869 | 0.00025064 | 0.00027228 | 0.00026404
| 10 | 28 | 10 | 0.00041333 | 0.0003887 | 0.00038102 | 0.0004047 | 0.0004058 | 0.0003958 | 0.00039228
| 10 | 28 | 11 | 0.00052356 | 0.00051669 | 0.00050841 | 0.00050521 | 0.00052778 | 0.0005014 | 0.00051278
| 10 | 28 | 12 | 0.0005688 | 0.00058226 | 0.0005819 | 0.00059659 | 0.00060737 | 0.0005783 | 0.00057803
| 10 | 28 | 13 | 0.00059588 | 0.00061201 | 0.00059789 | 0.00062257 | 0.00058633 | 0.00061063 | 0.00059924
| 10 | 28 | 14 | 0.00057273 | 0.00057215 | 0.00054677 | 0.00057646 | 0.00058684 | 0.00060203 | 0.0005608
| 10 | 28 | 15 | 0.00049704 | 0.00048746 | 0.00046095 | 0.00051814 | 0.00050454 | 0.00053513 | 0.0004797
| 10 | 28 | 16 | 0.00038992 | 0.00036936 | 0.00037454 | 0.00040976 | 0.00039546 | 0.00040301 | 0.00038134
| 10 | 28 | 17 | 0.00021449 | 0.00022634 | 0.00021716 | 0.00024675 | 0.00023708 | 0.00023082 | 0.00021831
| 10 | 28 | 18 | 5.5309e-05 | 5.569e-05 | 4.8184e-05 | 6.5212e-05 | 6.414e-05 | 5.9079e-05 | 5.1762e-05
| 10 | 28 | 19 | 0 | 0 | 0 | 0 | 0 | 0 | 0
| 10 | 28 | 20 | 0 | 0 | 0 | 0 | 0 | 0 | 0
| 10 | 28 | 21 | 0 | 0 | 0 | 0 | 0 | 0 | 0
| 10 | 28 | 22 | 0 | 0 | 0 | 0 | 0 | 0 | 0
| 10 | 28 | 23 | 0 | 0 | 0 | 0 | 0 | 0 | 0
| 10 | 28 | 24 | 0 | 0 | 0 | 0 | 0 | 0 | 0
| 10 | 29 | 1 | 0 | 0 | 0 | 0 | 0 | 0 | 0
| 10 | 29 | 2 | 0 | 0 | 0 | 0 | 0 | 0 | 0
| 10 | 29 | 3 | 0 | 0 | 0 | 0 | 0 | 0 | 0
| 10 | 29 | 4 | 0 | 0 | 0 | 0 | 0 | 0 | 0
| 10 | 29 | 5 | 0 | 0 | 0 | 0 | 0 | 0 | 0
| 10 | 29 | 6 | 0 | 0 | 0 | 0 | 0 | 0 | 0
| 10 | 29 | 7 | 0 | 0 | 0 | 0 | 0 | 0 | 0
| 10 | 29 | 8 | 9.4212e-05 | 0.00010705 | 0.00010308 | 8.721e-05 | 8.6723e-05 | 0.00010798 | 0.00010102
| 10 | 29 | 9 | 0.00026378 | 0.00027469 | 0.00026208 | 0.00023869 | 0.00025064 | 0.00027228 | 0.00026404
| 10 | 29 | 10 | 0.00041333 | 0.0003887 | 0.00038102 | 0.0004047 | 0.0004058 | 0.0003958 | 0.00039228
| 10 | 29 | 11 | 0.00052356 | 0.00051669 | 0.00050841 | 0.00050521 | 0.00052778 | 0.0005014 | 0.00051278
| 10 | 29 | 12 | 0.0005688 | 0.00058226 | 0.0005819 | 0.00059659 | 0.00060737 | 0.0005783 | 0.00057803
| 10 | 29 | 13 | 0.00059588 | 0.00061201 | 0.00059789 | 0.00062257 | 0.00058633 | 0.00061063 | 0.00059924
| 10 | 29 | 14 | 0.00057273 | 0.00057215 | 0.00054677 | 0.00057646 | 0.00058684 | 0.00060203 | 0.0005608
| 10 | 29 | 15 | 0.00049704 | 0.00048746 | 0.00046095 | 0.00051814 | 0.00050454 | 0.00053513 | 0.0004797
| 10 | 29 | 16 | 0.00038992 | 0.00036936 | 0.00037454 | 0.00040976 | 0.00039546 | 0.00040301 | 0.00038134
| 10 | 29 | 17 | 0.00021449 | 0.00022634 | 0.00021716 | 0.00024675 | 0.00023708 | 0.00023082 | 0.00021831
| 10 | 29 | 18 | 5.5309e-05 | 5.569e-05 | 4.8184e-05 | 6.5212e-05 | 6.414e-05 | 5.9079e-05 | 5.1762e-05
| 10 | 29 | 19 | 0 | 0 | 0 | 0 | 0 | 0 | 0
| 10 | 29 | 20 | 0 | 0 | 0 | 0 | 0 | 0 | 0
| 10 | 29 | 21 | 0 | 0 | 0 | 0 | 0 | 0 | 0
| 10 | 29 | 22 | 0 | 0 | 0 | 0 | 0 | 0 | 0
| 10 | 29 | 23 | 0 | 0 | 0 | 0 | 0 | 0 | 0
| 10 | 29 | 24 | 0 | 0 | 0 | 0 | 0 | 0 | 0
| 10 | 30 | 1 | 0 | 0 | 0 | 0 | 0 | 0 | 0
| 10 | 30 | 2 | 0 | 0 | 0 | 0 | 0 | 0 | 0
| 10 | 30 | 3 | 0 | 0 | 0 | 0 | 0 | 0 | 0
| 10 | 30 | 4 | 0 | 0 | 0 | 0 | 0 | 0 | 0
| 10 | 30 | 5 | 0 | 0 | 0 | 0 | 0 | 0 | 0
| 10 | 30 | 6 | 0 | 0 | 0 | 0 | 0 | 0 | 0
| 10 | 30 | 7 | 0 | 0 | 0 | 0 | 0 | 0 | 0
| 10 | 30 | 8 | 9.4212e-05 | 0.00010705 | 0.00010308 | 8.721e-05 | 8.6723e-05 | 0.00010798 | 0.00010102
| 10 | 30 | 9 | 0.00026378 | 0.00027469 | 0.00026208 | 0.00023869 | 0.00025064 | 0.00027228 | 0.00026404
| 10 | 30 | 10 | 0.00041333 | 0.0003887 | 0.00038102 | 0.0004047 | 0.0004058 | 0.0003958 | 0.00039228
| 10 | 30 | 11 | 0.00052356 | 0.00051669 | 0.00050841 | 0.00050521 | 0.00052778 | 0.0005014 | 0.00051278
| 10 | 30 | 12 | 0.0005688 | 0.00058226 | 0.0005819 | 0.00059659 | 0.00060737 | 0.0005783 | 0.00057803
| 10 | 30 | 13 | 0.00059588 | 0.00061201 | 0.00059789 | 0.00062257 | 0.00058633 | 0.00061063 | 0.00059924
| 10 | 30 | 14 | 0.00057273 | 0.00057215 | 0.00054677 | 0.00057646 | 0.00058684 | 0.00060203 | 0.0005608
| 10 | 30 | 15 | 0.00049704 | 0.00048746 | 0.00046095 | 0.00051814 | 0.00050454 | 0.00053513 | 0.0004797
| 10 | 30 | 16 | 0.00038992 | 0.00036936 | 0.00037454 | 0.00040976 | 0.00039546 | 0.00040301 | 0.00038134
| 10 | 30 | 17 | 0.00021449 | 0.00022634 | 0.00021716 | 0.00024675 | 0.00023708 | 0.00023082 | 0.00021831
| 10 | 30 | 18 | 5.5309e-05 | 5.569e-05 | 4.8184e-05 | 6.5212e-05 | 6.414e-05 | 5.9079e-05 | 5.1762e-05
| 10 | 30 | 19 | 0 | 0 | 0 | 0 | 0 | 0 | 0
| 10 | 30 | 20 | 0 | 0 | 0 | 0 | 0 | 0 | 0
| 10 | 30 | 21 | 0 | 0 | 0 | 0 | 0 | 0 | 0
| 10 | 30 | 22 | 0 | 0 | 0 | 0 | 0 | 0 | 0
| 10 | 30 | 23 | 0 | 0 | 0 | 0 | 0 | 0 | 0
| 10 | 30 | 24 | 0 | 0 | 0 | 0 | 0 | 0 | 0
| 10 | 31 | 1 | 0 | 0 | 0 | 0 | 0 | 0 | 0
| 10 | 31 | 2 | 0 | 0 | 0 | 0 | 0 | 0 | 0
| 10 | 31 | 3 | 0 | 0 | 0 | 0 | 0 | 0 | 0
| 10 | 31 | 4 | 0 | 0 | 0 | 0 | 0 | 0 | 0
| 10 | 31 | 5 | 0 | 0 | 0 | 0 | 0 | 0 | 0
| 10 | 31 | 6 | 0 | 0 | 0 | 0 | 0 | 0 | 0
| 10 | 31 | 7 | 0 | 0 | 0 | 0 | 0 | 0 | 0
| 10 | 31 | 8 | 9.4212e-05 | 0.00010705 | 0.00010308 | 8.721e-05 | 8.6723e-05 | 0.00010798 | 0.00010102
| 10 | 31 | 9 | 0.00026378 | 0.00027469 | 0.00026208 | 0.00023869 | 0.00025064 | 0.00027228 | 0.00026404
| 10 | 31 | 10 | 0.00041333 | 0.0003887 | 0.00038102 | 0.0004047 | 0.0004058 | 0.0003958 | 0.00039228
| 10 | 31 | 11 | 0.00052356 | 0.00051669 | 0.00050841 | 0.00050521 | 0.00052778 | 0.0005014 | 0.00051278
| 10 | 31 | 12 | 0.0005688 | 0.00058226 | 0.0005819 | 0.00059659 | 0.00060737 | 0.0005783 | 0.00057803
| 10 | 31 | 13 | 0.00059588 | 0.00061201 | 0.00059789 | 0.00062257 | 0.00058633 | 0.00061063 | 0.00059924
| 10 | 31 | 14 | 0.00057273 | 0.00057215 | 0.00054677 | 0.00057646 | 0.00058684 | 0.00060203 | 0.0005608
| 10 | 31 | 15 | 0.00049704 | 0.00048746 | 0.00046095 | 0.00051814 | 0.00050454 | 0.00053513 | 0.0004797
| 10 | 31 | 16 | 0.00038992 | 0.00036936 | 0.00037454 | 0.00040976 | 0.00039546 | 0.00040301 | 0.00038134
| 10 | 31 | 17 | 0.00021449 | 0.00022634 | 0.00021716 | 0.00024675 | 0.00023708 | 0.00023082 | 0.00021831
| 10 | 31 | 18 | 5.5309e-05 | 5.569e-05 | 4.8184e-05 | 6.5212e-05 | 6.414e-05 | 5.9079e-05 | 5.1762e-05
| 10 | 31 | 19 | 0 | 0 | 0 | 0 | 0 | 0 | 0
| 10 | 31 | 20 | 0 | 0 | 0 | 0 | 0 | 0 | 0
| 10 | 31 | 21 | 0 | 0 | 0 | 0 | 0 | 0 | 0
| 10 | 31 | 22 | 0 | 0 | 0 | 0 | 0 | 0 | 0
| 10 | 31 | 23 | 0 | 0 | 0 | 0 | 0 | 0 | 0
| 10 | 31 | 24 | 0 | 0 | 0 | 0 | 0 | 0 | 0
| 11 | 1 | 1 | 0 | 0 | 0 | 0 | 0 | 0 | 0
| 11 | 1 | 2 | 0 | 0 | 0 | 0 | 0 | 0 | 0
| 11 | 1 | 3 | 0 | 0 | 0 | 0 | 0 | 0 | 0
| 11 | 1 | 4 | 0 | 0 | 0 | 0 | 0 | 0 | 0
| 11 | 1 | 5 | 0 | 0 | 0 | 0 | 0 | 0 | 0
| 11 | 1 | 6 | 0 | 0 | 0 | 0 | 0 | 0 | 0
| 11 | 1 | 7 | 0 | 0 | 0 | 0 | 0 | 0 | 0
| 11 | 1 | 8 | 5.4893e-05 | 7.2204e-05 | 6.6756e-05 | 6.5635e-05 | 4.9908e-05 | 7.2481e-05 | 6.4039e-05
| 11 | 1 | 9 | 0.00019391 | 0.00024017 | 0.00022012 | 0.0002351 | 0.00021311 | 0.00023803 | 0.00021527
| 11 | 1 | 10 | 0.00032906 | 0.00038505 | 0.00038599 | 0.00038247 | 0.00038756 | 0.00035181 | 0.00036658
| 11 | 1 | 11 | 0.00044788 | 0.00050374 | 0.00047555 | 0.0004985 | 0.00050021 | 0.0004444 | 0.00046678
| 11 | 1 | 12 | 0.00050122 | 0.00056497 | 0.00053772 | 0.00054526 | 0.00054981 | 0.00048434 | 0.00052433
| 11 | 1 | 13 | 0.00049476 | 0.00059633 | 0.00052868 | 0.00056488 | 0.00059417 | 0.00052604 | 0.00052315
| 11 | 1 | 14 | 0.0004993 | 0.00051898 | 0.00051743 | 0.00055028 | 0.0005895 | 0.00048787 | 0.00051029
| 11 | 1 | 15 | 0.00042836 | 0.00046325 | 0.00044945 | 0.0004815 | 0.00051268 | 0.00046284 | 0.00044579
| 11 | 1 | 16 | 0.00032444 | 0.00033658 | 0.00031459 | 0.00034542 | 0.00037198 | 0.0003138 | 0.0003191
| 11 | 1 | 17 | 0.0001586 | 0.00018536 | 0.00015643 | 0.00018898 | 0.00019405 | 0.00017951 | 0.00016106
| 11 | 1 | 18 | 6.0249e-06 | 5.9091e-06 | 2.8846e-06 | 1.267e-05 | 2.2719e-05 | 5.9575e-06 | 4.3797e-06
| 11 | 1 | 19 | 0 | 0 | 0 | 0 | 0 | 0 | 0
| 11 | 1 | 20 | 0 | 0 | 0 | 0 | 0 | 0 | 0
| 11 | 1 | 21 | 0 | 0 | 0 | 0 | 0 | 0 | 0
| 11 | 1 | 22 | 0 | 0 | 0 | 0 | 0 | 0 | 0
| 11 | 1 | 23 | 0 | 0 | 0 | 0 | 0 | 0 | 0
| 11 | 1 | 24 | 0 | 0 | 0 | 0 | 0 | 0 | 0
| 11 | 2 | 1 | 0 | 0 | 0 | 0 | 0 | 0 | 0
| 11 | 2 | 2 | 0 | 0 | 0 | 0 | 0 | 0 | 0
| 11 | 2 | 3 | 0 | 0 | 0 | 0 | 0 | 0 | 0
| 11 | 2 | 4 | 0 | 0 | 0 | 0 | 0 | 0 | 0
| 11 | 2 | 5 | 0 | 0 | 0 | 0 | 0 | 0 | 0
| 11 | 2 | 6 | 0 | 0 | 0 | 0 | 0 | 0 | 0
| 11 | 2 | 7 | 0 | 0 | 0 | 0 | 0 | 0 | 0
| 11 | 2 | 8 | 5.4893e-05 | 7.2204e-05 | 6.6756e-05 | 6.5635e-05 | 4.9908e-05 | 7.2481e-05 | 6.4039e-05
| 11 | 2 | 9 | 0.00019391 | 0.00024017 | 0.00022012 | 0.0002351 | 0.00021311 | 0.00023803 | 0.00021527
| 11 | 2 | 10 | 0.00032906 | 0.00038505 | 0.00038599 | 0.00038247 | 0.00038756 | 0.00035181 | 0.00036658
| 11 | 2 | 11 | 0.00044788 | 0.00050374 | 0.00047555 | 0.0004985 | 0.00050021 | 0.0004444 | 0.00046678
| 11 | 2 | 12 | 0.00050122 | 0.00056497 | 0.00053772 | 0.00054526 | 0.00054981 | 0.00048434 | 0.00052433
| 11 | 2 | 13 | 0.00049476 | 0.00059633 | 0.00052868 | 0.00056488 | 0.00059417 | 0.00052604 | 0.00052315
| 11 | 2 | 14 | 0.0004993 | 0.00051898 | 0.00051743 | 0.00055028 | 0.0005895 | 0.00048787 | 0.00051029
| 11 | 2 | 15 | 0.00042836 | 0.00046325 | 0.00044945 | 0.0004815 | 0.00051268 | 0.00046284 | 0.00044579
| 11 | 2 | 16 | 0.00032444 | 0.00033658 | 0.00031459 | 0.00034542 | 0.00037198 | 0.0003138 | 0.0003191
| 11 | 2 | 17 | 0.0001586 | 0.00018536 | 0.00015643 | 0.00018898 | 0.00019405 | 0.00017951 | 0.00016106
| 11 | 2 | 18 | 6.0249e-06 | 5.9091e-06 | 2.8846e-06 | 1.267e-05 | 2.2719e-05 | 5.9575e-06 | 4.3797e-06
| 11 | 2 | 19 | 0 | 0 | 0 | 0 | 0 | 0 | 0
| 11 | 2 | 20 | 0 | 0 | 0 | 0 | 0 | 0 | 0
| 11 | 2 | 21 | 0 | 0 | 0 | 0 | 0 | 0 | 0
| 11 | 2 | 22 | 0 | 0 | 0 | 0 | 0 | 0 | 0
| 11 | 2 | 23 | 0 | 0 | 0 | 0 | 0 | 0 | 0
| 11 | 2 | 24 | 0 | 0 | 0 | 0 | 0 | 0 | 0
| 11 | 3 | 1 | 0 | 0 | 0 | 0 | 0 | 0 | 0
| 11 | 3 | 2 | 0 | 0 | 0 | 0 | 0 | 0 | 0
| 11 | 3 | 3 | 0 | 0 | 0 | 0 | 0 | 0 | 0
| 11 | 3 | 4 | 0 | 0 | 0 | 0 | 0 | 0 | 0
| 11 | 3 | 5 | 0 | 0 | 0 | 0 | 0 | 0 | 0
| 11 | 3 | 6 | 0 | 0 | 0 | 0 | 0 | 0 | 0
| 11 | 3 | 7 | 0 | 0 | 0 | 0 | 0 | 0 | 0
| 11 | 3 | 8 | 5.4893e-05 | 7.2204e-05 | 6.6756e-05 | 6.5635e-05 | 4.9908e-05 | 7.2481e-05 | 6.4039e-05
| 11 | 3 | 9 | 0.00019391 | 0.00024017 | 0.00022012 | 0.0002351 | 0.00021311 | 0.00023803 | 0.00021527
| 11 | 3 | 10 | 0.00032906 | 0.00038505 | 0.00038599 | 0.00038247 | 0.00038756 | 0.00035181 | 0.00036658
| 11 | 3 | 11 | 0.00044788 | 0.00050374 | 0.00047555 | 0.0004985 | 0.00050021 | 0.0004444 | 0.00046678
| 11 | 3 | 12 | 0.00050122 | 0.00056497 | 0.00053772 | 0.00054526 | 0.00054981 | 0.00048434 | 0.00052433
| 11 | 3 | 13 | 0.00049476 | 0.00059633 | 0.00052868 | 0.00056488 | 0.00059417 | 0.00052604 | 0.00052315
| 11 | 3 | 14 | 0.0004993 | 0.00051898 | 0.00051743 | 0.00055028 | 0.0005895 | 0.00048787 | 0.00051029
| 11 | 3 | 15 | 0.00042836 | 0.00046325 | 0.00044945 | 0.0004815 | 0.00051268 | 0.00046284 | 0.00044579
| 11 | 3 | 16 | 0.00032444 | 0.00033658 | 0.00031459 | 0.00034542 | 0.00037198 | 0.0003138 | 0.0003191
| 11 | 3 | 17 | 0.0001586 | 0.00018536 | 0.00015643 | 0.00018898 | 0.00019405 | 0.00017951 | 0.00016106
| 11 | 3 | 18 | 6.0249e-06 | 5.9091e-06 | 2.8846e-06 | 1.267e-05 | 2.2719e-05 | 5.9575e-06 | 4.3797e-06
| 11 | 3 | 19 | 0 | 0 | 0 | 0 | 0 | 0 | 0
| 11 | 3 | 20 | 0 | 0 | 0 | 0 | 0 | 0 | 0
| 11 | 3 | 21 | 0 | 0 | 0 | 0 | 0 | 0 | 0
| 11 | 3 | 22 | 0 | 0 | 0 | 0 | 0 | 0 | 0
| 11 | 3 | 23 | 0 | 0 | 0 | 0 | 0 | 0 | 0
| 11 | 3 | 24 | 0 | 0 | 0 | 0 | 0 | 0 | 0
| 11 | 4 | 1 | 0 | 0 | 0 | 0 | 0 | 0 | 0
| 11 | 4 | 2 | 0 | 0 | 0 | 0 | 0 | 0 | 0
| 11 | 4 | 3 | 0 | 0 | 0 | 0 | 0 | 0 | 0
| 11 | 4 | 4 | 0 | 0 | 0 | 0 | 0 | 0 | 0
| 11 | 4 | 5 | 0 | 0 | 0 | 0 | 0 | 0 | 0
| 11 | 4 | 6 | 0 | 0 | 0 | 0 | 0 | 0 | 0
| 11 | 4 | 7 | 0 | 0 | 0 | 0 | 0 | 0 | 0
| 11 | 4 | 8 | 5.4893e-05 | 7.2204e-05 | 6.6756e-05 | 6.5635e-05 | 4.9908e-05 | 7.2481e-05 | 6.4039e-05
| 11 | 4 | 9 | 0.00019391 | 0.00024017 | 0.00022012 | 0.0002351 | 0.00021311 | 0.00023803 | 0.00021527
| 11 | 4 | 10 | 0.00032906 | 0.00038505 | 0.00038599 | 0.00038247 | 0.00038756 | 0.00035181 | 0.00036658
| 11 | 4 | 11 | 0.00044788 | 0.00050374 | 0.00047555 | 0.0004985 | 0.00050021 | 0.0004444 | 0.00046678
| 11 | 4 | 12 | 0.00050122 | 0.00056497 | 0.00053772 | 0.00054526 | 0.00054981 | 0.00048434 | 0.00052433
| 11 | 4 | 13 | 0.00049476 | 0.00059633 | 0.00052868 | 0.00056488 | 0.00059417 | 0.00052604 | 0.00052315
| 11 | 4 | 14 | 0.0004993 | 0.00051898 | 0.00051743 | 0.00055028 | 0.0005895 | 0.00048787 | 0.00051029
| 11 | 4 | 15 | 0.00042836 | 0.00046325 | 0.00044945 | 0.0004815 | 0.00051268 | 0.00046284 | 0.00044579
| 11 | 4 | 16 | 0.00032444 | 0.00033658 | 0.00031459 | 0.00034542 | 0.00037198 | 0.0003138 | 0.0003191
| 11 | 4 | 17 | 0.0001586 | 0.00018536 | 0.00015643 | 0.00018898 | 0.00019405 | 0.00017951 | 0.00016106
| 11 | 4 | 18 | 6.0249e-06 | 5.9091e-06 | 2.8846e-06 | 1.267e-05 | 2.2719e-05 | 5.9575e-06 | 4.3797e-06
| 11 | 4 | 19 | 0 | 0 | 0 | 0 | 0 | 0 | 0
| 11 | 4 | 20 | 0 | 0 | 0 | 0 | 0 | 0 | 0
| 11 | 4 | 21 | 0 | 0 | 0 | 0 | 0 | 0 | 0
| 11 | 4 | 22 | 0 | 0 | 0 | 0 | 0 | 0 | 0
| 11 | 4 | 23 | 0 | 0 | 0 | 0 | 0 | 0 | 0
| 11 | 4 | 24 | 0 | 0 | 0 | 0 | 0 | 0 | 0
| 11 | 5 | 1 | 0 | 0 | 0 | 0 | 0 | 0 | 0
| 11 | 5 | 2 | 0 | 0 | 0 | 0 | 0 | 0 | 0
| 11 | 5 | 3 | 0 | 0 | 0 | 0 | 0 | 0 | 0
| 11 | 5 | 4 | 0 | 0 | 0 | 0 | 0 | 0 | 0
| 11 | 5 | 5 | 0 | 0 | 0 | 0 | 0 | 0 | 0
| 11 | 5 | 6 | 0 | 0 | 0 | 0 | 0 | 0 | 0
| 11 | 5 | 7 | 0 | 0 | 0 | 0 | 0 | 0 | 0
| 11 | 5 | 8 | 5.4893e-05 | 7.2204e-05 | 6.6756e-05 | 6.5635e-05 | 4.9908e-05 | 7.2481e-05 | 6.4039e-05
| 11 | 5 | 9 | 0.00019391 | 0.00024017 | 0.00022012 | 0.0002351 | 0.00021311 | 0.00023803 | 0.00021527
| 11 | 5 | 10 | 0.00032906 | 0.00038505 | 0.00038599 | 0.00038247 | 0.00038756 | 0.00035181 | 0.00036658
| 11 | 5 | 11 | 0.00044788 | 0.00050374 | 0.00047555 | 0.0004985 | 0.00050021 | 0.0004444 | 0.00046678
| 11 | 5 | 12 | 0.00050122 | 0.00056497 | 0.00053772 | 0.00054526 | 0.00054981 | 0.00048434 | 0.00052433
| 11 | 5 | 13 | 0.00049476 | 0.00059633 | 0.00052868 | 0.00056488 | 0.00059417 | 0.00052604 | 0.00052315
| 11 | 5 | 14 | 0.0004993 | 0.00051898 | 0.00051743 | 0.00055028 | 0.0005895 | 0.00048787 | 0.00051029
| 11 | 5 | 15 | 0.00042836 | 0.00046325 | 0.00044945 | 0.0004815 | 0.00051268 | 0.00046284 | 0.00044579
| 11 | 5 | 16 | 0.00032444 | 0.00033658 | 0.00031459 | 0.00034542 | 0.00037198 | 0.0003138 | 0.0003191
| 11 | 5 | 17 | 0.0001586 | 0.00018536 | 0.00015643 | 0.00018898 | 0.00019405 | 0.00017951 | 0.00016106
| 11 | 5 | 18 | 6.0249e-06 | 5.9091e-06 | 2.8846e-06 | 1.267e-05 | 2.2719e-05 | 5.9575e-06 | 4.3797e-06
| 11 | 5 | 19 | 0 | 0 | 0 | 0 | 0 | 0 | 0
| 11 | 5 | 20 | 0 | 0 | 0 | 0 | 0 | 0 | 0
| 11 | 5 | 21 | 0 | 0 | 0 | 0 | 0 | 0 | 0
| 11 | 5 | 22 | 0 | 0 | 0 | 0 | 0 | 0 | 0
| 11 | 5 | 23 | 0 | 0 | 0 | 0 | 0 | 0 | 0
| 11 | 5 | 24 | 0 | 0 | 0 | 0 | 0 | 0 | 0
| 11 | 6 | 1 | 0 | 0 | 0 | 0 | 0 | 0 | 0
| 11 | 6 | 2 | 0 | 0 | 0 | 0 | 0 | 0 | 0
| 11 | 6 | 3 | 0 | 0 | 0 | 0 | 0 | 0 | 0
| 11 | 6 | 4 | 0 | 0 | 0 | 0 | 0 | 0 | 0
| 11 | 6 | 5 | 0 | 0 | 0 | 0 | 0 | 0 | 0
| 11 | 6 | 6 | 0 | 0 | 0 | 0 | 0 | 0 | 0
| 11 | 6 | 7 | 0 | 0 | 0 | 0 | 0 | 0 | 0
| 11 | 6 | 8 | 5.4893e-05 | 7.2204e-05 | 6.6756e-05 | 6.5635e-05 | 4.9908e-05 | 7.2481e-05 | 6.4039e-05
| 11 | 6 | 9 | 0.00019391 | 0.00024017 | 0.00022012 | 0.0002351 | 0.00021311 | 0.00023803 | 0.00021527
| 11 | 6 | 10 | 0.00032906 | 0.00038505 | 0.00038599 | 0.00038247 | 0.00038756 | 0.00035181 | 0.00036658
| 11 | 6 | 11 | 0.00044788 | 0.00050374 | 0.00047555 | 0.0004985 | 0.00050021 | 0.0004444 | 0.00046678
| 11 | 6 | 12 | 0.00050122 | 0.00056497 | 0.00053772 | 0.00054526 | 0.00054981 | 0.00048434 | 0.00052433
| 11 | 6 | 13 | 0.00049476 | 0.00059633 | 0.00052868 | 0.00056488 | 0.00059417 | 0.00052604 | 0.00052315
| 11 | 6 | 14 | 0.0004993 | 0.00051898 | 0.00051743 | 0.00055028 | 0.0005895 | 0.00048787 | 0.00051029
| 11 | 6 | 15 | 0.00042836 | 0.00046325 | 0.00044945 | 0.0004815 | 0.00051268 | 0.00046284 | 0.00044579
| 11 | 6 | 16 | 0.00032444 | 0.00033658 | 0.00031459 | 0.00034542 | 0.00037198 | 0.0003138 | 0.0003191
| 11 | 6 | 17 | 0.0001586 | 0.00018536 | 0.00015643 | 0.00018898 | 0.00019405 | 0.00017951 | 0.00016106
| 11 | 6 | 18 | 6.0249e-06 | 5.9091e-06 | 2.8846e-06 | 1.267e-05 | 2.2719e-05 | 5.9575e-06 | 4.3797e-06
| 11 | 6 | 19 | 0 | 0 | 0 | 0 | 0 | 0 | 0
| 11 | 6 | 20 | 0 | 0 | 0 | 0 | 0 | 0 | 0
| 11 | 6 | 21 | 0 | 0 | 0 | 0 | 0 | 0 | 0
| 11 | 6 | 22 | 0 | 0 | 0 | 0 | 0 | 0 | 0
| 11 | 6 | 23 | 0 | 0 | 0 | 0 | 0 | 0 | 0
| 11 | 6 | 24 | 0 | 0 | 0 | 0 | 0 | 0 | 0
| 11 | 7 | 1 | 0 | 0 | 0 | 0 | 0 | 0 | 0
| 11 | 7 | 2 | 0 | 0 | 0 | 0 | 0 | 0 | 0
| 11 | 7 | 3 | 0 | 0 | 0 | 0 | 0 | 0 | 0
| 11 | 7 | 4 | 0 | 0 | 0 | 0 | 0 | 0 | 0
| 11 | 7 | 5 | 0 | 0 | 0 | 0 | 0 | 0 | 0
| 11 | 7 | 6 | 0 | 0 | 0 | 0 | 0 | 0 | 0
| 11 | 7 | 7 | 0 | 0 | 0 | 0 | 0 | 0 | 0
| 11 | 7 | 8 | 5.4893e-05 | 7.2204e-05 | 6.6756e-05 | 6.5635e-05 | 4.9908e-05 | 7.2481e-05 | 6.4039e-05
| 11 | 7 | 9 | 0.00019391 | 0.00024017 | 0.00022012 | 0.0002351 | 0.00021311 | 0.00023803 | 0.00021527
| 11 | 7 | 10 | 0.00032906 | 0.00038505 | 0.00038599 | 0.00038247 | 0.00038756 | 0.00035181 | 0.00036658
| 11 | 7 | 11 | 0.00044788 | 0.00050374 | 0.00047555 | 0.0004985 | 0.00050021 | 0.0004444 | 0.00046678
| 11 | 7 | 12 | 0.00050122 | 0.00056497 | 0.00053772 | 0.00054526 | 0.00054981 | 0.00048434 | 0.00052433
| 11 | 7 | 13 | 0.00049476 | 0.00059633 | 0.00052868 | 0.00056488 | 0.00059417 | 0.00052604 | 0.00052315
| 11 | 7 | 14 | 0.0004993 | 0.00051898 | 0.00051743 | 0.00055028 | 0.0005895 | 0.00048787 | 0.00051029
| 11 | 7 | 15 | 0.00042836 | 0.00046325 | 0.00044945 | 0.0004815 | 0.00051268 | 0.00046284 | 0.00044579
| 11 | 7 | 16 | 0.00032444 | 0.00033658 | 0.00031459 | 0.00034542 | 0.00037198 | 0.0003138 | 0.0003191
| 11 | 7 | 17 | 0.0001586 | 0.00018536 | 0.00015643 | 0.00018898 | 0.00019405 | 0.00017951 | 0.00016106
| 11 | 7 | 18 | 6.0249e-06 | 5.9091e-06 | 2.8846e-06 | 1.267e-05 | 2.2719e-05 | 5.9575e-06 | 4.3797e-06
| 11 | 7 | 19 | 0 | 0 | 0 | 0 | 0 | 0 | 0
| 11 | 7 | 20 | 0 | 0 | 0 | 0 | 0 | 0 | 0
| 11 | 7 | 21 | 0 | 0 | 0 | 0 | 0 | 0 | 0
| 11 | 7 | 22 | 0 | 0 | 0 | 0 | 0 | 0 | 0
| 11 | 7 | 23 | 0 | 0 | 0 | 0 | 0 | 0 | 0
| 11 | 7 | 24 | 0 | 0 | 0 | 0 | 0 | 0 | 0
| 11 | 8 | 1 | 0 | 0 | 0 | 0 | 0 | 0 | 0
| 11 | 8 | 2 | 0 | 0 | 0 | 0 | 0 | 0 | 0
| 11 | 8 | 3 | 0 | 0 | 0 | 0 | 0 | 0 | 0
| 11 | 8 | 4 | 0 | 0 | 0 | 0 | 0 | 0 | 0
| 11 | 8 | 5 | 0 | 0 | 0 | 0 | 0 | 0 | 0
| 11 | 8 | 6 | 0 | 0 | 0 | 0 | 0 | 0 | 0
| 11 | 8 | 7 | 0 | 0 | 0 | 0 | 0 | 0 | 0
| 11 | 8 | 8 | 5.4893e-05 | 7.2204e-05 | 6.6756e-05 | 6.5635e-05 | 4.9908e-05 | 7.2481e-05 | 6.4039e-05
| 11 | 8 | 9 | 0.00019391 | 0.00024017 | 0.00022012 | 0.0002351 | 0.00021311 | 0.00023803 | 0.00021527
| 11 | 8 | 10 | 0.00032906 | 0.00038505 | 0.00038599 | 0.00038247 | 0.00038756 | 0.00035181 | 0.00036658
| 11 | 8 | 11 | 0.00044788 | 0.00050374 | 0.00047555 | 0.0004985 | 0.00050021 | 0.0004444 | 0.00046678
| 11 | 8 | 12 | 0.00050122 | 0.00056497 | 0.00053772 | 0.00054526 | 0.00054981 | 0.00048434 | 0.00052433
| 11 | 8 | 13 | 0.00049476 | 0.00059633 | 0.00052868 | 0.00056488 | 0.00059417 | 0.00052604 | 0.00052315
| 11 | 8 | 14 | 0.0004993 | 0.00051898 | 0.00051743 | 0.00055028 | 0.0005895 | 0.00048787 | 0.00051029
| 11 | 8 | 15 | 0.00042836 | 0.00046325 | 0.00044945 | 0.0004815 | 0.00051268 | 0.00046284 | 0.00044579
| 11 | 8 | 16 | 0.00032444 | 0.00033658 | 0.00031459 | 0.00034542 | 0.00037198 | 0.0003138 | 0.0003191
| 11 | 8 | 17 | 0.0001586 | 0.00018536 | 0.00015643 | 0.00018898 | 0.00019405 | 0.00017951 | 0.00016106
| 11 | 8 | 18 | 6.0249e-06 | 5.9091e-06 | 2.8846e-06 | 1.267e-05 | 2.2719e-05 | 5.9575e-06 | 4.3797e-06
| 11 | 8 | 19 | 0 | 0 | 0 | 0 | 0 | 0 | 0
| 11 | 8 | 20 | 0 | 0 | 0 | 0 | 0 | 0 | 0
| 11 | 8 | 21 | 0 | 0 | 0 | 0 | 0 | 0 | 0
| 11 | 8 | 22 | 0 | 0 | 0 | 0 | 0 | 0 | 0
| 11 | 8 | 23 | 0 | 0 | 0 | 0 | 0 | 0 | 0
| 11 | 8 | 24 | 0 | 0 | 0 | 0 | 0 | 0 | 0
| 11 | 9 | 1 | 0 | 0 | 0 | 0 | 0 | 0 | 0
| 11 | 9 | 2 | 0 | 0 | 0 | 0 | 0 | 0 | 0
| 11 | 9 | 3 | 0 | 0 | 0 | 0 | 0 | 0 | 0
| 11 | 9 | 4 | 0 | 0 | 0 | 0 | 0 | 0 | 0
| 11 | 9 | 5 | 0 | 0 | 0 | 0 | 0 | 0 | 0
| 11 | 9 | 6 | 0 | 0 | 0 | 0 | 0 | 0 | 0
| 11 | 9 | 7 | 0 | 0 | 0 | 0 | 0 | 0 | 0
| 11 | 9 | 8 | 5.4893e-05 | 7.2204e-05 | 6.6756e-05 | 6.5635e-05 | 4.9908e-05 | 7.2481e-05 | 6.4039e-05
| 11 | 9 | 9 | 0.00019391 | 0.00024017 | 0.00022012 | 0.0002351 | 0.00021311 | 0.00023803 | 0.00021527
| 11 | 9 | 10 | 0.00032906 | 0.00038505 | 0.00038599 | 0.00038247 | 0.00038756 | 0.00035181 | 0.00036658
| 11 | 9 | 11 | 0.00044788 | 0.00050374 | 0.00047555 | 0.0004985 | 0.00050021 | 0.0004444 | 0.00046678
| 11 | 9 | 12 | 0.00050122 | 0.00056497 | 0.00053772 | 0.00054526 | 0.00054981 | 0.00048434 | 0.00052433
| 11 | 9 | 13 | 0.00049476 | 0.00059633 | 0.00052868 | 0.00056488 | 0.00059417 | 0.00052604 | 0.00052315
| 11 | 9 | 14 | 0.0004993 | 0.00051898 | 0.00051743 | 0.00055028 | 0.0005895 | 0.00048787 | 0.00051029
| 11 | 9 | 15 | 0.00042836 | 0.00046325 | 0.00044945 | 0.0004815 | 0.00051268 | 0.00046284 | 0.00044579
| 11 | 9 | 16 | 0.00032444 | 0.00033658 | 0.00031459 | 0.00034542 | 0.00037198 | 0.0003138 | 0.0003191
| 11 | 9 | 17 | 0.0001586 | 0.00018536 | 0.00015643 | 0.00018898 | 0.00019405 | 0.00017951 | 0.00016106
| 11 | 9 | 18 | 6.0249e-06 | 5.9091e-06 | 2.8846e-06 | 1.267e-05 | 2.2719e-05 | 5.9575e-06 | 4.3797e-06
| 11 | 9 | 19 | 0 | 0 | 0 | 0 | 0 | 0 | 0
| 11 | 9 | 20 | 0 | 0 | 0 | 0 | 0 | 0 | 0
| 11 | 9 | 21 | 0 | 0 | 0 | 0 | 0 | 0 | 0
| 11 | 9 | 22 | 0 | 0 | 0 | 0 | 0 | 0 | 0
| 11 | 9 | 23 | 0 | 0 | 0 | 0 | 0 | 0 | 0
| 11 | 9 | 24 | 0 | 0 | 0 | 0 | 0 | 0 | 0
| 11 | 10 | 1 | 0 | 0 | 0 | 0 | 0 | 0 | 0
| 11 | 10 | 2 | 0 | 0 | 0 | 0 | 0 | 0 | 0
| 11 | 10 | 3 | 0 | 0 | 0 | 0 | 0 | 0 | 0
| 11 | 10 | 4 | 0 | 0 | 0 | 0 | 0 | 0 | 0
| 11 | 10 | 5 | 0 | 0 | 0 | 0 | 0 | 0 | 0
| 11 | 10 | 6 | 0 | 0 | 0 | 0 | 0 | 0 | 0
| 11 | 10 | 7 | 0 | 0 | 0 | 0 | 0 | 0 | 0
| 11 | 10 | 8 | 5.4893e-05 | 7.2204e-05 | 6.6756e-05 | 6.5635e-05 | 4.9908e-05 | 7.2481e-05 | 6.4039e-05
| 11 | 10 | 9 | 0.00019391 | 0.00024017 | 0.00022012 | 0.0002351 | 0.00021311 | 0.00023803 | 0.00021527
| 11 | 10 | 10 | 0.00032906 | 0.00038505 | 0.00038599 | 0.00038247 | 0.00038756 | 0.00035181 | 0.00036658
| 11 | 10 | 11 | 0.00044788 | 0.00050374 | 0.00047555 | 0.0004985 | 0.00050021 | 0.0004444 | 0.00046678
| 11 | 10 | 12 | 0.00050122 | 0.00056497 | 0.00053772 | 0.00054526 | 0.00054981 | 0.00048434 | 0.00052433
| 11 | 10 | 13 | 0.00049476 | 0.00059633 | 0.00052868 | 0.00056488 | 0.00059417 | 0.00052604 | 0.00052315
| 11 | 10 | 14 | 0.0004993 | 0.00051898 | 0.00051743 | 0.00055028 | 0.0005895 | 0.00048787 | 0.00051029
| 11 | 10 | 15 | 0.00042836 | 0.00046325 | 0.00044945 | 0.0004815 | 0.00051268 | 0.00046284 | 0.00044579
| 11 | 10 | 16 | 0.00032444 | 0.00033658 | 0.00031459 | 0.00034542 | 0.00037198 | 0.0003138 | 0.0003191
| 11 | 10 | 17 | 0.0001586 | 0.00018536 | 0.00015643 | 0.00018898 | 0.00019405 | 0.00017951 | 0.00016106
| 11 | 10 | 18 | 6.0249e-06 | 5.9091e-06 | 2.8846e-06 | 1.267e-05 | 2.2719e-05 | 5.9575e-06 | 4.3797e-06
| 11 | 10 | 19 | 0 | 0 | 0 | 0 | 0 | 0 | 0
| 11 | 10 | 20 | 0 | 0 | 0 | 0 | 0 | 0 | 0
| 11 | 10 | 21 | 0 | 0 | 0 | 0 | 0 | 0 | 0
| 11 | 10 | 22 | 0 | 0 | 0 | 0 | 0 | 0 | 0
| 11 | 10 | 23 | 0 | 0 | 0 | 0 | 0 | 0 | 0
| 11 | 10 | 24 | 0 | 0 | 0 | 0 | 0 | 0 | 0
| 11 | 11 | 1 | 0 | 0 | 0 | 0 | 0 | 0 | 0
| 11 | 11 | 2 | 0 | 0 | 0 | 0 | 0 | 0 | 0
| 11 | 11 | 3 | 0 | 0 | 0 | 0 | 0 | 0 | 0
| 11 | 11 | 4 | 0 | 0 | 0 | 0 | 0 | 0 | 0
| 11 | 11 | 5 | 0 | 0 | 0 | 0 | 0 | 0 | 0
| 11 | 11 | 6 | 0 | 0 | 0 | 0 | 0 | 0 | 0
| 11 | 11 | 7 | 0 | 0 | 0 | 0 | 0 | 0 | 0
| 11 | 11 | 8 | 5.4893e-05 | 7.2204e-05 | 6.6756e-05 | 6.5635e-05 | 4.9908e-05 | 7.2481e-05 | 6.4039e-05
| 11 | 11 | 9 | 0.00019391 | 0.00024017 | 0.00022012 | 0.0002351 | 0.00021311 | 0.00023803 | 0.00021527
| 11 | 11 | 10 | 0.00032906 | 0.00038505 | 0.00038599 | 0.00038247 | 0.00038756 | 0.00035181 | 0.00036658
| 11 | 11 | 11 | 0.00044788 | 0.00050374 | 0.00047555 | 0.0004985 | 0.00050021 | 0.0004444 | 0.00046678
| 11 | 11 | 12 | 0.00050122 | 0.00056497 | 0.00053772 | 0.00054526 | 0.00054981 | 0.00048434 | 0.00052433
| 11 | 11 | 13 | 0.00049476 | 0.00059633 | 0.00052868 | 0.00056488 | 0.00059417 | 0.00052604 | 0.00052315
| 11 | 11 | 14 | 0.0004993 | 0.00051898 | 0.00051743 | 0.00055028 | 0.0005895 | 0.00048787 | 0.00051029
| 11 | 11 | 15 | 0.00042836 | 0.00046325 | 0.00044945 | 0.0004815 | 0.00051268 | 0.00046284 | 0.00044579
| 11 | 11 | 16 | 0.00032444 | 0.00033658 | 0.00031459 | 0.00034542 | 0.00037198 | 0.0003138 | 0.0003191
| 11 | 11 | 17 | 0.0001586 | 0.00018536 | 0.00015643 | 0.00018898 | 0.00019405 | 0.00017951 | 0.00016106
| 11 | 11 | 18 | 6.0249e-06 | 5.9091e-06 | 2.8846e-06 | 1.267e-05 | 2.2719e-05 | 5.9575e-06 | 4.3797e-06
| 11 | 11 | 19 | 0 | 0 | 0 | 0 | 0 | 0 | 0
| 11 | 11 | 20 | 0 | 0 | 0 | 0 | 0 | 0 | 0
| 11 | 11 | 21 | 0 | 0 | 0 | 0 | 0 | 0 | 0
| 11 | 11 | 22 | 0 | 0 | 0 | 0 | 0 | 0 | 0
| 11 | 11 | 23 | 0 | 0 | 0 | 0 | 0 | 0 | 0
| 11 | 11 | 24 | 0 | 0 | 0 | 0 | 0 | 0 | 0
| 11 | 12 | 1 | 0 | 0 | 0 | 0 | 0 | 0 | 0
| 11 | 12 | 2 | 0 | 0 | 0 | 0 | 0 | 0 | 0
| 11 | 12 | 3 | 0 | 0 | 0 | 0 | 0 | 0 | 0
| 11 | 12 | 4 | 0 | 0 | 0 | 0 | 0 | 0 | 0
| 11 | 12 | 5 | 0 | 0 | 0 | 0 | 0 | 0 | 0
| 11 | 12 | 6 | 0 | 0 | 0 | 0 | 0 | 0 | 0
| 11 | 12 | 7 | 0 | 0 | 0 | 0 | 0 | 0 | 0
| 11 | 12 | 8 | 5.4893e-05 | 7.2204e-05 | 6.6756e-05 | 6.5635e-05 | 4.9908e-05 | 7.2481e-05 | 6.4039e-05
| 11 | 12 | 9 | 0.00019391 | 0.00024017 | 0.00022012 | 0.0002351 | 0.00021311 | 0.00023803 | 0.00021527
| 11 | 12 | 10 | 0.00032906 | 0.00038505 | 0.00038599 | 0.00038247 | 0.00038756 | 0.00035181 | 0.00036658
| 11 | 12 | 11 | 0.00044788 | 0.00050374 | 0.00047555 | 0.0004985 | 0.00050021 | 0.0004444 | 0.00046678
| 11 | 12 | 12 | 0.00050122 | 0.00056497 | 0.00053772 | 0.00054526 | 0.00054981 | 0.00048434 | 0.00052433
| 11 | 12 | 13 | 0.00049476 | 0.00059633 | 0.00052868 | 0.00056488 | 0.00059417 | 0.00052604 | 0.00052315
| 11 | 12 | 14 | 0.0004993 | 0.00051898 | 0.00051743 | 0.00055028 | 0.0005895 | 0.00048787 | 0.00051029
| 11 | 12 | 15 | 0.00042836 | 0.00046325 | 0.00044945 | 0.0004815 | 0.00051268 | 0.00046284 | 0.00044579
| 11 | 12 | 16 | 0.00032444 | 0.00033658 | 0.00031459 | 0.00034542 | 0.00037198 | 0.0003138 | 0.0003191
| 11 | 12 | 17 | 0.0001586 | 0.00018536 | 0.00015643 | 0.00018898 | 0.00019405 | 0.00017951 | 0.00016106
| 11 | 12 | 18 | 6.0249e-06 | 5.9091e-06 | 2.8846e-06 | 1.267e-05 | 2.2719e-05 | 5.9575e-06 | 4.3797e-06
| 11 | 12 | 19 | 0 | 0 | 0 | 0 | 0 | 0 | 0
| 11 | 12 | 20 | 0 | 0 | 0 | 0 | 0 | 0 | 0
| 11 | 12 | 21 | 0 | 0 | 0 | 0 | 0 | 0 | 0
| 11 | 12 | 22 | 0 | 0 | 0 | 0 | 0 | 0 | 0
| 11 | 12 | 23 | 0 | 0 | 0 | 0 | 0 | 0 | 0
| 11 | 12 | 24 | 0 | 0 | 0 | 0 | 0 | 0 | 0
| 11 | 13 | 1 | 0 | 0 | 0 | 0 | 0 | 0 | 0
| 11 | 13 | 2 | 0 | 0 | 0 | 0 | 0 | 0 | 0
| 11 | 13 | 3 | 0 | 0 | 0 | 0 | 0 | 0 | 0
| 11 | 13 | 4 | 0 | 0 | 0 | 0 | 0 | 0 | 0
| 11 | 13 | 5 | 0 | 0 | 0 | 0 | 0 | 0 | 0
| 11 | 13 | 6 | 0 | 0 | 0 | 0 | 0 | 0 | 0
| 11 | 13 | 7 | 0 | 0 | 0 | 0 | 0 | 0 | 0
| 11 | 13 | 8 | 5.4893e-05 | 7.2204e-05 | 6.6756e-05 | 6.5635e-05 | 4.9908e-05 | 7.2481e-05 | 6.4039e-05
| 11 | 13 | 9 | 0.00019391 | 0.00024017 | 0.00022012 | 0.0002351 | 0.00021311 | 0.00023803 | 0.00021527
| 11 | 13 | 10 | 0.00032906 | 0.00038505 | 0.00038599 | 0.00038247 | 0.00038756 | 0.00035181 | 0.00036658
| 11 | 13 | 11 | 0.00044788 | 0.00050374 | 0.00047555 | 0.0004985 | 0.00050021 | 0.0004444 | 0.00046678
| 11 | 13 | 12 | 0.00050122 | 0.00056497 | 0.00053772 | 0.00054526 | 0.00054981 | 0.00048434 | 0.00052433
| 11 | 13 | 13 | 0.00049476 | 0.00059633 | 0.00052868 | 0.00056488 | 0.00059417 | 0.00052604 | 0.00052315
| 11 | 13 | 14 | 0.0004993 | 0.00051898 | 0.00051743 | 0.00055028 | 0.0005895 | 0.00048787 | 0.00051029
| 11 | 13 | 15 | 0.00042836 | 0.00046325 | 0.00044945 | 0.0004815 | 0.00051268 | 0.00046284 | 0.00044579
| 11 | 13 | 16 | 0.00032444 | 0.00033658 | 0.00031459 | 0.00034542 | 0.00037198 | 0.0003138 | 0.0003191
| 11 | 13 | 17 | 0.0001586 | 0.00018536 | 0.00015643 | 0.00018898 | 0.00019405 | 0.00017951 | 0.00016106
| 11 | 13 | 18 | 6.0249e-06 | 5.9091e-06 | 2.8846e-06 | 1.267e-05 | 2.2719e-05 | 5.9575e-06 | 4.3797e-06
| 11 | 13 | 19 | 0 | 0 | 0 | 0 | 0 | 0 | 0
| 11 | 13 | 20 | 0 | 0 | 0 | 0 | 0 | 0 | 0
| 11 | 13 | 21 | 0 | 0 | 0 | 0 | 0 | 0 | 0
| 11 | 13 | 22 | 0 | 0 | 0 | 0 | 0 | 0 | 0
| 11 | 13 | 23 | 0 | 0 | 0 | 0 | 0 | 0 | 0
| 11 | 13 | 24 | 0 | 0 | 0 | 0 | 0 | 0 | 0
| 11 | 14 | 1 | 0 | 0 | 0 | 0 | 0 | 0 | 0
| 11 | 14 | 2 | 0 | 0 | 0 | 0 | 0 | 0 | 0
| 11 | 14 | 3 | 0 | 0 | 0 | 0 | 0 | 0 | 0
| 11 | 14 | 4 | 0 | 0 | 0 | 0 | 0 | 0 | 0
| 11 | 14 | 5 | 0 | 0 | 0 | 0 | 0 | 0 | 0
| 11 | 14 | 6 | 0 | 0 | 0 | 0 | 0 | 0 | 0
| 11 | 14 | 7 | 0 | 0 | 0 | 0 | 0 | 0 | 0
| 11 | 14 | 8 | 5.4893e-05 | 7.2204e-05 | 6.6756e-05 | 6.5635e-05 | 4.9908e-05 | 7.2481e-05 | 6.4039e-05
| 11 | 14 | 9 | 0.00019391 | 0.00024017 | 0.00022012 | 0.0002351 | 0.00021311 | 0.00023803 | 0.00021527
| 11 | 14 | 10 | 0.00032906 | 0.00038505 | 0.00038599 | 0.00038247 | 0.00038756 | 0.00035181 | 0.00036658
| 11 | 14 | 11 | 0.00044788 | 0.00050374 | 0.00047555 | 0.0004985 | 0.00050021 | 0.0004444 | 0.00046678
| 11 | 14 | 12 | 0.00050122 | 0.00056497 | 0.00053772 | 0.00054526 | 0.00054981 | 0.00048434 | 0.00052433
| 11 | 14 | 13 | 0.00049476 | 0.00059633 | 0.00052868 | 0.00056488 | 0.00059417 | 0.00052604 | 0.00052315
| 11 | 14 | 14 | 0.0004993 | 0.00051898 | 0.00051743 | 0.00055028 | 0.0005895 | 0.00048787 | 0.00051029
| 11 | 14 | 15 | 0.00042836 | 0.00046325 | 0.00044945 | 0.0004815 | 0.00051268 | 0.00046284 | 0.00044579
| 11 | 14 | 16 | 0.00032444 | 0.00033658 | 0.00031459 | 0.00034542 | 0.00037198 | 0.0003138 | 0.0003191
| 11 | 14 | 17 | 0.0001586 | 0.00018536 | 0.00015643 | 0.00018898 | 0.00019405 | 0.00017951 | 0.00016106
| 11 | 14 | 18 | 6.0249e-06 | 5.9091e-06 | 2.8846e-06 | 1.267e-05 | 2.2719e-05 | 5.9575e-06 | 4.3797e-06
| 11 | 14 | 19 | 0 | 0 | 0 | 0 | 0 | 0 | 0
| 11 | 14 | 20 | 0 | 0 | 0 | 0 | 0 | 0 | 0
| 11 | 14 | 21 | 0 | 0 | 0 | 0 | 0 | 0 | 0
| 11 | 14 | 22 | 0 | 0 | 0 | 0 | 0 | 0 | 0
| 11 | 14 | 23 | 0 | 0 | 0 | 0 | 0 | 0 | 0
| 11 | 14 | 24 | 0 | 0 | 0 | 0 | 0 | 0 | 0
| 11 | 15 | 1 | 0 | 0 | 0 | 0 | 0 | 0 | 0
| 11 | 15 | 2 | 0 | 0 | 0 | 0 | 0 | 0 | 0
| 11 | 15 | 3 | 0 | 0 | 0 | 0 | 0 | 0 | 0
| 11 | 15 | 4 | 0 | 0 | 0 | 0 | 0 | 0 | 0
| 11 | 15 | 5 | 0 | 0 | 0 | 0 | 0 | 0 | 0
| 11 | 15 | 6 | 0 | 0 | 0 | 0 | 0 | 0 | 0
| 11 | 15 | 7 | 0 | 0 | 0 | 0 | 0 | 0 | 0
| 11 | 15 | 8 | 5.4893e-05 | 7.2204e-05 | 6.6756e-05 | 6.5635e-05 | 4.9908e-05 | 7.2481e-05 | 6.4039e-05
| 11 | 15 | 9 | 0.00019391 | 0.00024017 | 0.00022012 | 0.0002351 | 0.00021311 | 0.00023803 | 0.00021527
| 11 | 15 | 10 | 0.00032906 | 0.00038505 | 0.00038599 | 0.00038247 | 0.00038756 | 0.00035181 | 0.00036658
| 11 | 15 | 11 | 0.00044788 | 0.00050374 | 0.00047555 | 0.0004985 | 0.00050021 | 0.0004444 | 0.00046678
| 11 | 15 | 12 | 0.00050122 | 0.00056497 | 0.00053772 | 0.00054526 | 0.00054981 | 0.00048434 | 0.00052433
| 11 | 15 | 13 | 0.00049476 | 0.00059633 | 0.00052868 | 0.00056488 | 0.00059417 | 0.00052604 | 0.00052315
| 11 | 15 | 14 | 0.0004993 | 0.00051898 | 0.00051743 | 0.00055028 | 0.0005895 | 0.00048787 | 0.00051029
| 11 | 15 | 15 | 0.00042836 | 0.00046325 | 0.00044945 | 0.0004815 | 0.00051268 | 0.00046284 | 0.00044579
| 11 | 15 | 16 | 0.00032444 | 0.00033658 | 0.00031459 | 0.00034542 | 0.00037198 | 0.0003138 | 0.0003191
| 11 | 15 | 17 | 0.0001586 | 0.00018536 | 0.00015643 | 0.00018898 | 0.00019405 | 0.00017951 | 0.00016106
| 11 | 15 | 18 | 6.0249e-06 | 5.9091e-06 | 2.8846e-06 | 1.267e-05 | 2.2719e-05 | 5.9575e-06 | 4.3797e-06
| 11 | 15 | 19 | 0 | 0 | 0 | 0 | 0 | 0 | 0
| 11 | 15 | 20 | 0 | 0 | 0 | 0 | 0 | 0 | 0
| 11 | 15 | 21 | 0 | 0 | 0 | 0 | 0 | 0 | 0
| 11 | 15 | 22 | 0 | 0 | 0 | 0 | 0 | 0 | 0
| 11 | 15 | 23 | 0 | 0 | 0 | 0 | 0 | 0 | 0
| 11 | 15 | 24 | 0 | 0 | 0 | 0 | 0 | 0 | 0
| 11 | 16 | 1 | 0 | 0 | 0 | 0 | 0 | 0 | 0
| 11 | 16 | 2 | 0 | 0 | 0 | 0 | 0 | 0 | 0
| 11 | 16 | 3 | 0 | 0 | 0 | 0 | 0 | 0 | 0
| 11 | 16 | 4 | 0 | 0 | 0 | 0 | 0 | 0 | 0
| 11 | 16 | 5 | 0 | 0 | 0 | 0 | 0 | 0 | 0
| 11 | 16 | 6 | 0 | 0 | 0 | 0 | 0 | 0 | 0
| 11 | 16 | 7 | 0 | 0 | 0 | 0 | 0 | 0 | 0
| 11 | 16 | 8 | 5.4893e-05 | 7.2204e-05 | 6.6756e-05 | 6.5635e-05 | 4.9908e-05 | 7.2481e-05 | 6.4039e-05
| 11 | 16 | 9 | 0.00019391 | 0.00024017 | 0.00022012 | 0.0002351 | 0.00021311 | 0.00023803 | 0.00021527
| 11 | 16 | 10 | 0.00032906 | 0.00038505 | 0.00038599 | 0.00038247 | 0.00038756 | 0.00035181 | 0.00036658
| 11 | 16 | 11 | 0.00044788 | 0.00050374 | 0.00047555 | 0.0004985 | 0.00050021 | 0.0004444 | 0.00046678
| 11 | 16 | 12 | 0.00050122 | 0.00056497 | 0.00053772 | 0.00054526 | 0.00054981 | 0.00048434 | 0.00052433
| 11 | 16 | 13 | 0.00049476 | 0.00059633 | 0.00052868 | 0.00056488 | 0.00059417 | 0.00052604 | 0.00052315
| 11 | 16 | 14 | 0.0004993 | 0.00051898 | 0.00051743 | 0.00055028 | 0.0005895 | 0.00048787 | 0.00051029
| 11 | 16 | 15 | 0.00042836 | 0.00046325 | 0.00044945 | 0.0004815 | 0.00051268 | 0.00046284 | 0.00044579
| 11 | 16 | 16 | 0.00032444 | 0.00033658 | 0.00031459 | 0.00034542 | 0.00037198 | 0.0003138 | 0.0003191
| 11 | 16 | 17 | 0.0001586 | 0.00018536 | 0.00015643 | 0.00018898 | 0.00019405 | 0.00017951 | 0.00016106
| 11 | 16 | 18 | 6.0249e-06 | 5.9091e-06 | 2.8846e-06 | 1.267e-05 | 2.2719e-05 | 5.9575e-06 | 4.3797e-06
| 11 | 16 | 19 | 0 | 0 | 0 | 0 | 0 | 0 | 0
| 11 | 16 | 20 | 0 | 0 | 0 | 0 | 0 | 0 | 0
| 11 | 16 | 21 | 0 | 0 | 0 | 0 | 0 | 0 | 0
| 11 | 16 | 22 | 0 | 0 | 0 | 0 | 0 | 0 | 0
| 11 | 16 | 23 | 0 | 0 | 0 | 0 | 0 | 0 | 0
| 11 | 16 | 24 | 0 | 0 | 0 | 0 | 0 | 0 | 0
| 11 | 17 | 1 | 0 | 0 | 0 | 0 | 0 | 0 | 0
| 11 | 17 | 2 | 0 | 0 | 0 | 0 | 0 | 0 | 0
| 11 | 17 | 3 | 0 | 0 | 0 | 0 | 0 | 0 | 0
| 11 | 17 | 4 | 0 | 0 | 0 | 0 | 0 | 0 | 0
| 11 | 17 | 5 | 0 | 0 | 0 | 0 | 0 | 0 | 0
| 11 | 17 | 6 | 0 | 0 | 0 | 0 | 0 | 0 | 0
| 11 | 17 | 7 | 0 | 0 | 0 | 0 | 0 | 0 | 0
| 11 | 17 | 8 | 5.4893e-05 | 7.2204e-05 | 6.6756e-05 | 6.5635e-05 | 4.9908e-05 | 7.2481e-05 | 6.4039e-05
| 11 | 17 | 9 | 0.00019391 | 0.00024017 | 0.00022012 | 0.0002351 | 0.00021311 | 0.00023803 | 0.00021527
| 11 | 17 | 10 | 0.00032906 | 0.00038505 | 0.00038599 | 0.00038247 | 0.00038756 | 0.00035181 | 0.00036658
| 11 | 17 | 11 | 0.00044788 | 0.00050374 | 0.00047555 | 0.0004985 | 0.00050021 | 0.0004444 | 0.00046678
| 11 | 17 | 12 | 0.00050122 | 0.00056497 | 0.00053772 | 0.00054526 | 0.00054981 | 0.00048434 | 0.00052433
| 11 | 17 | 13 | 0.00049476 | 0.00059633 | 0.00052868 | 0.00056488 | 0.00059417 | 0.00052604 | 0.00052315
| 11 | 17 | 14 | 0.0004993 | 0.00051898 | 0.00051743 | 0.00055028 | 0.0005895 | 0.00048787 | 0.00051029
| 11 | 17 | 15 | 0.00042836 | 0.00046325 | 0.00044945 | 0.0004815 | 0.00051268 | 0.00046284 | 0.00044579
| 11 | 17 | 16 | 0.00032444 | 0.00033658 | 0.00031459 | 0.00034542 | 0.00037198 | 0.0003138 | 0.0003191
| 11 | 17 | 17 | 0.0001586 | 0.00018536 | 0.00015643 | 0.00018898 | 0.00019405 | 0.00017951 | 0.00016106
| 11 | 17 | 18 | 6.0249e-06 | 5.9091e-06 | 2.8846e-06 | 1.267e-05 | 2.2719e-05 | 5.9575e-06 | 4.3797e-06
| 11 | 17 | 19 | 0 | 0 | 0 | 0 | 0 | 0 | 0
| 11 | 17 | 20 | 0 | 0 | 0 | 0 | 0 | 0 | 0
| 11 | 17 | 21 | 0 | 0 | 0 | 0 | 0 | 0 | 0
| 11 | 17 | 22 | 0 | 0 | 0 | 0 | 0 | 0 | 0
| 11 | 17 | 23 | 0 | 0 | 0 | 0 | 0 | 0 | 0
| 11 | 17 | 24 | 0 | 0 | 0 | 0 | 0 | 0 | 0
| 11 | 18 | 1 | 0 | 0 | 0 | 0 | 0 | 0 | 0
| 11 | 18 | 2 | 0 | 0 | 0 | 0 | 0 | 0 | 0
| 11 | 18 | 3 | 0 | 0 | 0 | 0 | 0 | 0 | 0
| 11 | 18 | 4 | 0 | 0 | 0 | 0 | 0 | 0 | 0
| 11 | 18 | 5 | 0 | 0 | 0 | 0 | 0 | 0 | 0
| 11 | 18 | 6 | 0 | 0 | 0 | 0 | 0 | 0 | 0
| 11 | 18 | 7 | 0 | 0 | 0 | 0 | 0 | 0 | 0
| 11 | 18 | 8 | 5.4893e-05 | 7.2204e-05 | 6.6756e-05 | 6.5635e-05 | 4.9908e-05 | 7.2481e-05 | 6.4039e-05
| 11 | 18 | 9 | 0.00019391 | 0.00024017 | 0.00022012 | 0.0002351 | 0.00021311 | 0.00023803 | 0.00021527
| 11 | 18 | 10 | 0.00032906 | 0.00038505 | 0.00038599 | 0.00038247 | 0.00038756 | 0.00035181 | 0.00036658
| 11 | 18 | 11 | 0.00044788 | 0.00050374 | 0.00047555 | 0.0004985 | 0.00050021 | 0.0004444 | 0.00046678
| 11 | 18 | 12 | 0.00050122 | 0.00056497 | 0.00053772 | 0.00054526 | 0.00054981 | 0.00048434 | 0.00052433
| 11 | 18 | 13 | 0.00049476 | 0.00059633 | 0.00052868 | 0.00056488 | 0.00059417 | 0.00052604 | 0.00052315
| 11 | 18 | 14 | 0.0004993 | 0.00051898 | 0.00051743 | 0.00055028 | 0.0005895 | 0.00048787 | 0.00051029
| 11 | 18 | 15 | 0.00042836 | 0.00046325 | 0.00044945 | 0.0004815 | 0.00051268 | 0.00046284 | 0.00044579
| 11 | 18 | 16 | 0.00032444 | 0.00033658 | 0.00031459 | 0.00034542 | 0.00037198 | 0.0003138 | 0.0003191
| 11 | 18 | 17 | 0.0001586 | 0.00018536 | 0.00015643 | 0.00018898 | 0.00019405 | 0.00017951 | 0.00016106
| 11 | 18 | 18 | 6.0249e-06 | 5.9091e-06 | 2.8846e-06 | 1.267e-05 | 2.2719e-05 | 5.9575e-06 | 4.3797e-06
| 11 | 18 | 19 | 0 | 0 | 0 | 0 | 0 | 0 | 0
| 11 | 18 | 20 | 0 | 0 | 0 | 0 | 0 | 0 | 0
| 11 | 18 | 21 | 0 | 0 | 0 | 0 | 0 | 0 | 0
| 11 | 18 | 22 | 0 | 0 | 0 | 0 | 0 | 0 | 0
| 11 | 18 | 23 | 0 | 0 | 0 | 0 | 0 | 0 | 0
| 11 | 18 | 24 | 0 | 0 | 0 | 0 | 0 | 0 | 0
| 11 | 19 | 1 | 0 | 0 | 0 | 0 | 0 | 0 | 0
| 11 | 19 | 2 | 0 | 0 | 0 | 0 | 0 | 0 | 0
| 11 | 19 | 3 | 0 | 0 | 0 | 0 | 0 | 0 | 0
| 11 | 19 | 4 | 0 | 0 | 0 | 0 | 0 | 0 | 0
| 11 | 19 | 5 | 0 | 0 | 0 | 0 | 0 | 0 | 0
| 11 | 19 | 6 | 0 | 0 | 0 | 0 | 0 | 0 | 0
| 11 | 19 | 7 | 0 | 0 | 0 | 0 | 0 | 0 | 0
| 11 | 19 | 8 | 5.4893e-05 | 7.2204e-05 | 6.6756e-05 | 6.5635e-05 | 4.9908e-05 | 7.2481e-05 | 6.4039e-05
| 11 | 19 | 9 | 0.00019391 | 0.00024017 | 0.00022012 | 0.0002351 | 0.00021311 | 0.00023803 | 0.00021527
| 11 | 19 | 10 | 0.00032906 | 0.00038505 | 0.00038599 | 0.00038247 | 0.00038756 | 0.00035181 | 0.00036658
| 11 | 19 | 11 | 0.00044788 | 0.00050374 | 0.00047555 | 0.0004985 | 0.00050021 | 0.0004444 | 0.00046678
| 11 | 19 | 12 | 0.00050122 | 0.00056497 | 0.00053772 | 0.00054526 | 0.00054981 | 0.00048434 | 0.00052433
| 11 | 19 | 13 | 0.00049476 | 0.00059633 | 0.00052868 | 0.00056488 | 0.00059417 | 0.00052604 | 0.00052315
| 11 | 19 | 14 | 0.0004993 | 0.00051898 | 0.00051743 | 0.00055028 | 0.0005895 | 0.00048787 | 0.00051029
| 11 | 19 | 15 | 0.00042836 | 0.00046325 | 0.00044945 | 0.0004815 | 0.00051268 | 0.00046284 | 0.00044579
| 11 | 19 | 16 | 0.00032444 | 0.00033658 | 0.00031459 | 0.00034542 | 0.00037198 | 0.0003138 | 0.0003191
| 11 | 19 | 17 | 0.0001586 | 0.00018536 | 0.00015643 | 0.00018898 | 0.00019405 | 0.00017951 | 0.00016106
| 11 | 19 | 18 | 6.0249e-06 | 5.9091e-06 | 2.8846e-06 | 1.267e-05 | 2.2719e-05 | 5.9575e-06 | 4.3797e-06
| 11 | 19 | 19 | 0 | 0 | 0 | 0 | 0 | 0 | 0
| 11 | 19 | 20 | 0 | 0 | 0 | 0 | 0 | 0 | 0
| 11 | 19 | 21 | 0 | 0 | 0 | 0 | 0 | 0 | 0
| 11 | 19 | 22 | 0 | 0 | 0 | 0 | 0 | 0 | 0
| 11 | 19 | 23 | 0 | 0 | 0 | 0 | 0 | 0 | 0
| 11 | 19 | 24 | 0 | 0 | 0 | 0 | 0 | 0 | 0
| 11 | 20 | 1 | 0 | 0 | 0 | 0 | 0 | 0 | 0
| 11 | 20 | 2 | 0 | 0 | 0 | 0 | 0 | 0 | 0
| 11 | 20 | 3 | 0 | 0 | 0 | 0 | 0 | 0 | 0
| 11 | 20 | 4 | 0 | 0 | 0 | 0 | 0 | 0 | 0
| 11 | 20 | 5 | 0 | 0 | 0 | 0 | 0 | 0 | 0
| 11 | 20 | 6 | 0 | 0 | 0 | 0 | 0 | 0 | 0
| 11 | 20 | 7 | 0 | 0 | 0 | 0 | 0 | 0 | 0
| 11 | 20 | 8 | 5.4893e-05 | 7.2204e-05 | 6.6756e-05 | 6.5635e-05 | 4.9908e-05 | 7.2481e-05 | 6.4039e-05
| 11 | 20 | 9 | 0.00019391 | 0.00024017 | 0.00022012 | 0.0002351 | 0.00021311 | 0.00023803 | 0.00021527
| 11 | 20 | 10 | 0.00032906 | 0.00038505 | 0.00038599 | 0.00038247 | 0.00038756 | 0.00035181 | 0.00036658
| 11 | 20 | 11 | 0.00044788 | 0.00050374 | 0.00047555 | 0.0004985 | 0.00050021 | 0.0004444 | 0.00046678
| 11 | 20 | 12 | 0.00050122 | 0.00056497 | 0.00053772 | 0.00054526 | 0.00054981 | 0.00048434 | 0.00052433
| 11 | 20 | 13 | 0.00049476 | 0.00059633 | 0.00052868 | 0.00056488 | 0.00059417 | 0.00052604 | 0.00052315
| 11 | 20 | 14 | 0.0004993 | 0.00051898 | 0.00051743 | 0.00055028 | 0.0005895 | 0.00048787 | 0.00051029
| 11 | 20 | 15 | 0.00042836 | 0.00046325 | 0.00044945 | 0.0004815 | 0.00051268 | 0.00046284 | 0.00044579
| 11 | 20 | 16 | 0.00032444 | 0.00033658 | 0.00031459 | 0.00034542 | 0.00037198 | 0.0003138 | 0.0003191
| 11 | 20 | 17 | 0.0001586 | 0.00018536 | 0.00015643 | 0.00018898 | 0.00019405 | 0.00017951 | 0.00016106
| 11 | 20 | 18 | 6.0249e-06 | 5.9091e-06 | 2.8846e-06 | 1.267e-05 | 2.2719e-05 | 5.9575e-06 | 4.3797e-06
| 11 | 20 | 19 | 0 | 0 | 0 | 0 | 0 | 0 | 0
| 11 | 20 | 20 | 0 | 0 | 0 | 0 | 0 | 0 | 0
| 11 | 20 | 21 | 0 | 0 | 0 | 0 | 0 | 0 | 0
| 11 | 20 | 22 | 0 | 0 | 0 | 0 | 0 | 0 | 0
| 11 | 20 | 23 | 0 | 0 | 0 | 0 | 0 | 0 | 0
| 11 | 20 | 24 | 0 | 0 | 0 | 0 | 0 | 0 | 0
| 11 | 21 | 1 | 0 | 0 | 0 | 0 | 0 | 0 | 0
| 11 | 21 | 2 | 0 | 0 | 0 | 0 | 0 | 0 | 0
| 11 | 21 | 3 | 0 | 0 | 0 | 0 | 0 | 0 | 0
| 11 | 21 | 4 | 0 | 0 | 0 | 0 | 0 | 0 | 0
| 11 | 21 | 5 | 0 | 0 | 0 | 0 | 0 | 0 | 0
| 11 | 21 | 6 | 0 | 0 | 0 | 0 | 0 | 0 | 0
| 11 | 21 | 7 | 0 | 0 | 0 | 0 | 0 | 0 | 0
| 11 | 21 | 8 | 5.4893e-05 | 7.2204e-05 | 6.6756e-05 | 6.5635e-05 | 4.9908e-05 | 7.2481e-05 | 6.4039e-05
| 11 | 21 | 9 | 0.00019391 | 0.00024017 | 0.00022012 | 0.0002351 | 0.00021311 | 0.00023803 | 0.00021527
| 11 | 21 | 10 | 0.00032906 | 0.00038505 | 0.00038599 | 0.00038247 | 0.00038756 | 0.00035181 | 0.00036658
| 11 | 21 | 11 | 0.00044788 | 0.00050374 | 0.00047555 | 0.0004985 | 0.00050021 | 0.0004444 | 0.00046678
| 11 | 21 | 12 | 0.00050122 | 0.00056497 | 0.00053772 | 0.00054526 | 0.00054981 | 0.00048434 | 0.00052433
| 11 | 21 | 13 | 0.00049476 | 0.00059633 | 0.00052868 | 0.00056488 | 0.00059417 | 0.00052604 | 0.00052315
| 11 | 21 | 14 | 0.0004993 | 0.00051898 | 0.00051743 | 0.00055028 | 0.0005895 | 0.00048787 | 0.00051029
| 11 | 21 | 15 | 0.00042836 | 0.00046325 | 0.00044945 | 0.0004815 | 0.00051268 | 0.00046284 | 0.00044579
| 11 | 21 | 16 | 0.00032444 | 0.00033658 | 0.00031459 | 0.00034542 | 0.00037198 | 0.0003138 | 0.0003191
| 11 | 21 | 17 | 0.0001586 | 0.00018536 | 0.00015643 | 0.00018898 | 0.00019405 | 0.00017951 | 0.00016106
| 11 | 21 | 18 | 6.0249e-06 | 5.9091e-06 | 2.8846e-06 | 1.267e-05 | 2.2719e-05 | 5.9575e-06 | 4.3797e-06
| 11 | 21 | 19 | 0 | 0 | 0 | 0 | 0 | 0 | 0
| 11 | 21 | 20 | 0 | 0 | 0 | 0 | 0 | 0 | 0
| 11 | 21 | 21 | 0 | 0 | 0 | 0 | 0 | 0 | 0
| 11 | 21 | 22 | 0 | 0 | 0 | 0 | 0 | 0 | 0
| 11 | 21 | 23 | 0 | 0 | 0 | 0 | 0 | 0 | 0
| 11 | 21 | 24 | 0 | 0 | 0 | 0 | 0 | 0 | 0
| 11 | 22 | 1 | 0 | 0 | 0 | 0 | 0 | 0 | 0
| 11 | 22 | 2 | 0 | 0 | 0 | 0 | 0 | 0 | 0
| 11 | 22 | 3 | 0 | 0 | 0 | 0 | 0 | 0 | 0
| 11 | 22 | 4 | 0 | 0 | 0 | 0 | 0 | 0 | 0
| 11 | 22 | 5 | 0 | 0 | 0 | 0 | 0 | 0 | 0
| 11 | 22 | 6 | 0 | 0 | 0 | 0 | 0 | 0 | 0
| 11 | 22 | 7 | 0 | 0 | 0 | 0 | 0 | 0 | 0
| 11 | 22 | 8 | 5.4893e-05 | 7.2204e-05 | 6.6756e-05 | 6.5635e-05 | 4.9908e-05 | 7.2481e-05 | 6.4039e-05
| 11 | 22 | 9 | 0.00019391 | 0.00024017 | 0.00022012 | 0.0002351 | 0.00021311 | 0.00023803 | 0.00021527
| 11 | 22 | 10 | 0.00032906 | 0.00038505 | 0.00038599 | 0.00038247 | 0.00038756 | 0.00035181 | 0.00036658
| 11 | 22 | 11 | 0.00044788 | 0.00050374 | 0.00047555 | 0.0004985 | 0.00050021 | 0.0004444 | 0.00046678
| 11 | 22 | 12 | 0.00050122 | 0.00056497 | 0.00053772 | 0.00054526 | 0.00054981 | 0.00048434 | 0.00052433
| 11 | 22 | 13 | 0.00049476 | 0.00059633 | 0.00052868 | 0.00056488 | 0.00059417 | 0.00052604 | 0.00052315
| 11 | 22 | 14 | 0.0004993 | 0.00051898 | 0.00051743 | 0.00055028 | 0.0005895 | 0.00048787 | 0.00051029
| 11 | 22 | 15 | 0.00042836 | 0.00046325 | 0.00044945 | 0.0004815 | 0.00051268 | 0.00046284 | 0.00044579
| 11 | 22 | 16 | 0.00032444 | 0.00033658 | 0.00031459 | 0.00034542 | 0.00037198 | 0.0003138 | 0.0003191
| 11 | 22 | 17 | 0.0001586 | 0.00018536 | 0.00015643 | 0.00018898 | 0.00019405 | 0.00017951 | 0.00016106
| 11 | 22 | 18 | 6.0249e-06 | 5.9091e-06 | 2.8846e-06 | 1.267e-05 | 2.2719e-05 | 5.9575e-06 | 4.3797e-06
| 11 | 22 | 19 | 0 | 0 | 0 | 0 | 0 | 0 | 0
| 11 | 22 | 20 | 0 | 0 | 0 | 0 | 0 | 0 | 0
| 11 | 22 | 21 | 0 | 0 | 0 | 0 | 0 | 0 | 0
| 11 | 22 | 22 | 0 | 0 | 0 | 0 | 0 | 0 | 0
| 11 | 22 | 23 | 0 | 0 | 0 | 0 | 0 | 0 | 0
| 11 | 22 | 24 | 0 | 0 | 0 | 0 | 0 | 0 | 0
| 11 | 23 | 1 | 0 | 0 | 0 | 0 | 0 | 0 | 0
| 11 | 23 | 2 | 0 | 0 | 0 | 0 | 0 | 0 | 0
| 11 | 23 | 3 | 0 | 0 | 0 | 0 | 0 | 0 | 0
| 11 | 23 | 4 | 0 | 0 | 0 | 0 | 0 | 0 | 0
| 11 | 23 | 5 | 0 | 0 | 0 | 0 | 0 | 0 | 0
| 11 | 23 | 6 | 0 | 0 | 0 | 0 | 0 | 0 | 0
| 11 | 23 | 7 | 0 | 0 | 0 | 0 | 0 | 0 | 0
| 11 | 23 | 8 | 5.4893e-05 | 7.2204e-05 | 6.6756e-05 | 6.5635e-05 | 4.9908e-05 | 7.2481e-05 | 6.4039e-05
| 11 | 23 | 9 | 0.00019391 | 0.00024017 | 0.00022012 | 0.0002351 | 0.00021311 | 0.00023803 | 0.00021527
| 11 | 23 | 10 | 0.00032906 | 0.00038505 | 0.00038599 | 0.00038247 | 0.00038756 | 0.00035181 | 0.00036658
| 11 | 23 | 11 | 0.00044788 | 0.00050374 | 0.00047555 | 0.0004985 | 0.00050021 | 0.0004444 | 0.00046678
| 11 | 23 | 12 | 0.00050122 | 0.00056497 | 0.00053772 | 0.00054526 | 0.00054981 | 0.00048434 | 0.00052433
| 11 | 23 | 13 | 0.00049476 | 0.00059633 | 0.00052868 | 0.00056488 | 0.00059417 | 0.00052604 | 0.00052315
| 11 | 23 | 14 | 0.0004993 | 0.00051898 | 0.00051743 | 0.00055028 | 0.0005895 | 0.00048787 | 0.00051029
| 11 | 23 | 15 | 0.00042836 | 0.00046325 | 0.00044945 | 0.0004815 | 0.00051268 | 0.00046284 | 0.00044579
| 11 | 23 | 16 | 0.00032444 | 0.00033658 | 0.00031459 | 0.00034542 | 0.00037198 | 0.0003138 | 0.0003191
| 11 | 23 | 17 | 0.0001586 | 0.00018536 | 0.00015643 | 0.00018898 | 0.00019405 | 0.00017951 | 0.00016106
| 11 | 23 | 18 | 6.0249e-06 | 5.9091e-06 | 2.8846e-06 | 1.267e-05 | 2.2719e-05 | 5.9575e-06 | 4.3797e-06
| 11 | 23 | 19 | 0 | 0 | 0 | 0 | 0 | 0 | 0
| 11 | 23 | 20 | 0 | 0 | 0 | 0 | 0 | 0 | 0
| 11 | 23 | 21 | 0 | 0 | 0 | 0 | 0 | 0 | 0
| 11 | 23 | 22 | 0 | 0 | 0 | 0 | 0 | 0 | 0
| 11 | 23 | 23 | 0 | 0 | 0 | 0 | 0 | 0 | 0
| 11 | 23 | 24 | 0 | 0 | 0 | 0 | 0 | 0 | 0
| 11 | 24 | 1 | 0 | 0 | 0 | 0 | 0 | 0 | 0
| 11 | 24 | 2 | 0 | 0 | 0 | 0 | 0 | 0 | 0
| 11 | 24 | 3 | 0 | 0 | 0 | 0 | 0 | 0 | 0
| 11 | 24 | 4 | 0 | 0 | 0 | 0 | 0 | 0 | 0
| 11 | 24 | 5 | 0 | 0 | 0 | 0 | 0 | 0 | 0
| 11 | 24 | 6 | 0 | 0 | 0 | 0 | 0 | 0 | 0
| 11 | 24 | 7 | 0 | 0 | 0 | 0 | 0 | 0 | 0
| 11 | 24 | 8 | 5.4893e-05 | 7.2204e-05 | 6.6756e-05 | 6.5635e-05 | 4.9908e-05 | 7.2481e-05 | 6.4039e-05
| 11 | 24 | 9 | 0.00019391 | 0.00024017 | 0.00022012 | 0.0002351 | 0.00021311 | 0.00023803 | 0.00021527
| 11 | 24 | 10 | 0.00032906 | 0.00038505 | 0.00038599 | 0.00038247 | 0.00038756 | 0.00035181 | 0.00036658
| 11 | 24 | 11 | 0.00044788 | 0.00050374 | 0.00047555 | 0.0004985 | 0.00050021 | 0.0004444 | 0.00046678
| 11 | 24 | 12 | 0.00050122 | 0.00056497 | 0.00053772 | 0.00054526 | 0.00054981 | 0.00048434 | 0.00052433
| 11 | 24 | 13 | 0.00049476 | 0.00059633 | 0.00052868 | 0.00056488 | 0.00059417 | 0.00052604 | 0.00052315
| 11 | 24 | 14 | 0.0004993 | 0.00051898 | 0.00051743 | 0.00055028 | 0.0005895 | 0.00048787 | 0.00051029
| 11 | 24 | 15 | 0.00042836 | 0.00046325 | 0.00044945 | 0.0004815 | 0.00051268 | 0.00046284 | 0.00044579
| 11 | 24 | 16 | 0.00032444 | 0.00033658 | 0.00031459 | 0.00034542 | 0.00037198 | 0.0003138 | 0.0003191
| 11 | 24 | 17 | 0.0001586 | 0.00018536 | 0.00015643 | 0.00018898 | 0.00019405 | 0.00017951 | 0.00016106
| 11 | 24 | 18 | 6.0249e-06 | 5.9091e-06 | 2.8846e-06 | 1.267e-05 | 2.2719e-05 | 5.9575e-06 | 4.3797e-06
| 11 | 24 | 19 | 0 | 0 | 0 | 0 | 0 | 0 | 0
| 11 | 24 | 20 | 0 | 0 | 0 | 0 | 0 | 0 | 0
| 11 | 24 | 21 | 0 | 0 | 0 | 0 | 0 | 0 | 0
| 11 | 24 | 22 | 0 | 0 | 0 | 0 | 0 | 0 | 0
| 11 | 24 | 23 | 0 | 0 | 0 | 0 | 0 | 0 | 0
| 11 | 24 | 24 | 0 | 0 | 0 | 0 | 0 | 0 | 0
| 11 | 25 | 1 | 0 | 0 | 0 | 0 | 0 | 0 | 0
| 11 | 25 | 2 | 0 | 0 | 0 | 0 | 0 | 0 | 0
| 11 | 25 | 3 | 0 | 0 | 0 | 0 | 0 | 0 | 0
| 11 | 25 | 4 | 0 | 0 | 0 | 0 | 0 | 0 | 0
| 11 | 25 | 5 | 0 | 0 | 0 | 0 | 0 | 0 | 0
| 11 | 25 | 6 | 0 | 0 | 0 | 0 | 0 | 0 | 0
| 11 | 25 | 7 | 0 | 0 | 0 | 0 | 0 | 0 | 0
| 11 | 25 | 8 | 5.4893e-05 | 7.2204e-05 | 6.6756e-05 | 6.5635e-05 | 4.9908e-05 | 7.2481e-05 | 6.4039e-05
| 11 | 25 | 9 | 0.00019391 | 0.00024017 | 0.00022012 | 0.0002351 | 0.00021311 | 0.00023803 | 0.00021527
| 11 | 25 | 10 | 0.00032906 | 0.00038505 | 0.00038599 | 0.00038247 | 0.00038756 | 0.00035181 | 0.00036658
| 11 | 25 | 11 | 0.00044788 | 0.00050374 | 0.00047555 | 0.0004985 | 0.00050021 | 0.0004444 | 0.00046678
| 11 | 25 | 12 | 0.00050122 | 0.00056497 | 0.00053772 | 0.00054526 | 0.00054981 | 0.00048434 | 0.00052433
| 11 | 25 | 13 | 0.00049476 | 0.00059633 | 0.00052868 | 0.00056488 | 0.00059417 | 0.00052604 | 0.00052315
| 11 | 25 | 14 | 0.0004993 | 0.00051898 | 0.00051743 | 0.00055028 | 0.0005895 | 0.00048787 | 0.00051029
| 11 | 25 | 15 | 0.00042836 | 0.00046325 | 0.00044945 | 0.0004815 | 0.00051268 | 0.00046284 | 0.00044579
| 11 | 25 | 16 | 0.00032444 | 0.00033658 | 0.00031459 | 0.00034542 | 0.00037198 | 0.0003138 | 0.0003191
| 11 | 25 | 17 | 0.0001586 | 0.00018536 | 0.00015643 | 0.00018898 | 0.00019405 | 0.00017951 | 0.00016106
| 11 | 25 | 18 | 6.0249e-06 | 5.9091e-06 | 2.8846e-06 | 1.267e-05 | 2.2719e-05 | 5.9575e-06 | 4.3797e-06
| 11 | 25 | 19 | 0 | 0 | 0 | 0 | 0 | 0 | 0
| 11 | 25 | 20 | 0 | 0 | 0 | 0 | 0 | 0 | 0
| 11 | 25 | 21 | 0 | 0 | 0 | 0 | 0 | 0 | 0
| 11 | 25 | 22 | 0 | 0 | 0 | 0 | 0 | 0 | 0
| 11 | 25 | 23 | 0 | 0 | 0 | 0 | 0 | 0 | 0
| 11 | 25 | 24 | 0 | 0 | 0 | 0 | 0 | 0 | 0
| 11 | 26 | 1 | 0 | 0 | 0 | 0 | 0 | 0 | 0
| 11 | 26 | 2 | 0 | 0 | 0 | 0 | 0 | 0 | 0
| 11 | 26 | 3 | 0 | 0 | 0 | 0 | 0 | 0 | 0
| 11 | 26 | 4 | 0 | 0 | 0 | 0 | 0 | 0 | 0
| 11 | 26 | 5 | 0 | 0 | 0 | 0 | 0 | 0 | 0
| 11 | 26 | 6 | 0 | 0 | 0 | 0 | 0 | 0 | 0
| 11 | 26 | 7 | 0 | 0 | 0 | 0 | 0 | 0 | 0
| 11 | 26 | 8 | 5.4893e-05 | 7.2204e-05 | 6.6756e-05 | 6.5635e-05 | 4.9908e-05 | 7.2481e-05 | 6.4039e-05
| 11 | 26 | 9 | 0.00019391 | 0.00024017 | 0.00022012 | 0.0002351 | 0.00021311 | 0.00023803 | 0.00021527
| 11 | 26 | 10 | 0.00032906 | 0.00038505 | 0.00038599 | 0.00038247 | 0.00038756 | 0.00035181 | 0.00036658
| 11 | 26 | 11 | 0.00044788 | 0.00050374 | 0.00047555 | 0.0004985 | 0.00050021 | 0.0004444 | 0.00046678
| 11 | 26 | 12 | 0.00050122 | 0.00056497 | 0.00053772 | 0.00054526 | 0.00054981 | 0.00048434 | 0.00052433
| 11 | 26 | 13 | 0.00049476 | 0.00059633 | 0.00052868 | 0.00056488 | 0.00059417 | 0.00052604 | 0.00052315
| 11 | 26 | 14 | 0.0004993 | 0.00051898 | 0.00051743 | 0.00055028 | 0.0005895 | 0.00048787 | 0.00051029
| 11 | 26 | 15 | 0.00042836 | 0.00046325 | 0.00044945 | 0.0004815 | 0.00051268 | 0.00046284 | 0.00044579
| 11 | 26 | 16 | 0.00032444 | 0.00033658 | 0.00031459 | 0.00034542 | 0.00037198 | 0.0003138 | 0.0003191
| 11 | 26 | 17 | 0.0001586 | 0.00018536 | 0.00015643 | 0.00018898 | 0.00019405 | 0.00017951 | 0.00016106
| 11 | 26 | 18 | 6.0249e-06 | 5.9091e-06 | 2.8846e-06 | 1.267e-05 | 2.2719e-05 | 5.9575e-06 | 4.3797e-06
| 11 | 26 | 19 | 0 | 0 | 0 | 0 | 0 | 0 | 0
| 11 | 26 | 20 | 0 | 0 | 0 | 0 | 0 | 0 | 0
| 11 | 26 | 21 | 0 | 0 | 0 | 0 | 0 | 0 | 0
| 11 | 26 | 22 | 0 | 0 | 0 | 0 | 0 | 0 | 0
| 11 | 26 | 23 | 0 | 0 | 0 | 0 | 0 | 0 | 0
| 11 | 26 | 24 | 0 | 0 | 0 | 0 | 0 | 0 | 0
| 11 | 27 | 1 | 0 | 0 | 0 | 0 | 0 | 0 | 0
| 11 | 27 | 2 | 0 | 0 | 0 | 0 | 0 | 0 | 0
| 11 | 27 | 3 | 0 | 0 | 0 | 0 | 0 | 0 | 0
| 11 | 27 | 4 | 0 | 0 | 0 | 0 | 0 | 0 | 0
| 11 | 27 | 5 | 0 | 0 | 0 | 0 | 0 | 0 | 0
| 11 | 27 | 6 | 0 | 0 | 0 | 0 | 0 | 0 | 0
| 11 | 27 | 7 | 0 | 0 | 0 | 0 | 0 | 0 | 0
| 11 | 27 | 8 | 5.4893e-05 | 7.2204e-05 | 6.6756e-05 | 6.5635e-05 | 4.9908e-05 | 7.2481e-05 | 6.4039e-05
| 11 | 27 | 9 | 0.00019391 | 0.00024017 | 0.00022012 | 0.0002351 | 0.00021311 | 0.00023803 | 0.00021527
| 11 | 27 | 10 | 0.00032906 | 0.00038505 | 0.00038599 | 0.00038247 | 0.00038756 | 0.00035181 | 0.00036658
| 11 | 27 | 11 | 0.00044788 | 0.00050374 | 0.00047555 | 0.0004985 | 0.00050021 | 0.0004444 | 0.00046678
| 11 | 27 | 12 | 0.00050122 | 0.00056497 | 0.00053772 | 0.00054526 | 0.00054981 | 0.00048434 | 0.00052433
| 11 | 27 | 13 | 0.00049476 | 0.00059633 | 0.00052868 | 0.00056488 | 0.00059417 | 0.00052604 | 0.00052315
| 11 | 27 | 14 | 0.0004993 | 0.00051898 | 0.00051743 | 0.00055028 | 0.0005895 | 0.00048787 | 0.00051029
| 11 | 27 | 15 | 0.00042836 | 0.00046325 | 0.00044945 | 0.0004815 | 0.00051268 | 0.00046284 | 0.00044579
| 11 | 27 | 16 | 0.00032444 | 0.00033658 | 0.00031459 | 0.00034542 | 0.00037198 | 0.0003138 | 0.0003191
| 11 | 27 | 17 | 0.0001586 | 0.00018536 | 0.00015643 | 0.00018898 | 0.00019405 | 0.00017951 | 0.00016106
| 11 | 27 | 18 | 6.0249e-06 | 5.9091e-06 | 2.8846e-06 | 1.267e-05 | 2.2719e-05 | 5.9575e-06 | 4.3797e-06
| 11 | 27 | 19 | 0 | 0 | 0 | 0 | 0 | 0 | 0
| 11 | 27 | 20 | 0 | 0 | 0 | 0 | 0 | 0 | 0
| 11 | 27 | 21 | 0 | 0 | 0 | 0 | 0 | 0 | 0
| 11 | 27 | 22 | 0 | 0 | 0 | 0 | 0 | 0 | 0
| 11 | 27 | 23 | 0 | 0 | 0 | 0 | 0 | 0 | 0
| 11 | 27 | 24 | 0 | 0 | 0 | 0 | 0 | 0 | 0
| 11 | 28 | 1 | 0 | 0 | 0 | 0 | 0 | 0 | 0
| 11 | 28 | 2 | 0 | 0 | 0 | 0 | 0 | 0 | 0
| 11 | 28 | 3 | 0 | 0 | 0 | 0 | 0 | 0 | 0
| 11 | 28 | 4 | 0 | 0 | 0 | 0 | 0 | 0 | 0
| 11 | 28 | 5 | 0 | 0 | 0 | 0 | 0 | 0 | 0
| 11 | 28 | 6 | 0 | 0 | 0 | 0 | 0 | 0 | 0
| 11 | 28 | 7 | 0 | 0 | 0 | 0 | 0 | 0 | 0
| 11 | 28 | 8 | 5.4893e-05 | 7.2204e-05 | 6.6756e-05 | 6.5635e-05 | 4.9908e-05 | 7.2481e-05 | 6.4039e-05
| 11 | 28 | 9 | 0.00019391 | 0.00024017 | 0.00022012 | 0.0002351 | 0.00021311 | 0.00023803 | 0.00021527
| 11 | 28 | 10 | 0.00032906 | 0.00038505 | 0.00038599 | 0.00038247 | 0.00038756 | 0.00035181 | 0.00036658
| 11 | 28 | 11 | 0.00044788 | 0.00050374 | 0.00047555 | 0.0004985 | 0.00050021 | 0.0004444 | 0.00046678
| 11 | 28 | 12 | 0.00050122 | 0.00056497 | 0.00053772 | 0.00054526 | 0.00054981 | 0.00048434 | 0.00052433
| 11 | 28 | 13 | 0.00049476 | 0.00059633 | 0.00052868 | 0.00056488 | 0.00059417 | 0.00052604 | 0.00052315
| 11 | 28 | 14 | 0.0004993 | 0.00051898 | 0.00051743 | 0.00055028 | 0.0005895 | 0.00048787 | 0.00051029
| 11 | 28 | 15 | 0.00042836 | 0.00046325 | 0.00044945 | 0.0004815 | 0.00051268 | 0.00046284 | 0.00044579
| 11 | 28 | 16 | 0.00032444 | 0.00033658 | 0.00031459 | 0.00034542 | 0.00037198 | 0.0003138 | 0.0003191
| 11 | 28 | 17 | 0.0001586 | 0.00018536 | 0.00015643 | 0.00018898 | 0.00019405 | 0.00017951 | 0.00016106
| 11 | 28 | 18 | 6.0249e-06 | 5.9091e-06 | 2.8846e-06 | 1.267e-05 | 2.2719e-05 | 5.9575e-06 | 4.3797e-06
| 11 | 28 | 19 | 0 | 0 | 0 | 0 | 0 | 0 | 0
| 11 | 28 | 20 | 0 | 0 | 0 | 0 | 0 | 0 | 0
| 11 | 28 | 21 | 0 | 0 | 0 | 0 | 0 | 0 | 0
| 11 | 28 | 22 | 0 | 0 | 0 | 0 | 0 | 0 | 0
| 11 | 28 | 23 | 0 | 0 | 0 | 0 | 0 | 0 | 0
| 11 | 28 | 24 | 0 | 0 | 0 | 0 | 0 | 0 | 0
| 11 | 29 | 1 | 0 | 0 | 0 | 0 | 0 | 0 | 0
| 11 | 29 | 2 | 0 | 0 | 0 | 0 | 0 | 0 | 0
| 11 | 29 | 3 | 0 | 0 | 0 | 0 | 0 | 0 | 0
| 11 | 29 | 4 | 0 | 0 | 0 | 0 | 0 | 0 | 0
| 11 | 29 | 5 | 0 | 0 | 0 | 0 | 0 | 0 | 0
| 11 | 29 | 6 | 0 | 0 | 0 | 0 | 0 | 0 | 0
| 11 | 29 | 7 | 0 | 0 | 0 | 0 | 0 | 0 | 0
| 11 | 29 | 8 | 5.4893e-05 | 7.2204e-05 | 6.6756e-05 | 6.5635e-05 | 4.9908e-05 | 7.2481e-05 | 6.4039e-05
| 11 | 29 | 9 | 0.00019391 | 0.00024017 | 0.00022012 | 0.0002351 | 0.00021311 | 0.00023803 | 0.00021527
| 11 | 29 | 10 | 0.00032906 | 0.00038505 | 0.00038599 | 0.00038247 | 0.00038756 | 0.00035181 | 0.00036658
| 11 | 29 | 11 | 0.00044788 | 0.00050374 | 0.00047555 | 0.0004985 | 0.00050021 | 0.0004444 | 0.00046678
| 11 | 29 | 12 | 0.00050122 | 0.00056497 | 0.00053772 | 0.00054526 | 0.00054981 | 0.00048434 | 0.00052433
| 11 | 29 | 13 | 0.00049476 | 0.00059633 | 0.00052868 | 0.00056488 | 0.00059417 | 0.00052604 | 0.00052315
| 11 | 29 | 14 | 0.0004993 | 0.00051898 | 0.00051743 | 0.00055028 | 0.0005895 | 0.00048787 | 0.00051029
| 11 | 29 | 15 | 0.00042836 | 0.00046325 | 0.00044945 | 0.0004815 | 0.00051268 | 0.00046284 | 0.00044579
| 11 | 29 | 16 | 0.00032444 | 0.00033658 | 0.00031459 | 0.00034542 | 0.00037198 | 0.0003138 | 0.0003191
| 11 | 29 | 17 | 0.0001586 | 0.00018536 | 0.00015643 | 0.00018898 | 0.00019405 | 0.00017951 | 0.00016106
| 11 | 29 | 18 | 6.0249e-06 | 5.9091e-06 | 2.8846e-06 | 1.267e-05 | 2.2719e-05 | 5.9575e-06 | 4.3797e-06
| 11 | 29 | 19 | 0 | 0 | 0 | 0 | 0 | 0 | 0
| 11 | 29 | 20 | 0 | 0 | 0 | 0 | 0 | 0 | 0
| 11 | 29 | 21 | 0 | 0 | 0 | 0 | 0 | 0 | 0
| 11 | 29 | 22 | 0 | 0 | 0 | 0 | 0 | 0 | 0
| 11 | 29 | 23 | 0 | 0 | 0 | 0 | 0 | 0 | 0
| 11 | 29 | 24 | 0 | 0 | 0 | 0 | 0 | 0 | 0
| 11 | 30 | 1 | 0 | 0 | 0 | 0 | 0 | 0 | 0
| 11 | 30 | 2 | 0 | 0 | 0 | 0 | 0 | 0 | 0
| 11 | 30 | 3 | 0 | 0 | 0 | 0 | 0 | 0 | 0
| 11 | 30 | 4 | 0 | 0 | 0 | 0 | 0 | 0 | 0
| 11 | 30 | 5 | 0 | 0 | 0 | 0 | 0 | 0 | 0
| 11 | 30 | 6 | 0 | 0 | 0 | 0 | 0 | 0 | 0
| 11 | 30 | 7 | 0 | 0 | 0 | 0 | 0 | 0 | 0
| 11 | 30 | 8 | 5.4893e-05 | 7.2204e-05 | 6.6756e-05 | 6.5635e-05 | 4.9908e-05 | 7.2481e-05 | 6.4039e-05
| 11 | 30 | 9 | 0.00019391 | 0.00024017 | 0.00022012 | 0.0002351 | 0.00021311 | 0.00023803 | 0.00021527
| 11 | 30 | 10 | 0.00032906 | 0.00038505 | 0.00038599 | 0.00038247 | 0.00038756 | 0.00035181 | 0.00036658
| 11 | 30 | 11 | 0.00044788 | 0.00050374 | 0.00047555 | 0.0004985 | 0.00050021 | 0.0004444 | 0.00046678
| 11 | 30 | 12 | 0.00050122 | 0.00056497 | 0.00053772 | 0.00054526 | 0.00054981 | 0.00048434 | 0.00052433
| 11 | 30 | 13 | 0.00049476 | 0.00059633 | 0.00052868 | 0.00056488 | 0.00059417 | 0.00052604 | 0.00052315
| 11 | 30 | 14 | 0.0004993 | 0.00051898 | 0.00051743 | 0.00055028 | 0.0005895 | 0.00048787 | 0.00051029
| 11 | 30 | 15 | 0.00042836 | 0.00046325 | 0.00044945 | 0.0004815 | 0.00051268 | 0.00046284 | 0.00044579
| 11 | 30 | 16 | 0.00032444 | 0.00033658 | 0.00031459 | 0.00034542 | 0.00037198 | 0.0003138 | 0.0003191
| 11 | 30 | 17 | 0.0001586 | 0.00018536 | 0.00015643 | 0.00018898 | 0.00019405 | 0.00017951 | 0.00016106
| 11 | 30 | 18 | 6.0249e-06 | 5.9091e-06 | 2.8846e-06 | 1.267e-05 | 2.2719e-05 | 5.9575e-06 | 4.3797e-06
| 11 | 30 | 19 | 0 | 0 | 0 | 0 | 0 | 0 | 0
| 11 | 30 | 20 | 0 | 0 | 0 | 0 | 0 | 0 | 0
| 11 | 30 | 21 | 0 | 0 | 0 | 0 | 0 | 0 | 0
| 11 | 30 | 22 | 0 | 0 | 0 | 0 | 0 | 0 | 0
| 11 | 30 | 23 | 0 | 0 | 0 | 0 | 0 | 0 | 0
| 11 | 30 | 24 | 0 | 0 | 0 | 0 | 0 | 0 | 0
| 12 | 1 | 1 | 0 | 0 | 0 | 0 | 0 | 0 | 0
| 12 | 1 | 2 | 0 | 0 | 0 | 0 | 0 | 0 | 0
| 12 | 1 | 3 | 0 | 0 | 0 | 0 | 0 | 0 | 0
| 12 | 1 | 4 | 0 | 0 | 0 | 0 | 0 | 0 | 0
| 12 | 1 | 5 | 0 | 0 | 0 | 0 | 0 | 0 | 0
| 12 | 1 | 6 | 0 | 0 | 0 | 0 | 0 | 0 | 0
| 12 | 1 | 7 | 0 | 0 | 0 | 0 | 0 | 0 | 0
| 12 | 1 | 8 | 9.1112e-06 | 6.881e-06 | 1.6048e-05 | 4.7392e-06 | 7.9478e-07 | 8.1084e-06 | 1.2702e-05
| 12 | 1 | 9 | 0.00016335 | 0.00017676 | 0.00013906 | 0.00014681 | 0.0001515 | 0.00013424 | 0.00014798
| 12 | 1 | 10 | 0.00031841 | 0.00030359 | 0.00030332 | 0.00028785 | 0.00026108 | 0.0002834 | 0.0003057
| 12 | 1 | 11 | 0.00041842 | 0.00039351 | 0.00041074 | 0.00040418 | 0.00039255 | 0.00040934 | 0.0004117
| 12 | 1 | 12 | 0.000494 | 0.0004613 | 0.00041588 | 0.00047379 | 0.0004965 | 0.00046789 | 0.00044621
| 12 | 1 | 13 | 0.00052834 | 0.0005109 | 0.00049142 | 0.00054727 | 0.00055677 | 0.00051667 | 0.00050594
| 12 | 1 | 14 | 0.00048415 | 0.00052793 | 0.00046514 | 0.00053233 | 0.00052827 | 0.0005083 | 0.0004786
| 12 | 1 | 15 | 0.00042243 | 0.00042164 | 0.00041306 | 0.00044598 | 0.00045645 | 0.00044813 | 0.00041963
| 12 | 1 | 16 | 0.000328 | 0.00031369 | 0.00029412 | 0.00036272 | 0.00034479 | 0.00034446 | 0.00030987
| 12 | 1 | 17 | 0.0001715 | 0.00018093 | 0.00016595 | 0.00020213 | 0.00021142 | 0.00019776 | 0.00017153
| 12 | 1 | 18 | 6.5033e-06 | 1.4977e-06 | 2.4594e-06 | 6.91e-06 | 1.7477e-05 | 8.3607e-06 | 4.176e-06
| 12 | 1 | 19 | 0 | 0 | 0 | 0 | 0 | 0 | 0
| 12 | 1 | 20 | 0 | 0 | 0 | 0 | 0 | 0 | 0
| 12 | 1 | 21 | 0 | 0 | 0 | 0 | 0 | 0 | 0
| 12 | 1 | 22 | 0 | 0 | 0 | 0 | 0 | 0 | 0
| 12 | 1 | 23 | 0 | 0 | 0 | 0 | 0 | 0 | 0
| 12 | 1 | 24 | 0 | 0 | 0 | 0 | 0 | 0 | 0
| 12 | 2 | 1 | 0 | 0 | 0 | 0 | 0 | 0 | 0
| 12 | 2 | 2 | 0 | 0 | 0 | 0 | 0 | 0 | 0
| 12 | 2 | 3 | 0 | 0 | 0 | 0 | 0 | 0 | 0
| 12 | 2 | 4 | 0 | 0 | 0 | 0 | 0 | 0 | 0
| 12 | 2 | 5 | 0 | 0 | 0 | 0 | 0 | 0 | 0
| 12 | 2 | 6 | 0 | 0 | 0 | 0 | 0 | 0 | 0
| 12 | 2 | 7 | 0 | 0 | 0 | 0 | 0 | 0 | 0
| 12 | 2 | 8 | 9.1112e-06 | 6.881e-06 | 1.6048e-05 | 4.7392e-06 | 7.9478e-07 | 8.1084e-06 | 1.2702e-05
| 12 | 2 | 9 | 0.00016335 | 0.00017676 | 0.00013906 | 0.00014681 | 0.0001515 | 0.00013424 | 0.00014798
| 12 | 2 | 10 | 0.00031841 | 0.00030359 | 0.00030332 | 0.00028785 | 0.00026108 | 0.0002834 | 0.0003057
| 12 | 2 | 11 | 0.00041842 | 0.00039351 | 0.00041074 | 0.00040418 | 0.00039255 | 0.00040934 | 0.0004117
| 12 | 2 | 12 | 0.000494 | 0.0004613 | 0.00041588 | 0.00047379 | 0.0004965 | 0.00046789 | 0.00044621
| 12 | 2 | 13 | 0.00052834 | 0.0005109 | 0.00049142 | 0.00054727 | 0.00055677 | 0.00051667 | 0.00050594
| 12 | 2 | 14 | 0.00048415 | 0.00052793 | 0.00046514 | 0.00053233 | 0.00052827 | 0.0005083 | 0.0004786
| 12 | 2 | 15 | 0.00042243 | 0.00042164 | 0.00041306 | 0.00044598 | 0.00045645 | 0.00044813 | 0.00041963
| 12 | 2 | 16 | 0.000328 | 0.00031369 | 0.00029412 | 0.00036272 | 0.00034479 | 0.00034446 | 0.00030987
| 12 | 2 | 17 | 0.0001715 | 0.00018093 | 0.00016595 | 0.00020213 | 0.00021142 | 0.00019776 | 0.00017153
| 12 | 2 | 18 | 6.5033e-06 | 1.4977e-06 | 2.4594e-06 | 6.91e-06 | 1.7477e-05 | 8.3607e-06 | 4.176e-06
| 12 | 2 | 19 | 0 | 0 | 0 | 0 | 0 | 0 | 0
| 12 | 2 | 20 | 0 | 0 | 0 | 0 | 0 | 0 | 0
| 12 | 2 | 21 | 0 | 0 | 0 | 0 | 0 | 0 | 0
| 12 | 2 | 22 | 0 | 0 | 0 | 0 | 0 | 0 | 0
| 12 | 2 | 23 | 0 | 0 | 0 | 0 | 0 | 0 | 0
| 12 | 2 | 24 | 0 | 0 | 0 | 0 | 0 | 0 | 0
| 12 | 3 | 1 | 0 | 0 | 0 | 0 | 0 | 0 | 0
| 12 | 3 | 2 | 0 | 0 | 0 | 0 | 0 | 0 | 0
| 12 | 3 | 3 | 0 | 0 | 0 | 0 | 0 | 0 | 0
| 12 | 3 | 4 | 0 | 0 | 0 | 0 | 0 | 0 | 0
| 12 | 3 | 5 | 0 | 0 | 0 | 0 | 0 | 0 | 0
| 12 | 3 | 6 | 0 | 0 | 0 | 0 | 0 | 0 | 0
| 12 | 3 | 7 | 0 | 0 | 0 | 0 | 0 | 0 | 0
| 12 | 3 | 8 | 9.1112e-06 | 6.881e-06 | 1.6048e-05 | 4.7392e-06 | 7.9478e-07 | 8.1084e-06 | 1.2702e-05
| 12 | 3 | 9 | 0.00016335 | 0.00017676 | 0.00013906 | 0.00014681 | 0.0001515 | 0.00013424 | 0.00014798
| 12 | 3 | 10 | 0.00031841 | 0.00030359 | 0.00030332 | 0.00028785 | 0.00026108 | 0.0002834 | 0.0003057
| 12 | 3 | 11 | 0.00041842 | 0.00039351 | 0.00041074 | 0.00040418 | 0.00039255 | 0.00040934 | 0.0004117
| 12 | 3 | 12 | 0.000494 | 0.0004613 | 0.00041588 | 0.00047379 | 0.0004965 | 0.00046789 | 0.00044621
| 12 | 3 | 13 | 0.00052834 | 0.0005109 | 0.00049142 | 0.00054727 | 0.00055677 | 0.00051667 | 0.00050594
| 12 | 3 | 14 | 0.00048415 | 0.00052793 | 0.00046514 | 0.00053233 | 0.00052827 | 0.0005083 | 0.0004786
| 12 | 3 | 15 | 0.00042243 | 0.00042164 | 0.00041306 | 0.00044598 | 0.00045645 | 0.00044813 | 0.00041963
| 12 | 3 | 16 | 0.000328 | 0.00031369 | 0.00029412 | 0.00036272 | 0.00034479 | 0.00034446 | 0.00030987
| 12 | 3 | 17 | 0.0001715 | 0.00018093 | 0.00016595 | 0.00020213 | 0.00021142 | 0.00019776 | 0.00017153
| 12 | 3 | 18 | 6.5033e-06 | 1.4977e-06 | 2.4594e-06 | 6.91e-06 | 1.7477e-05 | 8.3607e-06 | 4.176e-06
| 12 | 3 | 19 | 0 | 0 | 0 | 0 | 0 | 0 | 0
| 12 | 3 | 20 | 0 | 0 | 0 | 0 | 0 | 0 | 0
| 12 | 3 | 21 | 0 | 0 | 0 | 0 | 0 | 0 | 0
| 12 | 3 | 22 | 0 | 0 | 0 | 0 | 0 | 0 | 0
| 12 | 3 | 23 | 0 | 0 | 0 | 0 | 0 | 0 | 0
| 12 | 3 | 24 | 0 | 0 | 0 | 0 | 0 | 0 | 0
| 12 | 4 | 1 | 0 | 0 | 0 | 0 | 0 | 0 | 0
| 12 | 4 | 2 | 0 | 0 | 0 | 0 | 0 | 0 | 0
| 12 | 4 | 3 | 0 | 0 | 0 | 0 | 0 | 0 | 0
| 12 | 4 | 4 | 0 | 0 | 0 | 0 | 0 | 0 | 0
| 12 | 4 | 5 | 0 | 0 | 0 | 0 | 0 | 0 | 0
| 12 | 4 | 6 | 0 | 0 | 0 | 0 | 0 | 0 | 0
| 12 | 4 | 7 | 0 | 0 | 0 | 0 | 0 | 0 | 0
| 12 | 4 | 8 | 9.1112e-06 | 6.881e-06 | 1.6048e-05 | 4.7392e-06 | 7.9478e-07 | 8.1084e-06 | 1.2702e-05
| 12 | 4 | 9 | 0.00016335 | 0.00017676 | 0.00013906 | 0.00014681 | 0.0001515 | 0.00013424 | 0.00014798
| 12 | 4 | 10 | 0.00031841 | 0.00030359 | 0.00030332 | 0.00028785 | 0.00026108 | 0.0002834 | 0.0003057
| 12 | 4 | 11 | 0.00041842 | 0.00039351 | 0.00041074 | 0.00040418 | 0.00039255 | 0.00040934 | 0.0004117
| 12 | 4 | 12 | 0.000494 | 0.0004613 | 0.00041588 | 0.00047379 | 0.0004965 | 0.00046789 | 0.00044621
| 12 | 4 | 13 | 0.00052834 | 0.0005109 | 0.00049142 | 0.00054727 | 0.00055677 | 0.00051667 | 0.00050594
| 12 | 4 | 14 | 0.00048415 | 0.00052793 | 0.00046514 | 0.00053233 | 0.00052827 | 0.0005083 | 0.0004786
| 12 | 4 | 15 | 0.00042243 | 0.00042164 | 0.00041306 | 0.00044598 | 0.00045645 | 0.00044813 | 0.00041963
| 12 | 4 | 16 | 0.000328 | 0.00031369 | 0.00029412 | 0.00036272 | 0.00034479 | 0.00034446 | 0.00030987
| 12 | 4 | 17 | 0.0001715 | 0.00018093 | 0.00016595 | 0.00020213 | 0.00021142 | 0.00019776 | 0.00017153
| 12 | 4 | 18 | 6.5033e-06 | 1.4977e-06 | 2.4594e-06 | 6.91e-06 | 1.7477e-05 | 8.3607e-06 | 4.176e-06
| 12 | 4 | 19 | 0 | 0 | 0 | 0 | 0 | 0 | 0
| 12 | 4 | 20 | 0 | 0 | 0 | 0 | 0 | 0 | 0
| 12 | 4 | 21 | 0 | 0 | 0 | 0 | 0 | 0 | 0
| 12 | 4 | 22 | 0 | 0 | 0 | 0 | 0 | 0 | 0
| 12 | 4 | 23 | 0 | 0 | 0 | 0 | 0 | 0 | 0
| 12 | 4 | 24 | 0 | 0 | 0 | 0 | 0 | 0 | 0
| 12 | 5 | 1 | 0 | 0 | 0 | 0 | 0 | 0 | 0
| 12 | 5 | 2 | 0 | 0 | 0 | 0 | 0 | 0 | 0
| 12 | 5 | 3 | 0 | 0 | 0 | 0 | 0 | 0 | 0
| 12 | 5 | 4 | 0 | 0 | 0 | 0 | 0 | 0 | 0
| 12 | 5 | 5 | 0 | 0 | 0 | 0 | 0 | 0 | 0
| 12 | 5 | 6 | 0 | 0 | 0 | 0 | 0 | 0 | 0
| 12 | 5 | 7 | 0 | 0 | 0 | 0 | 0 | 0 | 0
| 12 | 5 | 8 | 9.1112e-06 | 6.881e-06 | 1.6048e-05 | 4.7392e-06 | 7.9478e-07 | 8.1084e-06 | 1.2702e-05
| 12 | 5 | 9 | 0.00016335 | 0.00017676 | 0.00013906 | 0.00014681 | 0.0001515 | 0.00013424 | 0.00014798
| 12 | 5 | 10 | 0.00031841 | 0.00030359 | 0.00030332 | 0.00028785 | 0.00026108 | 0.0002834 | 0.0003057
| 12 | 5 | 11 | 0.00041842 | 0.00039351 | 0.00041074 | 0.00040418 | 0.00039255 | 0.00040934 | 0.0004117
| 12 | 5 | 12 | 0.000494 | 0.0004613 | 0.00041588 | 0.00047379 | 0.0004965 | 0.00046789 | 0.00044621
| 12 | 5 | 13 | 0.00052834 | 0.0005109 | 0.00049142 | 0.00054727 | 0.00055677 | 0.00051667 | 0.00050594
| 12 | 5 | 14 | 0.00048415 | 0.00052793 | 0.00046514 | 0.00053233 | 0.00052827 | 0.0005083 | 0.0004786
| 12 | 5 | 15 | 0.00042243 | 0.00042164 | 0.00041306 | 0.00044598 | 0.00045645 | 0.00044813 | 0.00041963
| 12 | 5 | 16 | 0.000328 | 0.00031369 | 0.00029412 | 0.00036272 | 0.00034479 | 0.00034446 | 0.00030987
| 12 | 5 | 17 | 0.0001715 | 0.00018093 | 0.00016595 | 0.00020213 | 0.00021142 | 0.00019776 | 0.00017153
| 12 | 5 | 18 | 6.5033e-06 | 1.4977e-06 | 2.4594e-06 | 6.91e-06 | 1.7477e-05 | 8.3607e-06 | 4.176e-06
| 12 | 5 | 19 | 0 | 0 | 0 | 0 | 0 | 0 | 0
| 12 | 5 | 20 | 0 | 0 | 0 | 0 | 0 | 0 | 0
| 12 | 5 | 21 | 0 | 0 | 0 | 0 | 0 | 0 | 0
| 12 | 5 | 22 | 0 | 0 | 0 | 0 | 0 | 0 | 0
| 12 | 5 | 23 | 0 | 0 | 0 | 0 | 0 | 0 | 0
| 12 | 5 | 24 | 0 | 0 | 0 | 0 | 0 | 0 | 0
| 12 | 6 | 1 | 0 | 0 | 0 | 0 | 0 | 0 | 0
| 12 | 6 | 2 | 0 | 0 | 0 | 0 | 0 | 0 | 0
| 12 | 6 | 3 | 0 | 0 | 0 | 0 | 0 | 0 | 0
| 12 | 6 | 4 | 0 | 0 | 0 | 0 | 0 | 0 | 0
| 12 | 6 | 5 | 0 | 0 | 0 | 0 | 0 | 0 | 0
| 12 | 6 | 6 | 0 | 0 | 0 | 0 | 0 | 0 | 0
| 12 | 6 | 7 | 0 | 0 | 0 | 0 | 0 | 0 | 0
| 12 | 6 | 8 | 9.1112e-06 | 6.881e-06 | 1.6048e-05 | 4.7392e-06 | 7.9478e-07 | 8.1084e-06 | 1.2702e-05
| 12 | 6 | 9 | 0.00016335 | 0.00017676 | 0.00013906 | 0.00014681 | 0.0001515 | 0.00013424 | 0.00014798
| 12 | 6 | 10 | 0.00031841 | 0.00030359 | 0.00030332 | 0.00028785 | 0.00026108 | 0.0002834 | 0.0003057
| 12 | 6 | 11 | 0.00041842 | 0.00039351 | 0.00041074 | 0.00040418 | 0.00039255 | 0.00040934 | 0.0004117
| 12 | 6 | 12 | 0.000494 | 0.0004613 | 0.00041588 | 0.00047379 | 0.0004965 | 0.00046789 | 0.00044621
| 12 | 6 | 13 | 0.00052834 | 0.0005109 | 0.00049142 | 0.00054727 | 0.00055677 | 0.00051667 | 0.00050594
| 12 | 6 | 14 | 0.00048415 | 0.00052793 | 0.00046514 | 0.00053233 | 0.00052827 | 0.0005083 | 0.0004786
| 12 | 6 | 15 | 0.00042243 | 0.00042164 | 0.00041306 | 0.00044598 | 0.00045645 | 0.00044813 | 0.00041963
| 12 | 6 | 16 | 0.000328 | 0.00031369 | 0.00029412 | 0.00036272 | 0.00034479 | 0.00034446 | 0.00030987
| 12 | 6 | 17 | 0.0001715 | 0.00018093 | 0.00016595 | 0.00020213 | 0.00021142 | 0.00019776 | 0.00017153
| 12 | 6 | 18 | 6.5033e-06 | 1.4977e-06 | 2.4594e-06 | 6.91e-06 | 1.7477e-05 | 8.3607e-06 | 4.176e-06
| 12 | 6 | 19 | 0 | 0 | 0 | 0 | 0 | 0 | 0
| 12 | 6 | 20 | 0 | 0 | 0 | 0 | 0 | 0 | 0
| 12 | 6 | 21 | 0 | 0 | 0 | 0 | 0 | 0 | 0
| 12 | 6 | 22 | 0 | 0 | 0 | 0 | 0 | 0 | 0
| 12 | 6 | 23 | 0 | 0 | 0 | 0 | 0 | 0 | 0
| 12 | 6 | 24 | 0 | 0 | 0 | 0 | 0 | 0 | 0
| 12 | 7 | 1 | 0 | 0 | 0 | 0 | 0 | 0 | 0
| 12 | 7 | 2 | 0 | 0 | 0 | 0 | 0 | 0 | 0
| 12 | 7 | 3 | 0 | 0 | 0 | 0 | 0 | 0 | 0
| 12 | 7 | 4 | 0 | 0 | 0 | 0 | 0 | 0 | 0
| 12 | 7 | 5 | 0 | 0 | 0 | 0 | 0 | 0 | 0
| 12 | 7 | 6 | 0 | 0 | 0 | 0 | 0 | 0 | 0
| 12 | 7 | 7 | 0 | 0 | 0 | 0 | 0 | 0 | 0
| 12 | 7 | 8 | 9.1112e-06 | 6.881e-06 | 1.6048e-05 | 4.7392e-06 | 7.9478e-07 | 8.1084e-06 | 1.2702e-05
| 12 | 7 | 9 | 0.00016335 | 0.00017676 | 0.00013906 | 0.00014681 | 0.0001515 | 0.00013424 | 0.00014798
| 12 | 7 | 10 | 0.00031841 | 0.00030359 | 0.00030332 | 0.00028785 | 0.00026108 | 0.0002834 | 0.0003057
| 12 | 7 | 11 | 0.00041842 | 0.00039351 | 0.00041074 | 0.00040418 | 0.00039255 | 0.00040934 | 0.0004117
| 12 | 7 | 12 | 0.000494 | 0.0004613 | 0.00041588 | 0.00047379 | 0.0004965 | 0.00046789 | 0.00044621
| 12 | 7 | 13 | 0.00052834 | 0.0005109 | 0.00049142 | 0.00054727 | 0.00055677 | 0.00051667 | 0.00050594
| 12 | 7 | 14 | 0.00048415 | 0.00052793 | 0.00046514 | 0.00053233 | 0.00052827 | 0.0005083 | 0.0004786
| 12 | 7 | 15 | 0.00042243 | 0.00042164 | 0.00041306 | 0.00044598 | 0.00045645 | 0.00044813 | 0.00041963
| 12 | 7 | 16 | 0.000328 | 0.00031369 | 0.00029412 | 0.00036272 | 0.00034479 | 0.00034446 | 0.00030987
| 12 | 7 | 17 | 0.0001715 | 0.00018093 | 0.00016595 | 0.00020213 | 0.00021142 | 0.00019776 | 0.00017153
| 12 | 7 | 18 | 6.5033e-06 | 1.4977e-06 | 2.4594e-06 | 6.91e-06 | 1.7477e-05 | 8.3607e-06 | 4.176e-06
| 12 | 7 | 19 | 0 | 0 | 0 | 0 | 0 | 0 | 0
| 12 | 7 | 20 | 0 | 0 | 0 | 0 | 0 | 0 | 0
| 12 | 7 | 21 | 0 | 0 | 0 | 0 | 0 | 0 | 0
| 12 | 7 | 22 | 0 | 0 | 0 | 0 | 0 | 0 | 0
| 12 | 7 | 23 | 0 | 0 | 0 | 0 | 0 | 0 | 0
| 12 | 7 | 24 | 0 | 0 | 0 | 0 | 0 | 0 | 0
| 12 | 8 | 1 | 0 | 0 | 0 | 0 | 0 | 0 | 0
| 12 | 8 | 2 | 0 | 0 | 0 | 0 | 0 | 0 | 0
| 12 | 8 | 3 | 0 | 0 | 0 | 0 | 0 | 0 | 0
| 12 | 8 | 4 | 0 | 0 | 0 | 0 | 0 | 0 | 0
| 12 | 8 | 5 | 0 | 0 | 0 | 0 | 0 | 0 | 0
| 12 | 8 | 6 | 0 | 0 | 0 | 0 | 0 | 0 | 0
| 12 | 8 | 7 | 0 | 0 | 0 | 0 | 0 | 0 | 0
| 12 | 8 | 8 | 9.1112e-06 | 6.881e-06 | 1.6048e-05 | 4.7392e-06 | 7.9478e-07 | 8.1084e-06 | 1.2702e-05
| 12 | 8 | 9 | 0.00016335 | 0.00017676 | 0.00013906 | 0.00014681 | 0.0001515 | 0.00013424 | 0.00014798
| 12 | 8 | 10 | 0.00031841 | 0.00030359 | 0.00030332 | 0.00028785 | 0.00026108 | 0.0002834 | 0.0003057
| 12 | 8 | 11 | 0.00041842 | 0.00039351 | 0.00041074 | 0.00040418 | 0.00039255 | 0.00040934 | 0.0004117
| 12 | 8 | 12 | 0.000494 | 0.0004613 | 0.00041588 | 0.00047379 | 0.0004965 | 0.00046789 | 0.00044621
| 12 | 8 | 13 | 0.00052834 | 0.0005109 | 0.00049142 | 0.00054727 | 0.00055677 | 0.00051667 | 0.00050594
| 12 | 8 | 14 | 0.00048415 | 0.00052793 | 0.00046514 | 0.00053233 | 0.00052827 | 0.0005083 | 0.0004786
| 12 | 8 | 15 | 0.00042243 | 0.00042164 | 0.00041306 | 0.00044598 | 0.00045645 | 0.00044813 | 0.00041963
| 12 | 8 | 16 | 0.000328 | 0.00031369 | 0.00029412 | 0.00036272 | 0.00034479 | 0.00034446 | 0.00030987
| 12 | 8 | 17 | 0.0001715 | 0.00018093 | 0.00016595 | 0.00020213 | 0.00021142 | 0.00019776 | 0.00017153
| 12 | 8 | 18 | 6.5033e-06 | 1.4977e-06 | 2.4594e-06 | 6.91e-06 | 1.7477e-05 | 8.3607e-06 | 4.176e-06
| 12 | 8 | 19 | 0 | 0 | 0 | 0 | 0 | 0 | 0
| 12 | 8 | 20 | 0 | 0 | 0 | 0 | 0 | 0 | 0
| 12 | 8 | 21 | 0 | 0 | 0 | 0 | 0 | 0 | 0
| 12 | 8 | 22 | 0 | 0 | 0 | 0 | 0 | 0 | 0
| 12 | 8 | 23 | 0 | 0 | 0 | 0 | 0 | 0 | 0
| 12 | 8 | 24 | 0 | 0 | 0 | 0 | 0 | 0 | 0
| 12 | 9 | 1 | 0 | 0 | 0 | 0 | 0 | 0 | 0
| 12 | 9 | 2 | 0 | 0 | 0 | 0 | 0 | 0 | 0
| 12 | 9 | 3 | 0 | 0 | 0 | 0 | 0 | 0 | 0
| 12 | 9 | 4 | 0 | 0 | 0 | 0 | 0 | 0 | 0
| 12 | 9 | 5 | 0 | 0 | 0 | 0 | 0 | 0 | 0
| 12 | 9 | 6 | 0 | 0 | 0 | 0 | 0 | 0 | 0
| 12 | 9 | 7 | 0 | 0 | 0 | 0 | 0 | 0 | 0
| 12 | 9 | 8 | 9.1112e-06 | 6.881e-06 | 1.6048e-05 | 4.7392e-06 | 7.9478e-07 | 8.1084e-06 | 1.2702e-05
| 12 | 9 | 9 | 0.00016335 | 0.00017676 | 0.00013906 | 0.00014681 | 0.0001515 | 0.00013424 | 0.00014798
| 12 | 9 | 10 | 0.00031841 | 0.00030359 | 0.00030332 | 0.00028785 | 0.00026108 | 0.0002834 | 0.0003057
| 12 | 9 | 11 | 0.00041842 | 0.00039351 | 0.00041074 | 0.00040418 | 0.00039255 | 0.00040934 | 0.0004117
| 12 | 9 | 12 | 0.000494 | 0.0004613 | 0.00041588 | 0.00047379 | 0.0004965 | 0.00046789 | 0.00044621
| 12 | 9 | 13 | 0.00052834 | 0.0005109 | 0.00049142 | 0.00054727 | 0.00055677 | 0.00051667 | 0.00050594
| 12 | 9 | 14 | 0.00048415 | 0.00052793 | 0.00046514 | 0.00053233 | 0.00052827 | 0.0005083 | 0.0004786
| 12 | 9 | 15 | 0.00042243 | 0.00042164 | 0.00041306 | 0.00044598 | 0.00045645 | 0.00044813 | 0.00041963
| 12 | 9 | 16 | 0.000328 | 0.00031369 | 0.00029412 | 0.00036272 | 0.00034479 | 0.00034446 | 0.00030987
| 12 | 9 | 17 | 0.0001715 | 0.00018093 | 0.00016595 | 0.00020213 | 0.00021142 | 0.00019776 | 0.00017153
| 12 | 9 | 18 | 6.5033e-06 | 1.4977e-06 | 2.4594e-06 | 6.91e-06 | 1.7477e-05 | 8.3607e-06 | 4.176e-06
| 12 | 9 | 19 | 0 | 0 | 0 | 0 | 0 | 0 | 0
| 12 | 9 | 20 | 0 | 0 | 0 | 0 | 0 | 0 | 0
| 12 | 9 | 21 | 0 | 0 | 0 | 0 | 0 | 0 | 0
| 12 | 9 | 22 | 0 | 0 | 0 | 0 | 0 | 0 | 0
| 12 | 9 | 23 | 0 | 0 | 0 | 0 | 0 | 0 | 0
| 12 | 9 | 24 | 0 | 0 | 0 | 0 | 0 | 0 | 0
| 12 | 10 | 1 | 0 | 0 | 0 | 0 | 0 | 0 | 0
| 12 | 10 | 2 | 0 | 0 | 0 | 0 | 0 | 0 | 0
| 12 | 10 | 3 | 0 | 0 | 0 | 0 | 0 | 0 | 0
| 12 | 10 | 4 | 0 | 0 | 0 | 0 | 0 | 0 | 0
| 12 | 10 | 5 | 0 | 0 | 0 | 0 | 0 | 0 | 0
| 12 | 10 | 6 | 0 | 0 | 0 | 0 | 0 | 0 | 0
| 12 | 10 | 7 | 0 | 0 | 0 | 0 | 0 | 0 | 0
| 12 | 10 | 8 | 9.1112e-06 | 6.881e-06 | 1.6048e-05 | 4.7392e-06 | 7.9478e-07 | 8.1084e-06 | 1.2702e-05
| 12 | 10 | 9 | 0.00016335 | 0.00017676 | 0.00013906 | 0.00014681 | 0.0001515 | 0.00013424 | 0.00014798
| 12 | 10 | 10 | 0.00031841 | 0.00030359 | 0.00030332 | 0.00028785 | 0.00026108 | 0.0002834 | 0.0003057
| 12 | 10 | 11 | 0.00041842 | 0.00039351 | 0.00041074 | 0.00040418 | 0.00039255 | 0.00040934 | 0.0004117
| 12 | 10 | 12 | 0.000494 | 0.0004613 | 0.00041588 | 0.00047379 | 0.0004965 | 0.00046789 | 0.00044621
| 12 | 10 | 13 | 0.00052834 | 0.0005109 | 0.00049142 | 0.00054727 | 0.00055677 | 0.00051667 | 0.00050594
| 12 | 10 | 14 | 0.00048415 | 0.00052793 | 0.00046514 | 0.00053233 | 0.00052827 | 0.0005083 | 0.0004786
| 12 | 10 | 15 | 0.00042243 | 0.00042164 | 0.00041306 | 0.00044598 | 0.00045645 | 0.00044813 | 0.00041963
| 12 | 10 | 16 | 0.000328 | 0.00031369 | 0.00029412 | 0.00036272 | 0.00034479 | 0.00034446 | 0.00030987
| 12 | 10 | 17 | 0.0001715 | 0.00018093 | 0.00016595 | 0.00020213 | 0.00021142 | 0.00019776 | 0.00017153
| 12 | 10 | 18 | 6.5033e-06 | 1.4977e-06 | 2.4594e-06 | 6.91e-06 | 1.7477e-05 | 8.3607e-06 | 4.176e-06
| 12 | 10 | 19 | 0 | 0 | 0 | 0 | 0 | 0 | 0
| 12 | 10 | 20 | 0 | 0 | 0 | 0 | 0 | 0 | 0
| 12 | 10 | 21 | 0 | 0 | 0 | 0 | 0 | 0 | 0
| 12 | 10 | 22 | 0 | 0 | 0 | 0 | 0 | 0 | 0
| 12 | 10 | 23 | 0 | 0 | 0 | 0 | 0 | 0 | 0
| 12 | 10 | 24 | 0 | 0 | 0 | 0 | 0 | 0 | 0
| 12 | 11 | 1 | 0 | 0 | 0 | 0 | 0 | 0 | 0
| 12 | 11 | 2 | 0 | 0 | 0 | 0 | 0 | 0 | 0
| 12 | 11 | 3 | 0 | 0 | 0 | 0 | 0 | 0 | 0
| 12 | 11 | 4 | 0 | 0 | 0 | 0 | 0 | 0 | 0
| 12 | 11 | 5 | 0 | 0 | 0 | 0 | 0 | 0 | 0
| 12 | 11 | 6 | 0 | 0 | 0 | 0 | 0 | 0 | 0
| 12 | 11 | 7 | 0 | 0 | 0 | 0 | 0 | 0 | 0
| 12 | 11 | 8 | 9.1112e-06 | 6.881e-06 | 1.6048e-05 | 4.7392e-06 | 7.9478e-07 | 8.1084e-06 | 1.2702e-05
| 12 | 11 | 9 | 0.00016335 | 0.00017676 | 0.00013906 | 0.00014681 | 0.0001515 | 0.00013424 | 0.00014798
| 12 | 11 | 10 | 0.00031841 | 0.00030359 | 0.00030332 | 0.00028785 | 0.00026108 | 0.0002834 | 0.0003057
| 12 | 11 | 11 | 0.00041842 | 0.00039351 | 0.00041074 | 0.00040418 | 0.00039255 | 0.00040934 | 0.0004117
| 12 | 11 | 12 | 0.000494 | 0.0004613 | 0.00041588 | 0.00047379 | 0.0004965 | 0.00046789 | 0.00044621
| 12 | 11 | 13 | 0.00052834 | 0.0005109 | 0.00049142 | 0.00054727 | 0.00055677 | 0.00051667 | 0.00050594
| 12 | 11 | 14 | 0.00048415 | 0.00052793 | 0.00046514 | 0.00053233 | 0.00052827 | 0.0005083 | 0.0004786
| 12 | 11 | 15 | 0.00042243 | 0.00042164 | 0.00041306 | 0.00044598 | 0.00045645 | 0.00044813 | 0.00041963
| 12 | 11 | 16 | 0.000328 | 0.00031369 | 0.00029412 | 0.00036272 | 0.00034479 | 0.00034446 | 0.00030987
| 12 | 11 | 17 | 0.0001715 | 0.00018093 | 0.00016595 | 0.00020213 | 0.00021142 | 0.00019776 | 0.00017153
| 12 | 11 | 18 | 6.5033e-06 | 1.4977e-06 | 2.4594e-06 | 6.91e-06 | 1.7477e-05 | 8.3607e-06 | 4.176e-06
| 12 | 11 | 19 | 0 | 0 | 0 | 0 | 0 | 0 | 0
| 12 | 11 | 20 | 0 | 0 | 0 | 0 | 0 | 0 | 0
| 12 | 11 | 21 | 0 | 0 | 0 | 0 | 0 | 0 | 0
| 12 | 11 | 22 | 0 | 0 | 0 | 0 | 0 | 0 | 0
| 12 | 11 | 23 | 0 | 0 | 0 | 0 | 0 | 0 | 0
| 12 | 11 | 24 | 0 | 0 | 0 | 0 | 0 | 0 | 0
| 12 | 12 | 1 | 0 | 0 | 0 | 0 | 0 | 0 | 0
| 12 | 12 | 2 | 0 | 0 | 0 | 0 | 0 | 0 | 0
| 12 | 12 | 3 | 0 | 0 | 0 | 0 | 0 | 0 | 0
| 12 | 12 | 4 | 0 | 0 | 0 | 0 | 0 | 0 | 0
| 12 | 12 | 5 | 0 | 0 | 0 | 0 | 0 | 0 | 0
| 12 | 12 | 6 | 0 | 0 | 0 | 0 | 0 | 0 | 0
| 12 | 12 | 7 | 0 | 0 | 0 | 0 | 0 | 0 | 0
| 12 | 12 | 8 | 9.1112e-06 | 6.881e-06 | 1.6048e-05 | 4.7392e-06 | 7.9478e-07 | 8.1084e-06 | 1.2702e-05
| 12 | 12 | 9 | 0.00016335 | 0.00017676 | 0.00013906 | 0.00014681 | 0.0001515 | 0.00013424 | 0.00014798
| 12 | 12 | 10 | 0.00031841 | 0.00030359 | 0.00030332 | 0.00028785 | 0.00026108 | 0.0002834 | 0.0003057
| 12 | 12 | 11 | 0.00041842 | 0.00039351 | 0.00041074 | 0.00040418 | 0.00039255 | 0.00040934 | 0.0004117
| 12 | 12 | 12 | 0.000494 | 0.0004613 | 0.00041588 | 0.00047379 | 0.0004965 | 0.00046789 | 0.00044621
| 12 | 12 | 13 | 0.00052834 | 0.0005109 | 0.00049142 | 0.00054727 | 0.00055677 | 0.00051667 | 0.00050594
| 12 | 12 | 14 | 0.00048415 | 0.00052793 | 0.00046514 | 0.00053233 | 0.00052827 | 0.0005083 | 0.0004786
| 12 | 12 | 15 | 0.00042243 | 0.00042164 | 0.00041306 | 0.00044598 | 0.00045645 | 0.00044813 | 0.00041963
| 12 | 12 | 16 | 0.000328 | 0.00031369 | 0.00029412 | 0.00036272 | 0.00034479 | 0.00034446 | 0.00030987
| 12 | 12 | 17 | 0.0001715 | 0.00018093 | 0.00016595 | 0.00020213 | 0.00021142 | 0.00019776 | 0.00017153
| 12 | 12 | 18 | 6.5033e-06 | 1.4977e-06 | 2.4594e-06 | 6.91e-06 | 1.7477e-05 | 8.3607e-06 | 4.176e-06
| 12 | 12 | 19 | 0 | 0 | 0 | 0 | 0 | 0 | 0
| 12 | 12 | 20 | 0 | 0 | 0 | 0 | 0 | 0 | 0
| 12 | 12 | 21 | 0 | 0 | 0 | 0 | 0 | 0 | 0
| 12 | 12 | 22 | 0 | 0 | 0 | 0 | 0 | 0 | 0
| 12 | 12 | 23 | 0 | 0 | 0 | 0 | 0 | 0 | 0
| 12 | 12 | 24 | 0 | 0 | 0 | 0 | 0 | 0 | 0
| 12 | 13 | 1 | 0 | 0 | 0 | 0 | 0 | 0 | 0
| 12 | 13 | 2 | 0 | 0 | 0 | 0 | 0 | 0 | 0
| 12 | 13 | 3 | 0 | 0 | 0 | 0 | 0 | 0 | 0
| 12 | 13 | 4 | 0 | 0 | 0 | 0 | 0 | 0 | 0
| 12 | 13 | 5 | 0 | 0 | 0 | 0 | 0 | 0 | 0
| 12 | 13 | 6 | 0 | 0 | 0 | 0 | 0 | 0 | 0
| 12 | 13 | 7 | 0 | 0 | 0 | 0 | 0 | 0 | 0
| 12 | 13 | 8 | 9.1112e-06 | 6.881e-06 | 1.6048e-05 | 4.7392e-06 | 7.9478e-07 | 8.1084e-06 | 1.2702e-05
| 12 | 13 | 9 | 0.00016335 | 0.00017676 | 0.00013906 | 0.00014681 | 0.0001515 | 0.00013424 | 0.00014798
| 12 | 13 | 10 | 0.00031841 | 0.00030359 | 0.00030332 | 0.00028785 | 0.00026108 | 0.0002834 | 0.0003057
| 12 | 13 | 11 | 0.00041842 | 0.00039351 | 0.00041074 | 0.00040418 | 0.00039255 | 0.00040934 | 0.0004117
| 12 | 13 | 12 | 0.000494 | 0.0004613 | 0.00041588 | 0.00047379 | 0.0004965 | 0.00046789 | 0.00044621
| 12 | 13 | 13 | 0.00052834 | 0.0005109 | 0.00049142 | 0.00054727 | 0.00055677 | 0.00051667 | 0.00050594
| 12 | 13 | 14 | 0.00048415 | 0.00052793 | 0.00046514 | 0.00053233 | 0.00052827 | 0.0005083 | 0.0004786
| 12 | 13 | 15 | 0.00042243 | 0.00042164 | 0.00041306 | 0.00044598 | 0.00045645 | 0.00044813 | 0.00041963
| 12 | 13 | 16 | 0.000328 | 0.00031369 | 0.00029412 | 0.00036272 | 0.00034479 | 0.00034446 | 0.00030987
| 12 | 13 | 17 | 0.0001715 | 0.00018093 | 0.00016595 | 0.00020213 | 0.00021142 | 0.00019776 | 0.00017153
| 12 | 13 | 18 | 6.5033e-06 | 1.4977e-06 | 2.4594e-06 | 6.91e-06 | 1.7477e-05 | 8.3607e-06 | 4.176e-06
| 12 | 13 | 19 | 0 | 0 | 0 | 0 | 0 | 0 | 0
| 12 | 13 | 20 | 0 | 0 | 0 | 0 | 0 | 0 | 0
| 12 | 13 | 21 | 0 | 0 | 0 | 0 | 0 | 0 | 0
| 12 | 13 | 22 | 0 | 0 | 0 | 0 | 0 | 0 | 0
| 12 | 13 | 23 | 0 | 0 | 0 | 0 | 0 | 0 | 0
| 12 | 13 | 24 | 0 | 0 | 0 | 0 | 0 | 0 | 0
| 12 | 14 | 1 | 0 | 0 | 0 | 0 | 0 | 0 | 0
| 12 | 14 | 2 | 0 | 0 | 0 | 0 | 0 | 0 | 0
| 12 | 14 | 3 | 0 | 0 | 0 | 0 | 0 | 0 | 0
| 12 | 14 | 4 | 0 | 0 | 0 | 0 | 0 | 0 | 0
| 12 | 14 | 5 | 0 | 0 | 0 | 0 | 0 | 0 | 0
| 12 | 14 | 6 | 0 | 0 | 0 | 0 | 0 | 0 | 0
| 12 | 14 | 7 | 0 | 0 | 0 | 0 | 0 | 0 | 0
| 12 | 14 | 8 | 9.1112e-06 | 6.881e-06 | 1.6048e-05 | 4.7392e-06 | 7.9478e-07 | 8.1084e-06 | 1.2702e-05
| 12 | 14 | 9 | 0.00016335 | 0.00017676 | 0.00013906 | 0.00014681 | 0.0001515 | 0.00013424 | 0.00014798
| 12 | 14 | 10 | 0.00031841 | 0.00030359 | 0.00030332 | 0.00028785 | 0.00026108 | 0.0002834 | 0.0003057
| 12 | 14 | 11 | 0.00041842 | 0.00039351 | 0.00041074 | 0.00040418 | 0.00039255 | 0.00040934 | 0.0004117
| 12 | 14 | 12 | 0.000494 | 0.0004613 | 0.00041588 | 0.00047379 | 0.0004965 | 0.00046789 | 0.00044621
| 12 | 14 | 13 | 0.00052834 | 0.0005109 | 0.00049142 | 0.00054727 | 0.00055677 | 0.00051667 | 0.00050594
| 12 | 14 | 14 | 0.00048415 | 0.00052793 | 0.00046514 | 0.00053233 | 0.00052827 | 0.0005083 | 0.0004786
| 12 | 14 | 15 | 0.00042243 | 0.00042164 | 0.00041306 | 0.00044598 | 0.00045645 | 0.00044813 | 0.00041963
| 12 | 14 | 16 | 0.000328 | 0.00031369 | 0.00029412 | 0.00036272 | 0.00034479 | 0.00034446 | 0.00030987
| 12 | 14 | 17 | 0.0001715 | 0.00018093 | 0.00016595 | 0.00020213 | 0.00021142 | 0.00019776 | 0.00017153
| 12 | 14 | 18 | 6.5033e-06 | 1.4977e-06 | 2.4594e-06 | 6.91e-06 | 1.7477e-05 | 8.3607e-06 | 4.176e-06
| 12 | 14 | 19 | 0 | 0 | 0 | 0 | 0 | 0 | 0
| 12 | 14 | 20 | 0 | 0 | 0 | 0 | 0 | 0 | 0
| 12 | 14 | 21 | 0 | 0 | 0 | 0 | 0 | 0 | 0
| 12 | 14 | 22 | 0 | 0 | 0 | 0 | 0 | 0 | 0
| 12 | 14 | 23 | 0 | 0 | 0 | 0 | 0 | 0 | 0
| 12 | 14 | 24 | 0 | 0 | 0 | 0 | 0 | 0 | 0
| 12 | 15 | 1 | 0 | 0 | 0 | 0 | 0 | 0 | 0
| 12 | 15 | 2 | 0 | 0 | 0 | 0 | 0 | 0 | 0
| 12 | 15 | 3 | 0 | 0 | 0 | 0 | 0 | 0 | 0
| 12 | 15 | 4 | 0 | 0 | 0 | 0 | 0 | 0 | 0
| 12 | 15 | 5 | 0 | 0 | 0 | 0 | 0 | 0 | 0
| 12 | 15 | 6 | 0 | 0 | 0 | 0 | 0 | 0 | 0
| 12 | 15 | 7 | 0 | 0 | 0 | 0 | 0 | 0 | 0
| 12 | 15 | 8 | 9.1112e-06 | 6.881e-06 | 1.6048e-05 | 4.7392e-06 | 7.9478e-07 | 8.1084e-06 | 1.2702e-05
| 12 | 15 | 9 | 0.00016335 | 0.00017676 | 0.00013906 | 0.00014681 | 0.0001515 | 0.00013424 | 0.00014798
| 12 | 15 | 10 | 0.00031841 | 0.00030359 | 0.00030332 | 0.00028785 | 0.00026108 | 0.0002834 | 0.0003057
| 12 | 15 | 11 | 0.00041842 | 0.00039351 | 0.00041074 | 0.00040418 | 0.00039255 | 0.00040934 | 0.0004117
| 12 | 15 | 12 | 0.000494 | 0.0004613 | 0.00041588 | 0.00047379 | 0.0004965 | 0.00046789 | 0.00044621
| 12 | 15 | 13 | 0.00052834 | 0.0005109 | 0.00049142 | 0.00054727 | 0.00055677 | 0.00051667 | 0.00050594
| 12 | 15 | 14 | 0.00048415 | 0.00052793 | 0.00046514 | 0.00053233 | 0.00052827 | 0.0005083 | 0.0004786
| 12 | 15 | 15 | 0.00042243 | 0.00042164 | 0.00041306 | 0.00044598 | 0.00045645 | 0.00044813 | 0.00041963
| 12 | 15 | 16 | 0.000328 | 0.00031369 | 0.00029412 | 0.00036272 | 0.00034479 | 0.00034446 | 0.00030987
| 12 | 15 | 17 | 0.0001715 | 0.00018093 | 0.00016595 | 0.00020213 | 0.00021142 | 0.00019776 | 0.00017153
| 12 | 15 | 18 | 6.5033e-06 | 1.4977e-06 | 2.4594e-06 | 6.91e-06 | 1.7477e-05 | 8.3607e-06 | 4.176e-06
| 12 | 15 | 19 | 0 | 0 | 0 | 0 | 0 | 0 | 0
| 12 | 15 | 20 | 0 | 0 | 0 | 0 | 0 | 0 | 0
| 12 | 15 | 21 | 0 | 0 | 0 | 0 | 0 | 0 | 0
| 12 | 15 | 22 | 0 | 0 | 0 | 0 | 0 | 0 | 0
| 12 | 15 | 23 | 0 | 0 | 0 | 0 | 0 | 0 | 0
| 12 | 15 | 24 | 0 | 0 | 0 | 0 | 0 | 0 | 0
| 12 | 16 | 1 | 0 | 0 | 0 | 0 | 0 | 0 | 0
| 12 | 16 | 2 | 0 | 0 | 0 | 0 | 0 | 0 | 0
| 12 | 16 | 3 | 0 | 0 | 0 | 0 | 0 | 0 | 0
| 12 | 16 | 4 | 0 | 0 | 0 | 0 | 0 | 0 | 0
| 12 | 16 | 5 | 0 | 0 | 0 | 0 | 0 | 0 | 0
| 12 | 16 | 6 | 0 | 0 | 0 | 0 | 0 | 0 | 0
| 12 | 16 | 7 | 0 | 0 | 0 | 0 | 0 | 0 | 0
| 12 | 16 | 8 | 9.1112e-06 | 6.881e-06 | 1.6048e-05 | 4.7392e-06 | 7.9478e-07 | 8.1084e-06 | 1.2702e-05
| 12 | 16 | 9 | 0.00016335 | 0.00017676 | 0.00013906 | 0.00014681 | 0.0001515 | 0.00013424 | 0.00014798
| 12 | 16 | 10 | 0.00031841 | 0.00030359 | 0.00030332 | 0.00028785 | 0.00026108 | 0.0002834 | 0.0003057
| 12 | 16 | 11 | 0.00041842 | 0.00039351 | 0.00041074 | 0.00040418 | 0.00039255 | 0.00040934 | 0.0004117
| 12 | 16 | 12 | 0.000494 | 0.0004613 | 0.00041588 | 0.00047379 | 0.0004965 | 0.00046789 | 0.00044621
| 12 | 16 | 13 | 0.00052834 | 0.0005109 | 0.00049142 | 0.00054727 | 0.00055677 | 0.00051667 | 0.00050594
| 12 | 16 | 14 | 0.00048415 | 0.00052793 | 0.00046514 | 0.00053233 | 0.00052827 | 0.0005083 | 0.0004786
| 12 | 16 | 15 | 0.00042243 | 0.00042164 | 0.00041306 | 0.00044598 | 0.00045645 | 0.00044813 | 0.00041963
| 12 | 16 | 16 | 0.000328 | 0.00031369 | 0.00029412 | 0.00036272 | 0.00034479 | 0.00034446 | 0.00030987
| 12 | 16 | 17 | 0.0001715 | 0.00018093 | 0.00016595 | 0.00020213 | 0.00021142 | 0.00019776 | 0.00017153
| 12 | 16 | 18 | 6.5033e-06 | 1.4977e-06 | 2.4594e-06 | 6.91e-06 | 1.7477e-05 | 8.3607e-06 | 4.176e-06
| 12 | 16 | 19 | 0 | 0 | 0 | 0 | 0 | 0 | 0
| 12 | 16 | 20 | 0 | 0 | 0 | 0 | 0 | 0 | 0
| 12 | 16 | 21 | 0 | 0 | 0 | 0 | 0 | 0 | 0
| 12 | 16 | 22 | 0 | 0 | 0 | 0 | 0 | 0 | 0
| 12 | 16 | 23 | 0 | 0 | 0 | 0 | 0 | 0 | 0
| 12 | 16 | 24 | 0 | 0 | 0 | 0 | 0 | 0 | 0
| 12 | 17 | 1 | 0 | 0 | 0 | 0 | 0 | 0 | 0
| 12 | 17 | 2 | 0 | 0 | 0 | 0 | 0 | 0 | 0
| 12 | 17 | 3 | 0 | 0 | 0 | 0 | 0 | 0 | 0
| 12 | 17 | 4 | 0 | 0 | 0 | 0 | 0 | 0 | 0
| 12 | 17 | 5 | 0 | 0 | 0 | 0 | 0 | 0 | 0
| 12 | 17 | 6 | 0 | 0 | 0 | 0 | 0 | 0 | 0
| 12 | 17 | 7 | 0 | 0 | 0 | 0 | 0 | 0 | 0
| 12 | 17 | 8 | 9.1112e-06 | 6.881e-06 | 1.6048e-05 | 4.7392e-06 | 7.9478e-07 | 8.1084e-06 | 1.2702e-05
| 12 | 17 | 9 | 0.00016335 | 0.00017676 | 0.00013906 | 0.00014681 | 0.0001515 | 0.00013424 | 0.00014798
| 12 | 17 | 10 | 0.00031841 | 0.00030359 | 0.00030332 | 0.00028785 | 0.00026108 | 0.0002834 | 0.0003057
| 12 | 17 | 11 | 0.00041842 | 0.00039351 | 0.00041074 | 0.00040418 | 0.00039255 | 0.00040934 | 0.0004117
| 12 | 17 | 12 | 0.000494 | 0.0004613 | 0.00041588 | 0.00047379 | 0.0004965 | 0.00046789 | 0.00044621
| 12 | 17 | 13 | 0.00052834 | 0.0005109 | 0.00049142 | 0.00054727 | 0.00055677 | 0.00051667 | 0.00050594
| 12 | 17 | 14 | 0.00048415 | 0.00052793 | 0.00046514 | 0.00053233 | 0.00052827 | 0.0005083 | 0.0004786
| 12 | 17 | 15 | 0.00042243 | 0.00042164 | 0.00041306 | 0.00044598 | 0.00045645 | 0.00044813 | 0.00041963
| 12 | 17 | 16 | 0.000328 | 0.00031369 | 0.00029412 | 0.00036272 | 0.00034479 | 0.00034446 | 0.00030987
| 12 | 17 | 17 | 0.0001715 | 0.00018093 | 0.00016595 | 0.00020213 | 0.00021142 | 0.00019776 | 0.00017153
| 12 | 17 | 18 | 6.5033e-06 | 1.4977e-06 | 2.4594e-06 | 6.91e-06 | 1.7477e-05 | 8.3607e-06 | 4.176e-06
| 12 | 17 | 19 | 0 | 0 | 0 | 0 | 0 | 0 | 0
| 12 | 17 | 20 | 0 | 0 | 0 | 0 | 0 | 0 | 0
| 12 | 17 | 21 | 0 | 0 | 0 | 0 | 0 | 0 | 0
| 12 | 17 | 22 | 0 | 0 | 0 | 0 | 0 | 0 | 0
| 12 | 17 | 23 | 0 | 0 | 0 | 0 | 0 | 0 | 0
| 12 | 17 | 24 | 0 | 0 | 0 | 0 | 0 | 0 | 0
| 12 | 18 | 1 | 0 | 0 | 0 | 0 | 0 | 0 | 0
| 12 | 18 | 2 | 0 | 0 | 0 | 0 | 0 | 0 | 0
| 12 | 18 | 3 | 0 | 0 | 0 | 0 | 0 | 0 | 0
| 12 | 18 | 4 | 0 | 0 | 0 | 0 | 0 | 0 | 0
| 12 | 18 | 5 | 0 | 0 | 0 | 0 | 0 | 0 | 0
| 12 | 18 | 6 | 0 | 0 | 0 | 0 | 0 | 0 | 0
| 12 | 18 | 7 | 0 | 0 | 0 | 0 | 0 | 0 | 0
| 12 | 18 | 8 | 9.1112e-06 | 6.881e-06 | 1.6048e-05 | 4.7392e-06 | 7.9478e-07 | 8.1084e-06 | 1.2702e-05
| 12 | 18 | 9 | 0.00016335 | 0.00017676 | 0.00013906 | 0.00014681 | 0.0001515 | 0.00013424 | 0.00014798
| 12 | 18 | 10 | 0.00031841 | 0.00030359 | 0.00030332 | 0.00028785 | 0.00026108 | 0.0002834 | 0.0003057
| 12 | 18 | 11 | 0.00041842 | 0.00039351 | 0.00041074 | 0.00040418 | 0.00039255 | 0.00040934 | 0.0004117
| 12 | 18 | 12 | 0.000494 | 0.0004613 | 0.00041588 | 0.00047379 | 0.0004965 | 0.00046789 | 0.00044621
| 12 | 18 | 13 | 0.00052834 | 0.0005109 | 0.00049142 | 0.00054727 | 0.00055677 | 0.00051667 | 0.00050594
| 12 | 18 | 14 | 0.00048415 | 0.00052793 | 0.00046514 | 0.00053233 | 0.00052827 | 0.0005083 | 0.0004786
| 12 | 18 | 15 | 0.00042243 | 0.00042164 | 0.00041306 | 0.00044598 | 0.00045645 | 0.00044813 | 0.00041963
| 12 | 18 | 16 | 0.000328 | 0.00031369 | 0.00029412 | 0.00036272 | 0.00034479 | 0.00034446 | 0.00030987
| 12 | 18 | 17 | 0.0001715 | 0.00018093 | 0.00016595 | 0.00020213 | 0.00021142 | 0.00019776 | 0.00017153
| 12 | 18 | 18 | 6.5033e-06 | 1.4977e-06 | 2.4594e-06 | 6.91e-06 | 1.7477e-05 | 8.3607e-06 | 4.176e-06
| 12 | 18 | 19 | 0 | 0 | 0 | 0 | 0 | 0 | 0
| 12 | 18 | 20 | 0 | 0 | 0 | 0 | 0 | 0 | 0
| 12 | 18 | 21 | 0 | 0 | 0 | 0 | 0 | 0 | 0
| 12 | 18 | 22 | 0 | 0 | 0 | 0 | 0 | 0 | 0
| 12 | 18 | 23 | 0 | 0 | 0 | 0 | 0 | 0 | 0
| 12 | 18 | 24 | 0 | 0 | 0 | 0 | 0 | 0 | 0
| 12 | 19 | 1 | 0 | 0 | 0 | 0 | 0 | 0 | 0
| 12 | 19 | 2 | 0 | 0 | 0 | 0 | 0 | 0 | 0
| 12 | 19 | 3 | 0 | 0 | 0 | 0 | 0 | 0 | 0
| 12 | 19 | 4 | 0 | 0 | 0 | 0 | 0 | 0 | 0
| 12 | 19 | 5 | 0 | 0 | 0 | 0 | 0 | 0 | 0
| 12 | 19 | 6 | 0 | 0 | 0 | 0 | 0 | 0 | 0
| 12 | 19 | 7 | 0 | 0 | 0 | 0 | 0 | 0 | 0
| 12 | 19 | 8 | 9.1112e-06 | 6.881e-06 | 1.6048e-05 | 4.7392e-06 | 7.9478e-07 | 8.1084e-06 | 1.2702e-05
| 12 | 19 | 9 | 0.00016335 | 0.00017676 | 0.00013906 | 0.00014681 | 0.0001515 | 0.00013424 | 0.00014798
| 12 | 19 | 10 | 0.00031841 | 0.00030359 | 0.00030332 | 0.00028785 | 0.00026108 | 0.0002834 | 0.0003057
| 12 | 19 | 11 | 0.00041842 | 0.00039351 | 0.00041074 | 0.00040418 | 0.00039255 | 0.00040934 | 0.0004117
| 12 | 19 | 12 | 0.000494 | 0.0004613 | 0.00041588 | 0.00047379 | 0.0004965 | 0.00046789 | 0.00044621
| 12 | 19 | 13 | 0.00052834 | 0.0005109 | 0.00049142 | 0.00054727 | 0.00055677 | 0.00051667 | 0.00050594
| 12 | 19 | 14 | 0.00048415 | 0.00052793 | 0.00046514 | 0.00053233 | 0.00052827 | 0.0005083 | 0.0004786
| 12 | 19 | 15 | 0.00042243 | 0.00042164 | 0.00041306 | 0.00044598 | 0.00045645 | 0.00044813 | 0.00041963
| 12 | 19 | 16 | 0.000328 | 0.00031369 | 0.00029412 | 0.00036272 | 0.00034479 | 0.00034446 | 0.00030987
| 12 | 19 | 17 | 0.0001715 | 0.00018093 | 0.00016595 | 0.00020213 | 0.00021142 | 0.00019776 | 0.00017153
| 12 | 19 | 18 | 6.5033e-06 | 1.4977e-06 | 2.4594e-06 | 6.91e-06 | 1.7477e-05 | 8.3607e-06 | 4.176e-06
| 12 | 19 | 19 | 0 | 0 | 0 | 0 | 0 | 0 | 0
| 12 | 19 | 20 | 0 | 0 | 0 | 0 | 0 | 0 | 0
| 12 | 19 | 21 | 0 | 0 | 0 | 0 | 0 | 0 | 0
| 12 | 19 | 22 | 0 | 0 | 0 | 0 | 0 | 0 | 0
| 12 | 19 | 23 | 0 | 0 | 0 | 0 | 0 | 0 | 0
| 12 | 19 | 24 | 0 | 0 | 0 | 0 | 0 | 0 | 0
| 12 | 20 | 1 | 0 | 0 | 0 | 0 | 0 | 0 | 0
| 12 | 20 | 2 | 0 | 0 | 0 | 0 | 0 | 0 | 0
| 12 | 20 | 3 | 0 | 0 | 0 | 0 | 0 | 0 | 0
| 12 | 20 | 4 | 0 | 0 | 0 | 0 | 0 | 0 | 0
| 12 | 20 | 5 | 0 | 0 | 0 | 0 | 0 | 0 | 0
| 12 | 20 | 6 | 0 | 0 | 0 | 0 | 0 | 0 | 0
| 12 | 20 | 7 | 0 | 0 | 0 | 0 | 0 | 0 | 0
| 12 | 20 | 8 | 9.1112e-06 | 6.881e-06 | 1.6048e-05 | 4.7392e-06 | 7.9478e-07 | 8.1084e-06 | 1.2702e-05
| 12 | 20 | 9 | 0.00016335 | 0.00017676 | 0.00013906 | 0.00014681 | 0.0001515 | 0.00013424 | 0.00014798
| 12 | 20 | 10 | 0.00031841 | 0.00030359 | 0.00030332 | 0.00028785 | 0.00026108 | 0.0002834 | 0.0003057
| 12 | 20 | 11 | 0.00041842 | 0.00039351 | 0.00041074 | 0.00040418 | 0.00039255 | 0.00040934 | 0.0004117
| 12 | 20 | 12 | 0.000494 | 0.0004613 | 0.00041588 | 0.00047379 | 0.0004965 | 0.00046789 | 0.00044621
| 12 | 20 | 13 | 0.00052834 | 0.0005109 | 0.00049142 | 0.00054727 | 0.00055677 | 0.00051667 | 0.00050594
| 12 | 20 | 14 | 0.00048415 | 0.00052793 | 0.00046514 | 0.00053233 | 0.00052827 | 0.0005083 | 0.0004786
| 12 | 20 | 15 | 0.00042243 | 0.00042164 | 0.00041306 | 0.00044598 | 0.00045645 | 0.00044813 | 0.00041963
| 12 | 20 | 16 | 0.000328 | 0.00031369 | 0.00029412 | 0.00036272 | 0.00034479 | 0.00034446 | 0.00030987
| 12 | 20 | 17 | 0.0001715 | 0.00018093 | 0.00016595 | 0.00020213 | 0.00021142 | 0.00019776 | 0.00017153
| 12 | 20 | 18 | 6.5033e-06 | 1.4977e-06 | 2.4594e-06 | 6.91e-06 | 1.7477e-05 | 8.3607e-06 | 4.176e-06
| 12 | 20 | 19 | 0 | 0 | 0 | 0 | 0 | 0 | 0
| 12 | 20 | 20 | 0 | 0 | 0 | 0 | 0 | 0 | 0
| 12 | 20 | 21 | 0 | 0 | 0 | 0 | 0 | 0 | 0
| 12 | 20 | 22 | 0 | 0 | 0 | 0 | 0 | 0 | 0
| 12 | 20 | 23 | 0 | 0 | 0 | 0 | 0 | 0 | 0
| 12 | 20 | 24 | 0 | 0 | 0 | 0 | 0 | 0 | 0
| 12 | 21 | 1 | 0 | 0 | 0 | 0 | 0 | 0 | 0
| 12 | 21 | 2 | 0 | 0 | 0 | 0 | 0 | 0 | 0
| 12 | 21 | 3 | 0 | 0 | 0 | 0 | 0 | 0 | 0
| 12 | 21 | 4 | 0 | 0 | 0 | 0 | 0 | 0 | 0
| 12 | 21 | 5 | 0 | 0 | 0 | 0 | 0 | 0 | 0
| 12 | 21 | 6 | 0 | 0 | 0 | 0 | 0 | 0 | 0
| 12 | 21 | 7 | 0 | 0 | 0 | 0 | 0 | 0 | 0
| 12 | 21 | 8 | 9.1112e-06 | 6.881e-06 | 1.6048e-05 | 4.7392e-06 | 7.9478e-07 | 8.1084e-06 | 1.2702e-05
| 12 | 21 | 9 | 0.00016335 | 0.00017676 | 0.00013906 | 0.00014681 | 0.0001515 | 0.00013424 | 0.00014798
| 12 | 21 | 10 | 0.00031841 | 0.00030359 | 0.00030332 | 0.00028785 | 0.00026108 | 0.0002834 | 0.0003057
| 12 | 21 | 11 | 0.00041842 | 0.00039351 | 0.00041074 | 0.00040418 | 0.00039255 | 0.00040934 | 0.0004117
| 12 | 21 | 12 | 0.000494 | 0.0004613 | 0.00041588 | 0.00047379 | 0.0004965 | 0.00046789 | 0.00044621
| 12 | 21 | 13 | 0.00052834 | 0.0005109 | 0.00049142 | 0.00054727 | 0.00055677 | 0.00051667 | 0.00050594
| 12 | 21 | 14 | 0.00048415 | 0.00052793 | 0.00046514 | 0.00053233 | 0.00052827 | 0.0005083 | 0.0004786
| 12 | 21 | 15 | 0.00042243 | 0.00042164 | 0.00041306 | 0.00044598 | 0.00045645 | 0.00044813 | 0.00041963
| 12 | 21 | 16 | 0.000328 | 0.00031369 | 0.00029412 | 0.00036272 | 0.00034479 | 0.00034446 | 0.00030987
| 12 | 21 | 17 | 0.0001715 | 0.00018093 | 0.00016595 | 0.00020213 | 0.00021142 | 0.00019776 | 0.00017153
| 12 | 21 | 18 | 6.5033e-06 | 1.4977e-06 | 2.4594e-06 | 6.91e-06 | 1.7477e-05 | 8.3607e-06 | 4.176e-06
| 12 | 21 | 19 | 0 | 0 | 0 | 0 | 0 | 0 | 0
| 12 | 21 | 20 | 0 | 0 | 0 | 0 | 0 | 0 | 0
| 12 | 21 | 21 | 0 | 0 | 0 | 0 | 0 | 0 | 0
| 12 | 21 | 22 | 0 | 0 | 0 | 0 | 0 | 0 | 0
| 12 | 21 | 23 | 0 | 0 | 0 | 0 | 0 | 0 | 0
| 12 | 21 | 24 | 0 | 0 | 0 | 0 | 0 | 0 | 0
| 12 | 22 | 1 | 0 | 0 | 0 | 0 | 0 | 0 | 0
| 12 | 22 | 2 | 0 | 0 | 0 | 0 | 0 | 0 | 0
| 12 | 22 | 3 | 0 | 0 | 0 | 0 | 0 | 0 | 0
| 12 | 22 | 4 | 0 | 0 | 0 | 0 | 0 | 0 | 0
| 12 | 22 | 5 | 0 | 0 | 0 | 0 | 0 | 0 | 0
| 12 | 22 | 6 | 0 | 0 | 0 | 0 | 0 | 0 | 0
| 12 | 22 | 7 | 0 | 0 | 0 | 0 | 0 | 0 | 0
| 12 | 22 | 8 | 9.1112e-06 | 6.881e-06 | 1.6048e-05 | 4.7392e-06 | 7.9478e-07 | 8.1084e-06 | 1.2702e-05
| 12 | 22 | 9 | 0.00016335 | 0.00017676 | 0.00013906 | 0.00014681 | 0.0001515 | 0.00013424 | 0.00014798
| 12 | 22 | 10 | 0.00031841 | 0.00030359 | 0.00030332 | 0.00028785 | 0.00026108 | 0.0002834 | 0.0003057
| 12 | 22 | 11 | 0.00041842 | 0.00039351 | 0.00041074 | 0.00040418 | 0.00039255 | 0.00040934 | 0.0004117
| 12 | 22 | 12 | 0.000494 | 0.0004613 | 0.00041588 | 0.00047379 | 0.0004965 | 0.00046789 | 0.00044621
| 12 | 22 | 13 | 0.00052834 | 0.0005109 | 0.00049142 | 0.00054727 | 0.00055677 | 0.00051667 | 0.00050594
| 12 | 22 | 14 | 0.00048415 | 0.00052793 | 0.00046514 | 0.00053233 | 0.00052827 | 0.0005083 | 0.0004786
| 12 | 22 | 15 | 0.00042243 | 0.00042164 | 0.00041306 | 0.00044598 | 0.00045645 | 0.00044813 | 0.00041963
| 12 | 22 | 16 | 0.000328 | 0.00031369 | 0.00029412 | 0.00036272 | 0.00034479 | 0.00034446 | 0.00030987
| 12 | 22 | 17 | 0.0001715 | 0.00018093 | 0.00016595 | 0.00020213 | 0.00021142 | 0.00019776 | 0.00017153
| 12 | 22 | 18 | 6.5033e-06 | 1.4977e-06 | 2.4594e-06 | 6.91e-06 | 1.7477e-05 | 8.3607e-06 | 4.176e-06
| 12 | 22 | 19 | 0 | 0 | 0 | 0 | 0 | 0 | 0
| 12 | 22 | 20 | 0 | 0 | 0 | 0 | 0 | 0 | 0
| 12 | 22 | 21 | 0 | 0 | 0 | 0 | 0 | 0 | 0
| 12 | 22 | 22 | 0 | 0 | 0 | 0 | 0 | 0 | 0
| 12 | 22 | 23 | 0 | 0 | 0 | 0 | 0 | 0 | 0
| 12 | 22 | 24 | 0 | 0 | 0 | 0 | 0 | 0 | 0
| 12 | 23 | 1 | 0 | 0 | 0 | 0 | 0 | 0 | 0
| 12 | 23 | 2 | 0 | 0 | 0 | 0 | 0 | 0 | 0
| 12 | 23 | 3 | 0 | 0 | 0 | 0 | 0 | 0 | 0
| 12 | 23 | 4 | 0 | 0 | 0 | 0 | 0 | 0 | 0
| 12 | 23 | 5 | 0 | 0 | 0 | 0 | 0 | 0 | 0
| 12 | 23 | 6 | 0 | 0 | 0 | 0 | 0 | 0 | 0
| 12 | 23 | 7 | 0 | 0 | 0 | 0 | 0 | 0 | 0
| 12 | 23 | 8 | 9.1112e-06 | 6.881e-06 | 1.6048e-05 | 4.7392e-06 | 7.9478e-07 | 8.1084e-06 | 1.2702e-05
| 12 | 23 | 9 | 0.00016335 | 0.00017676 | 0.00013906 | 0.00014681 | 0.0001515 | 0.00013424 | 0.00014798
| 12 | 23 | 10 | 0.00031841 | 0.00030359 | 0.00030332 | 0.00028785 | 0.00026108 | 0.0002834 | 0.0003057
| 12 | 23 | 11 | 0.00041842 | 0.00039351 | 0.00041074 | 0.00040418 | 0.00039255 | 0.00040934 | 0.0004117
| 12 | 23 | 12 | 0.000494 | 0.0004613 | 0.00041588 | 0.00047379 | 0.0004965 | 0.00046789 | 0.00044621
| 12 | 23 | 13 | 0.00052834 | 0.0005109 | 0.00049142 | 0.00054727 | 0.00055677 | 0.00051667 | 0.00050594
| 12 | 23 | 14 | 0.00048415 | 0.00052793 | 0.00046514 | 0.00053233 | 0.00052827 | 0.0005083 | 0.0004786
| 12 | 23 | 15 | 0.00042243 | 0.00042164 | 0.00041306 | 0.00044598 | 0.00045645 | 0.00044813 | 0.00041963
| 12 | 23 | 16 | 0.000328 | 0.00031369 | 0.00029412 | 0.00036272 | 0.00034479 | 0.00034446 | 0.00030987
| 12 | 23 | 17 | 0.0001715 | 0.00018093 | 0.00016595 | 0.00020213 | 0.00021142 | 0.00019776 | 0.00017153
| 12 | 23 | 18 | 6.5033e-06 | 1.4977e-06 | 2.4594e-06 | 6.91e-06 | 1.7477e-05 | 8.3607e-06 | 4.176e-06
| 12 | 23 | 19 | 0 | 0 | 0 | 0 | 0 | 0 | 0
| 12 | 23 | 20 | 0 | 0 | 0 | 0 | 0 | 0 | 0
| 12 | 23 | 21 | 0 | 0 | 0 | 0 | 0 | 0 | 0
| 12 | 23 | 22 | 0 | 0 | 0 | 0 | 0 | 0 | 0
| 12 | 23 | 23 | 0 | 0 | 0 | 0 | 0 | 0 | 0
| 12 | 23 | 24 | 0 | 0 | 0 | 0 | 0 | 0 | 0
| 12 | 24 | 1 | 0 | 0 | 0 | 0 | 0 | 0 | 0
| 12 | 24 | 2 | 0 | 0 | 0 | 0 | 0 | 0 | 0
| 12 | 24 | 3 | 0 | 0 | 0 | 0 | 0 | 0 | 0
| 12 | 24 | 4 | 0 | 0 | 0 | 0 | 0 | 0 | 0
| 12 | 24 | 5 | 0 | 0 | 0 | 0 | 0 | 0 | 0
| 12 | 24 | 6 | 0 | 0 | 0 | 0 | 0 | 0 | 0
| 12 | 24 | 7 | 0 | 0 | 0 | 0 | 0 | 0 | 0
| 12 | 24 | 8 | 9.1112e-06 | 6.881e-06 | 1.6048e-05 | 4.7392e-06 | 7.9478e-07 | 8.1084e-06 | 1.2702e-05
| 12 | 24 | 9 | 0.00016335 | 0.00017676 | 0.00013906 | 0.00014681 | 0.0001515 | 0.00013424 | 0.00014798
| 12 | 24 | 10 | 0.00031841 | 0.00030359 | 0.00030332 | 0.00028785 | 0.00026108 | 0.0002834 | 0.0003057
| 12 | 24 | 11 | 0.00041842 | 0.00039351 | 0.00041074 | 0.00040418 | 0.00039255 | 0.00040934 | 0.0004117
| 12 | 24 | 12 | 0.000494 | 0.0004613 | 0.00041588 | 0.00047379 | 0.0004965 | 0.00046789 | 0.00044621
| 12 | 24 | 13 | 0.00052834 | 0.0005109 | 0.00049142 | 0.00054727 | 0.00055677 | 0.00051667 | 0.00050594
| 12 | 24 | 14 | 0.00048415 | 0.00052793 | 0.00046514 | 0.00053233 | 0.00052827 | 0.0005083 | 0.0004786
| 12 | 24 | 15 | 0.00042243 | 0.00042164 | 0.00041306 | 0.00044598 | 0.00045645 | 0.00044813 | 0.00041963
| 12 | 24 | 16 | 0.000328 | 0.00031369 | 0.00029412 | 0.00036272 | 0.00034479 | 0.00034446 | 0.00030987
| 12 | 24 | 17 | 0.0001715 | 0.00018093 | 0.00016595 | 0.00020213 | 0.00021142 | 0.00019776 | 0.00017153
| 12 | 24 | 18 | 6.5033e-06 | 1.4977e-06 | 2.4594e-06 | 6.91e-06 | 1.7477e-05 | 8.3607e-06 | 4.176e-06
| 12 | 24 | 19 | 0 | 0 | 0 | 0 | 0 | 0 | 0
| 12 | 24 | 20 | 0 | 0 | 0 | 0 | 0 | 0 | 0
| 12 | 24 | 21 | 0 | 0 | 0 | 0 | 0 | 0 | 0
| 12 | 24 | 22 | 0 | 0 | 0 | 0 | 0 | 0 | 0
| 12 | 24 | 23 | 0 | 0 | 0 | 0 | 0 | 0 | 0
| 12 | 24 | 24 | 0 | 0 | 0 | 0 | 0 | 0 | 0
| 12 | 25 | 1 | 0 | 0 | 0 | 0 | 0 | 0 | 0
| 12 | 25 | 2 | 0 | 0 | 0 | 0 | 0 | 0 | 0
| 12 | 25 | 3 | 0 | 0 | 0 | 0 | 0 | 0 | 0
| 12 | 25 | 4 | 0 | 0 | 0 | 0 | 0 | 0 | 0
| 12 | 25 | 5 | 0 | 0 | 0 | 0 | 0 | 0 | 0
| 12 | 25 | 6 | 0 | 0 | 0 | 0 | 0 | 0 | 0
| 12 | 25 | 7 | 0 | 0 | 0 | 0 | 0 | 0 | 0
| 12 | 25 | 8 | 9.1112e-06 | 6.881e-06 | 1.6048e-05 | 4.7392e-06 | 7.9478e-07 | 8.1084e-06 | 1.2702e-05
| 12 | 25 | 9 | 0.00016335 | 0.00017676 | 0.00013906 | 0.00014681 | 0.0001515 | 0.00013424 | 0.00014798
| 12 | 25 | 10 | 0.00031841 | 0.00030359 | 0.00030332 | 0.00028785 | 0.00026108 | 0.0002834 | 0.0003057
| 12 | 25 | 11 | 0.00041842 | 0.00039351 | 0.00041074 | 0.00040418 | 0.00039255 | 0.00040934 | 0.0004117
| 12 | 25 | 12 | 0.000494 | 0.0004613 | 0.00041588 | 0.00047379 | 0.0004965 | 0.00046789 | 0.00044621
| 12 | 25 | 13 | 0.00052834 | 0.0005109 | 0.00049142 | 0.00054727 | 0.00055677 | 0.00051667 | 0.00050594
| 12 | 25 | 14 | 0.00048415 | 0.00052793 | 0.00046514 | 0.00053233 | 0.00052827 | 0.0005083 | 0.0004786
| 12 | 25 | 15 | 0.00042243 | 0.00042164 | 0.00041306 | 0.00044598 | 0.00045645 | 0.00044813 | 0.00041963
| 12 | 25 | 16 | 0.000328 | 0.00031369 | 0.00029412 | 0.00036272 | 0.00034479 | 0.00034446 | 0.00030987
| 12 | 25 | 17 | 0.0001715 | 0.00018093 | 0.00016595 | 0.00020213 | 0.00021142 | 0.00019776 | 0.00017153
| 12 | 25 | 18 | 6.5033e-06 | 1.4977e-06 | 2.4594e-06 | 6.91e-06 | 1.7477e-05 | 8.3607e-06 | 4.176e-06
| 12 | 25 | 19 | 0 | 0 | 0 | 0 | 0 | 0 | 0
| 12 | 25 | 20 | 0 | 0 | 0 | 0 | 0 | 0 | 0
| 12 | 25 | 21 | 0 | 0 | 0 | 0 | 0 | 0 | 0
| 12 | 25 | 22 | 0 | 0 | 0 | 0 | 0 | 0 | 0
| 12 | 25 | 23 | 0 | 0 | 0 | 0 | 0 | 0 | 0
| 12 | 25 | 24 | 0 | 0 | 0 | 0 | 0 | 0 | 0
| 12 | 26 | 1 | 0 | 0 | 0 | 0 | 0 | 0 | 0
| 12 | 26 | 2 | 0 | 0 | 0 | 0 | 0 | 0 | 0
| 12 | 26 | 3 | 0 | 0 | 0 | 0 | 0 | 0 | 0
| 12 | 26 | 4 | 0 | 0 | 0 | 0 | 0 | 0 | 0
| 12 | 26 | 5 | 0 | 0 | 0 | 0 | 0 | 0 | 0
| 12 | 26 | 6 | 0 | 0 | 0 | 0 | 0 | 0 | 0
| 12 | 26 | 7 | 0 | 0 | 0 | 0 | 0 | 0 | 0
| 12 | 26 | 8 | 9.1112e-06 | 6.881e-06 | 1.6048e-05 | 4.7392e-06 | 7.9478e-07 | 8.1084e-06 | 1.2702e-05
| 12 | 26 | 9 | 0.00016335 | 0.00017676 | 0.00013906 | 0.00014681 | 0.0001515 | 0.00013424 | 0.00014798
| 12 | 26 | 10 | 0.00031841 | 0.00030359 | 0.00030332 | 0.00028785 | 0.00026108 | 0.0002834 | 0.0003057
| 12 | 26 | 11 | 0.00041842 | 0.00039351 | 0.00041074 | 0.00040418 | 0.00039255 | 0.00040934 | 0.0004117
| 12 | 26 | 12 | 0.000494 | 0.0004613 | 0.00041588 | 0.00047379 | 0.0004965 | 0.00046789 | 0.00044621
| 12 | 26 | 13 | 0.00052834 | 0.0005109 | 0.00049142 | 0.00054727 | 0.00055677 | 0.00051667 | 0.00050594
| 12 | 26 | 14 | 0.00048415 | 0.00052793 | 0.00046514 | 0.00053233 | 0.00052827 | 0.0005083 | 0.0004786
| 12 | 26 | 15 | 0.00042243 | 0.00042164 | 0.00041306 | 0.00044598 | 0.00045645 | 0.00044813 | 0.00041963
| 12 | 26 | 16 | 0.000328 | 0.00031369 | 0.00029412 | 0.00036272 | 0.00034479 | 0.00034446 | 0.00030987
| 12 | 26 | 17 | 0.0001715 | 0.00018093 | 0.00016595 | 0.00020213 | 0.00021142 | 0.00019776 | 0.00017153
| 12 | 26 | 18 | 6.5033e-06 | 1.4977e-06 | 2.4594e-06 | 6.91e-06 | 1.7477e-05 | 8.3607e-06 | 4.176e-06
| 12 | 26 | 19 | 0 | 0 | 0 | 0 | 0 | 0 | 0
| 12 | 26 | 20 | 0 | 0 | 0 | 0 | 0 | 0 | 0
| 12 | 26 | 21 | 0 | 0 | 0 | 0 | 0 | 0 | 0
| 12 | 26 | 22 | 0 | 0 | 0 | 0 | 0 | 0 | 0
| 12 | 26 | 23 | 0 | 0 | 0 | 0 | 0 | 0 | 0
| 12 | 26 | 24 | 0 | 0 | 0 | 0 | 0 | 0 | 0
| 12 | 27 | 1 | 0 | 0 | 0 | 0 | 0 | 0 | 0
| 12 | 27 | 2 | 0 | 0 | 0 | 0 | 0 | 0 | 0
| 12 | 27 | 3 | 0 | 0 | 0 | 0 | 0 | 0 | 0
| 12 | 27 | 4 | 0 | 0 | 0 | 0 | 0 | 0 | 0
| 12 | 27 | 5 | 0 | 0 | 0 | 0 | 0 | 0 | 0
| 12 | 27 | 6 | 0 | 0 | 0 | 0 | 0 | 0 | 0
| 12 | 27 | 7 | 0 | 0 | 0 | 0 | 0 | 0 | 0
| 12 | 27 | 8 | 9.1112e-06 | 6.881e-06 | 1.6048e-05 | 4.7392e-06 | 7.9478e-07 | 8.1084e-06 | 1.2702e-05
| 12 | 27 | 9 | 0.00016335 | 0.00017676 | 0.00013906 | 0.00014681 | 0.0001515 | 0.00013424 | 0.00014798
| 12 | 27 | 10 | 0.00031841 | 0.00030359 | 0.00030332 | 0.00028785 | 0.00026108 | 0.0002834 | 0.0003057
| 12 | 27 | 11 | 0.00041842 | 0.00039351 | 0.00041074 | 0.00040418 | 0.00039255 | 0.00040934 | 0.0004117
| 12 | 27 | 12 | 0.000494 | 0.0004613 | 0.00041588 | 0.00047379 | 0.0004965 | 0.00046789 | 0.00044621
| 12 | 27 | 13 | 0.00052834 | 0.0005109 | 0.00049142 | 0.00054727 | 0.00055677 | 0.00051667 | 0.00050594
| 12 | 27 | 14 | 0.00048415 | 0.00052793 | 0.00046514 | 0.00053233 | 0.00052827 | 0.0005083 | 0.0004786
| 12 | 27 | 15 | 0.00042243 | 0.00042164 | 0.00041306 | 0.00044598 | 0.00045645 | 0.00044813 | 0.00041963
| 12 | 27 | 16 | 0.000328 | 0.00031369 | 0.00029412 | 0.00036272 | 0.00034479 | 0.00034446 | 0.00030987
| 12 | 27 | 17 | 0.0001715 | 0.00018093 | 0.00016595 | 0.00020213 | 0.00021142 | 0.00019776 | 0.00017153
| 12 | 27 | 18 | 6.5033e-06 | 1.4977e-06 | 2.4594e-06 | 6.91e-06 | 1.7477e-05 | 8.3607e-06 | 4.176e-06
| 12 | 27 | 19 | 0 | 0 | 0 | 0 | 0 | 0 | 0
| 12 | 27 | 20 | 0 | 0 | 0 | 0 | 0 | 0 | 0
| 12 | 27 | 21 | 0 | 0 | 0 | 0 | 0 | 0 | 0
| 12 | 27 | 22 | 0 | 0 | 0 | 0 | 0 | 0 | 0
| 12 | 27 | 23 | 0 | 0 | 0 | 0 | 0 | 0 | 0
| 12 | 27 | 24 | 0 | 0 | 0 | 0 | 0 | 0 | 0
| 12 | 28 | 1 | 0 | 0 | 0 | 0 | 0 | 0 | 0
| 12 | 28 | 2 | 0 | 0 | 0 | 0 | 0 | 0 | 0
| 12 | 28 | 3 | 0 | 0 | 0 | 0 | 0 | 0 | 0
| 12 | 28 | 4 | 0 | 0 | 0 | 0 | 0 | 0 | 0
| 12 | 28 | 5 | 0 | 0 | 0 | 0 | 0 | 0 | 0
| 12 | 28 | 6 | 0 | 0 | 0 | 0 | 0 | 0 | 0
| 12 | 28 | 7 | 0 | 0 | 0 | 0 | 0 | 0 | 0
| 12 | 28 | 8 | 9.1112e-06 | 6.881e-06 | 1.6048e-05 | 4.7392e-06 | 7.9478e-07 | 8.1084e-06 | 1.2702e-05
| 12 | 28 | 9 | 0.00016335 | 0.00017676 | 0.00013906 | 0.00014681 | 0.0001515 | 0.00013424 | 0.00014798
| 12 | 28 | 10 | 0.00031841 | 0.00030359 | 0.00030332 | 0.00028785 | 0.00026108 | 0.0002834 | 0.0003057
| 12 | 28 | 11 | 0.00041842 | 0.00039351 | 0.00041074 | 0.00040418 | 0.00039255 | 0.00040934 | 0.0004117
| 12 | 28 | 12 | 0.000494 | 0.0004613 | 0.00041588 | 0.00047379 | 0.0004965 | 0.00046789 | 0.00044621
| 12 | 28 | 13 | 0.00052834 | 0.0005109 | 0.00049142 | 0.00054727 | 0.00055677 | 0.00051667 | 0.00050594
| 12 | 28 | 14 | 0.00048415 | 0.00052793 | 0.00046514 | 0.00053233 | 0.00052827 | 0.0005083 | 0.0004786
| 12 | 28 | 15 | 0.00042243 | 0.00042164 | 0.00041306 | 0.00044598 | 0.00045645 | 0.00044813 | 0.00041963
| 12 | 28 | 16 | 0.000328 | 0.00031369 | 0.00029412 | 0.00036272 | 0.00034479 | 0.00034446 | 0.00030987
| 12 | 28 | 17 | 0.0001715 | 0.00018093 | 0.00016595 | 0.00020213 | 0.00021142 | 0.00019776 | 0.00017153
| 12 | 28 | 18 | 6.5033e-06 | 1.4977e-06 | 2.4594e-06 | 6.91e-06 | 1.7477e-05 | 8.3607e-06 | 4.176e-06
| 12 | 28 | 19 | 0 | 0 | 0 | 0 | 0 | 0 | 0
| 12 | 28 | 20 | 0 | 0 | 0 | 0 | 0 | 0 | 0
| 12 | 28 | 21 | 0 | 0 | 0 | 0 | 0 | 0 | 0
| 12 | 28 | 22 | 0 | 0 | 0 | 0 | 0 | 0 | 0
| 12 | 28 | 23 | 0 | 0 | 0 | 0 | 0 | 0 | 0
| 12 | 28 | 24 | 0 | 0 | 0 | 0 | 0 | 0 | 0
| 12 | 29 | 1 | 0 | 0 | 0 | 0 | 0 | 0 | 0
| 12 | 29 | 2 | 0 | 0 | 0 | 0 | 0 | 0 | 0
| 12 | 29 | 3 | 0 | 0 | 0 | 0 | 0 | 0 | 0
| 12 | 29 | 4 | 0 | 0 | 0 | 0 | 0 | 0 | 0
| 12 | 29 | 5 | 0 | 0 | 0 | 0 | 0 | 0 | 0
| 12 | 29 | 6 | 0 | 0 | 0 | 0 | 0 | 0 | 0
| 12 | 29 | 7 | 0 | 0 | 0 | 0 | 0 | 0 | 0
| 12 | 29 | 8 | 9.1112e-06 | 6.881e-06 | 1.6048e-05 | 4.7392e-06 | 7.9478e-07 | 8.1084e-06 | 1.2702e-05
| 12 | 29 | 9 | 0.00016335 | 0.00017676 | 0.00013906 | 0.00014681 | 0.0001515 | 0.00013424 | 0.00014798
| 12 | 29 | 10 | 0.00031841 | 0.00030359 | 0.00030332 | 0.00028785 | 0.00026108 | 0.0002834 | 0.0003057
| 12 | 29 | 11 | 0.00041842 | 0.00039351 | 0.00041074 | 0.00040418 | 0.00039255 | 0.00040934 | 0.0004117
| 12 | 29 | 12 | 0.000494 | 0.0004613 | 0.00041588 | 0.00047379 | 0.0004965 | 0.00046789 | 0.00044621
| 12 | 29 | 13 | 0.00052834 | 0.0005109 | 0.00049142 | 0.00054727 | 0.00055677 | 0.00051667 | 0.00050594
| 12 | 29 | 14 | 0.00048415 | 0.00052793 | 0.00046514 | 0.00053233 | 0.00052827 | 0.0005083 | 0.0004786
| 12 | 29 | 15 | 0.00042243 | 0.00042164 | 0.00041306 | 0.00044598 | 0.00045645 | 0.00044813 | 0.00041963
| 12 | 29 | 16 | 0.000328 | 0.00031369 | 0.00029412 | 0.00036272 | 0.00034479 | 0.00034446 | 0.00030987
| 12 | 29 | 17 | 0.0001715 | 0.00018093 | 0.00016595 | 0.00020213 | 0.00021142 | 0.00019776 | 0.00017153
| 12 | 29 | 18 | 6.5033e-06 | 1.4977e-06 | 2.4594e-06 | 6.91e-06 | 1.7477e-05 | 8.3607e-06 | 4.176e-06
| 12 | 29 | 19 | 0 | 0 | 0 | 0 | 0 | 0 | 0
| 12 | 29 | 20 | 0 | 0 | 0 | 0 | 0 | 0 | 0
| 12 | 29 | 21 | 0 | 0 | 0 | 0 | 0 | 0 | 0
| 12 | 29 | 22 | 0 | 0 | 0 | 0 | 0 | 0 | 0
| 12 | 29 | 23 | 0 | 0 | 0 | 0 | 0 | 0 | 0
| 12 | 29 | 24 | 0 | 0 | 0 | 0 | 0 | 0 | 0
| 12 | 30 | 1 | 0 | 0 | 0 | 0 | 0 | 0 | 0
| 12 | 30 | 2 | 0 | 0 | 0 | 0 | 0 | 0 | 0
| 12 | 30 | 3 | 0 | 0 | 0 | 0 | 0 | 0 | 0
| 12 | 30 | 4 | 0 | 0 | 0 | 0 | 0 | 0 | 0
| 12 | 30 | 5 | 0 | 0 | 0 | 0 | 0 | 0 | 0
| 12 | 30 | 6 | 0 | 0 | 0 | 0 | 0 | 0 | 0
| 12 | 30 | 7 | 0 | 0 | 0 | 0 | 0 | 0 | 0
| 12 | 30 | 8 | 9.1112e-06 | 6.881e-06 | 1.6048e-05 | 4.7392e-06 | 7.9478e-07 | 8.1084e-06 | 1.2702e-05
| 12 | 30 | 9 | 0.00016335 | 0.00017676 | 0.00013906 | 0.00014681 | 0.0001515 | 0.00013424 | 0.00014798
| 12 | 30 | 10 | 0.00031841 | 0.00030359 | 0.00030332 | 0.00028785 | 0.00026108 | 0.0002834 | 0.0003057
| 12 | 30 | 11 | 0.00041842 | 0.00039351 | 0.00041074 | 0.00040418 | 0.00039255 | 0.00040934 | 0.0004117
| 12 | 30 | 12 | 0.000494 | 0.0004613 | 0.00041588 | 0.00047379 | 0.0004965 | 0.00046789 | 0.00044621
| 12 | 30 | 13 | 0.00052834 | 0.0005109 | 0.00049142 | 0.00054727 | 0.00055677 | 0.00051667 | 0.00050594
| 12 | 30 | 14 | 0.00048415 | 0.00052793 | 0.00046514 | 0.00053233 | 0.00052827 | 0.0005083 | 0.0004786
| 12 | 30 | 15 | 0.00042243 | 0.00042164 | 0.00041306 | 0.00044598 | 0.00045645 | 0.00044813 | 0.00041963
| 12 | 30 | 16 | 0.000328 | 0.00031369 | 0.00029412 | 0.00036272 | 0.00034479 | 0.00034446 | 0.00030987
| 12 | 30 | 17 | 0.0001715 | 0.00018093 | 0.00016595 | 0.00020213 | 0.00021142 | 0.00019776 | 0.00017153
| 12 | 30 | 18 | 6.5033e-06 | 1.4977e-06 | 2.4594e-06 | 6.91e-06 | 1.7477e-05 | 8.3607e-06 | 4.176e-06
| 12 | 30 | 19 | 0 | 0 | 0 | 0 | 0 | 0 | 0
| 12 | 30 | 20 | 0 | 0 | 0 | 0 | 0 | 0 | 0
| 12 | 30 | 21 | 0 | 0 | 0 | 0 | 0 | 0 | 0
| 12 | 30 | 22 | 0 | 0 | 0 | 0 | 0 | 0 | 0
| 12 | 30 | 23 | 0 | 0 | 0 | 0 | 0 | 0 | 0
| 12 | 30 | 24 | 0 | 0 | 0 | 0 | 0 | 0 | 0
| 12 | 31 | 1 | 0 | 0 | 0 | 0 | 0 | 0 | 0
| 12 | 31 | 2 | 0 | 0 | 0 | 0 | 0 | 0 | 0
| 12 | 31 | 3 | 0 | 0 | 0 | 0 | 0 | 0 | 0
| 12 | 31 | 4 | 0 | 0 | 0 | 0 | 0 | 0 | 0
| 12 | 31 | 5 | 0 | 0 | 0 | 0 | 0 | 0 | 0
| 12 | 31 | 6 | 0 | 0 | 0 | 0 | 0 | 0 | 0
| 12 | 31 | 7 | 0 | 0 | 0 | 0 | 0 | 0 | 0
| 12 | 31 | 8 | 9.1112e-06 | 6.881e-06 | 1.6048e-05 | 4.7392e-06 | 7.9478e-07 | 8.1084e-06 | 1.2702e-05
| 12 | 31 | 9 | 0.00016335 | 0.00017676 | 0.00013906 | 0.00014681 | 0.0001515 | 0.00013424 | 0.00014798
| 12 | 31 | 10 | 0.00031841 | 0.00030359 | 0.00030332 | 0.00028785 | 0.00026108 | 0.0002834 | 0.0003057
| 12 | 31 | 11 | 0.00041842 | 0.00039351 | 0.00041074 | 0.00040418 | 0.00039255 | 0.00040934 | 0.0004117
| 12 | 31 | 12 | 0.000494 | 0.0004613 | 0.00041588 | 0.00047379 | 0.0004965 | 0.00046789 | 0.00044621
| 12 | 31 | 13 | 0.00052834 | 0.0005109 | 0.00049142 | 0.00054727 | 0.00055677 | 0.00051667 | 0.00050594
| 12 | 31 | 14 | 0.00048415 | 0.00052793 | 0.00046514 | 0.00053233 | 0.00052827 | 0.0005083 | 0.0004786
| 12 | 31 | 15 | 0.00042243 | 0.00042164 | 0.00041306 | 0.00044598 | 0.00045645 | 0.00044813 | 0.00041963
| 12 | 31 | 16 | 0.000328 | 0.00031369 | 0.00029412 | 0.00036272 | 0.00034479 | 0.00034446 | 0.00030987
| 12 | 31 | 17 | 0.0001715 | 0.00018093 | 0.00016595 | 0.00020213 | 0.00021142 | 0.00019776 | 0.00017153
| 12 | 31 | 18 | 6.5033e-06 | 1.4977e-06 | 2.4594e-06 | 6.91e-06 | 1.7477e-05 | 8.3607e-06 | 4.176e-06
| 12 | 31 | 19 | 0 | 0 | 0 | 0 | 0 | 0 | 0
| 12 | 31 | 20 | 0 | 0 | 0 | 0 | 0 | 0 | 0
| 12 | 31 | 21 | 0 | 0 | 0 | 0 | 0 | 0 | 0
| 12 | 31 | 22 | 0 | 0 | 0 | 0 | 0 | 0 | 0
| 12 | 31 | 23 | 0 | 0 | 0 | 0 | 0 | 0 | 0
| 12 | 31 | 24 | 0 | 0 | 0 | 0 | 0 | 0 | 0

## Sch. 3 Energy Cost
PEDERNALES ELECTRIC COOPERATIVE, INC. | PEDERNALES ELECTRIC COOPERATIVE, INC.
VALUE OF DISTRIBUTED GENERATION STUDY
SCHEDULE 3
AVOIDED MARKET ENERGY COST DETAILS
Last Updated 11.12.2021
Avoided cost is represented as a 3-year average of ERCOT SPP applied at typical solar
generation curves for multiple locations throughout PEC service territory.
[6 empty] | 2018 | 2019 | 2020 | 3 year average
[6 empty] | 56.8546 | 88.7775 | 41.3106 | 62.3142
Line |  | Average | ERCOT SPP ($/MWh) |  |  | Generation Cost ($)
No. | Hour Ending | Generation (MWh) | 2018 | 2019 | 2020 | 2018 | 2019 | 2020 |  | ERCOT SPP ($/MWh), is the ERCOT LCRA Load Zone Real-Time Settlement Point Price
1
2
3
Hourly Info
4 | HE 1 | 0 | 27.5975 | 15.505 | 13.7075 | 0 | 0 | 0
5 | HE 2 | 0 | 27.6225 | 16.495 | 13.2725 | 0 | 0 | 0
6 | HE 3 | 0 | 27.45 | 16.0125 | 11.37 | 0 | 0 | 0
7 | HE 4 | 0 | 27.91 | 16.1325 | 9.4425 | 0 | 0 | 0
8 | HE 5 | 0 | 28.93 | 16.0325 | 8.6325 | 0 | 0 | 0
9 | HE 6 | 0 | 31.7575 | 16.965 | 10.175 | 0 | 0 | 0
10 | HE 7 | 0 | 33.36 | 17.9625 | 10.505 | 0 | 0 | 0
11 | HE 8 | 0 | 33.205 | 18.0675 | 11.225 | 0 | 0 | 0
12 | HE 9 | 0.00013621 | 33.6425 | 18.8725 | 12.7375 | 0.0045826 | 0.0025707 | 0.001735
13 | HE 10 | 0.00027195 | 40.2525 | 20.0525 | 14.6825 | 0.010946 | 0.0054532 | 0.0039928
14 | HE 11 | 0.00039174 | 41.015 | 21.0575 | 15.26 | 0.016067 | 0.0082491 | 0.005978
15 | HE 12 | 0.00047102 | 40.23 | 21.5175 | 15.7825 | 0.018949 | 0.010135 | 0.0074339
16 | HE 13 | 0.00052867 | 35.865 | 21.79 | 16.06 | 0.018961 | 0.01152 | 0.0084904
17 | HE 14 | 0.00052134 | 31.3225 | 21.77 | 16.94 | 0.01633 | 0.01135 | 0.0088315
18 | HE 15 | 0.00048013 | 28.26 | 21.8175 | 16.1175 | 0.013568 | 0.010475 | 0.0077385
19 | HE 16 | 0.00036791 | 27.7775 | 21.7325 | 15.8725 | 0.01022 | 0.0079955 | 0.0058396
20 | HE 17 | 0.00023014 | 29.4725 | 22.62 | 16.35 | 0.0067827 | 0.0052057 | 0.0037628
21 | HE 18 | 6.1962e-05 | 37.6675 | 29.6075 | 17.345 | 0.0023339 | 0.0018345 | 0.0010747
22 | HE 19 | 0 | 43.09 | 31.035 | 17.445 | 0 | 0 | 0
23 | HE 20 | 0 | 42.5375 | 30.5275 | 15.7775 | 0 | 0 | 0
24 | HE 21 | 0 | 40.77 | 28.225 | 15.4825 | 0 | 0 | 0
25 | HE 22 | 0 | 35.8825 | 25.8825 | 15.185 | 0 | 0 | 0
26 | HE 23 | 0 | 32.015 | 24.4075 | 16.17 | 0 | 0 | 0
27 | HE 24 | 0 | 28.145 | 21.5075 | 14.8675 | 0 | 0 | 0
28 | HE 25 | 0 | 27.475 | 21.165 | 14.6825 | 0 | 0 | 0
29 | HE 26 | 0 | 27.305 | 20.5375 | 14.3 | 0 | 0 | 0
30 | HE 27 | 0 | 27.0275 | 20.4325 | 14.2325 | 0 | 0 | 0
31 | HE 28 | 0 | 27.2575 | 20.625 | 13.6775 | 0 | 0 | 0
32 | HE 29 | 0 | 28.08 | 21.3025 | 14.7075 | 0 | 0 | 0
33 | HE 30 | 0 | 29.5 | 20.955 | 14.2575 | 0 | 0 | 0
34 | HE 31 | 0 | 35.6925 | 22.955 | 13.9675 | 0 | 0 | 0
35 | HE 32 | 0 | 40.005 | 28.815 | 15.7075 | 0 | 0 | 0
36 | HE 33 | 0.00013621 | 42.2025 | 35.8075 | 16.1075 | 0.0057486 | 0.0048775 | 0.0021941
37 | HE 34 | 0.00027195 | 44.44 | 43.4 | 16.6825 | 0.012085 | 0.011802 | 0.0045367
38 | HE 35 | 0.00039174 | 47.7475 | 44.3225 | 16.5725 | 0.018705 | 0.017363 | 0.0064922
39 | HE 36 | 0.00047102 | 48.4975 | 114.42 | 17.1025 | 0.022843 | 0.053894 | 0.0080556
40 | HE 37 | 0.00052867 | 45.4975 | 40.4825 | 20.535 | 0.024053 | 0.021402 | 0.010856
41 | HE 38 | 0.00052134 | 44.225 | 42.885 | 18.93 | 0.023056 | 0.022358 | 0.0098689
42 | HE 39 | 0.00048013 | 44.7525 | 33.8175 | 16.8575 | 0.021487 | 0.016237 | 0.0080938
43 | HE 40 | 0.00036791 | 41.0325 | 34.0475 | 15.8925 | 0.015096 | 0.012526 | 0.005847
44 | HE 41 | 0.00023014 | 43.88 | 36.7225 | 18.9025 | 0.010098 | 0.0084512 | 0.0043502
45 | HE 42 | 6.1962e-05 | 55.1025 | 75.0375 | 34.7175 | 0.0034142 | 0.0046495 | 0.0021512
46 | HE 43 | 0 | 52 | 57.3125 | 20.4975 | 0 | 0 | 0
47 | HE 44 | 0 | 52.4325 | 40.6275 | 19.19 | 0 | 0 | 0
48 | HE 45 | 0 | 53.6775 | 39.2425 | 18.875 | 0 | 0 | 0
49 | HE 46 | 0 | 39.9675 | 32.07 | 17.5175 | 0 | 0 | 0
50 | HE 47 | 0 | 31.155 | 29.2175 | 18.9175 | 0 | 0 | 0
51 | HE 48 | 0 | 28.5075 | 26.8 | 19.105 | 0 | 0 | 0
52 | HE 49 | 0 | 34.37 | 24.975 | 23.795 | 0 | 0 | 0
53 | HE 50 | 0 | 33.7575 | 22.06 | 18.8825 | 0 | 0 | 0
54 | HE 51 | 0 | 32.7325 | 21.17 | 16.07 | 0 | 0 | 0
55 | HE 52 | 0 | 34.15 | 21.1675 | 15.105 | 0 | 0 | 0
56 | HE 53 | 0 | 37.8475 | 21.84 | 14.9025 | 0 | 0 | 0
57 | HE 54 | 0 | 44.075 | 23.41 | 16.715 | 0 | 0 | 0
58 | HE 55 | 0 | 52.475 | 24.295 | 16.4275 | 0 | 0 | 0
59 | HE 56 | 0 | 54.5475 | 29.9225 | 15.795 | 0 | 0 | 0
60 | HE 57 | 0.00013621 | 52.25 | 29.28 | 15.74 | 0.0071172 | 0.0039884 | 0.002144
61 | HE 58 | 0.00027195 | 69.4175 | 30.165 | 14.7725 | 0.018878 | 0.0082032 | 0.0040173
62 | HE 59 | 0.00039174 | 66.76 | 30.695 | 13.725 | 0.026153 | 0.012025 | 0.0053767
63 | HE 60 | 0.00047102 | 64.96 | 27.0825 | 12.9325 | 0.030597 | 0.012756 | 0.0060915
64 | HE 61 | 0.00052867 | 57.195 | 24.645 | 13.04 | 0.030237 | 0.013029 | 0.0068938
65 | HE 62 | 0.00052134 | 49.66 | 21.9725 | 12.535 | 0.02589 | 0.011455 | 0.006535
66 | HE 63 | 0.00048013 | 44.115 | 19.645 | 13.8675 | 0.021181 | 0.0094322 | 0.0066582
67 | HE 64 | 0.00036791 | 41.9525 | 19.4975 | 14.98 | 0.015435 | 0.0071733 | 0.0055112
68 | HE 65 | 0.00023014 | 43.1575 | 21.345 | 15.0825 | 0.0099322 | 0.0049123 | 0.0034711
69 | HE 66 | 6.1962e-05 | 51.2475 | 31.875 | 20.225 | 0.0031754 | 0.001975 | 0.0012532
70 | HE 67 | 0 | 65.88 | 33.4625 | 19.3075 | 0 | 0 | 0
71 | HE 68 | 0 | 65.94 | 29.2225 | 18.9125 | 0 | 0 | 0
72 | HE 69 | 0 | 66.9175 | 28.79 | 18.02 | 0 | 0 | 0
73 | HE 70 | 0 | 54.99 | 26.745 | 17.995 | 0 | 0 | 0
74 | HE 71 | 0 | 51.255 | 26.2125 | 17.44 | 0 | 0 | 0
75 | HE 72 | 0 | 49.765 | 22.755 | 18.2725 | 0 | 0 | 0
76 | HE 73 | 0 | 48.75 | 19.9875 | 17.7675 | 0 | 0 | 0
77 | HE 74 | 0 | 47.06 | 18.6025 | 16.575 | 0 | 0 | 0
78 | HE 75 | 0 | 47.4275 | 17.95 | 16.05 | 0 | 0 | 0
79 | HE 76 | 0 | 50.0325 | 17.54 | 15.05 | 0 | 0 | 0
80 | HE 77 | 0 | 53.435 | 17.505 | 15.6225 | 0 | 0 | 0
81 | HE 78 | 0 | 63.1125 | 18.85 | 17.875 | 0 | 0 | 0
82 | HE 79 | 0 | 75.065 | 20.8575 | 18.41 | 0 | 0 | 0
83 | HE 80 | 0 | 70.63 | 23.06 | 19.8675 | 0 | 0 | 0
84 | HE 81 | 0.00013621 | 58.4075 | 22.23 | 20.99 | 0.0079559 | 0.003028 | 0.0028591
85 | HE 82 | 0.00027195 | 53.885 | 22.48 | 21.51 | 0.014654 | 0.0061133 | 0.0058495
86 | HE 83 | 0.00039174 | 54.165 | 23.42 | 20.83 | 0.021219 | 0.0091746 | 0.00816
87 | HE 84 | 0.00047102 | 41.1275 | 21.04 | 20.0325 | 0.019372 | 0.0099102 | 0.0094357
88 | HE 85 | 0.00052867 | 38.2725 | 20.27 | 18.4375 | 0.020233 | 0.010716 | 0.0097473
89 | HE 86 | 0.00052134 | 36.7975 | 19.4625 | 18.065 | 0.019184 | 0.010147 | 0.009418
90 | HE 87 | 0.00048013 | 36.7125 | 18.5125 | 17.095 | 0.017627 | 0.0088884 | 0.0082078
91 | HE 88 | 0.00036791 | 29.485 | 17.955 | 16.0925 | 0.010848 | 0.0066058 | 0.0059205
92 | HE 89 | 0.00023014 | 39.0325 | 18.21 | 16.5025 | 0.0089829 | 0.0041908 | 0.0037979
93 | HE 90 | 6.1962e-05 | 46.3075 | 19.8175 | 17.8675 | 0.0028693 | 0.0012279 | 0.0011071
94 | HE 91 | 0 | 45.715 | 21.15 | 17.5125 | 0 | 0 | 0
95 | HE 92 | 0 | 40.5075 | 20.36 | 16.6025 | 0 | 0 | 0
96 | HE 93 | 0 | 37.195 | 20.3125 | 15.6925 | 0 | 0 | 0
97 | HE 94 | 0 | 35.1 | 19.9475 | 17.28 | 0 | 0 | 0
98 | HE 95 | 0 | 28.5575 | 19.745 | 17.1275 | 0 | 0 | 0
99 | HE 96 | 0 | 19.8775 | 18.6725 | 11.58 | 0 | 0 | 0
100 | HE 97 | 0 | 19.61 | 18.7325 | 8.3925 | 0 | 0 | 0
101 | HE 98 | 0 | 19.3825 | 18.28 | 8.4075 | 0 | 0 | 0
102 | HE 99 | 0 | 20.3 | 18.0225 | 9.9225 | 0 | 0 | 0
103 | HE 100 | 0 | 21.005 | 18.42 | 14.36 | 0 | 0 | 0
104 | HE 101 | 0 | 22.3625 | 20.185 | 15.7725 | 0 | 0 | 0
105 | HE 102 | 0 | 22.425 | 26.465 | 16.1475 | 0 | 0 | 0
106 | HE 103 | 0 | 28.63 | 30.4825 | 17.955 | 0 | 0 | 0
107 | HE 104 | 0 | 34.52 | 31.625 | 18.485 | 0 | 0 | 0
108 | HE 105 | 0.00013621 | 38.2525 | 30.125 | 18.0075 | 0.0052105 | 0.0041035 | 0.0024529
109 | HE 106 | 0.00027195 | 30.33 | 21.65 | 17.495 | 0.0082481 | 0.0058876 | 0.0047577
110 | HE 107 | 0.00039174 | 29.6725 | 20.695 | 8.28 | 0.011624 | 0.0081071 | 0.0032436
111 | HE 108 | 0.00047102 | 29.085 | 20.72 | 0.3275 | 0.0137 | 0.0097595 | 0.00015426
112 | HE 109 | 0.00052867 | 27.625 | 20.9325 | 9.8475 | 0.014604 | 0.011066 | 0.0052061
113 | HE 110 | 0.00052134 | 25.2675 | 19.3225 | 15.0425 | 0.013173 | 0.010074 | 0.0078422
114 | HE 111 | 0.00048013 | 23.9725 | 18.39 | 16.885 | 0.01151 | 0.0088296 | 0.008107
115 | HE 112 | 0.00036791 | 22.0575 | 17.4775 | 16.9775 | 0.0081151 | 0.0064301 | 0.0062461
116 | HE 113 | 0.00023014 | 23.0725 | 17.6375 | 17.325 | 0.0053099 | 0.0040591 | 0.0039871
117 | HE 114 | 6.1962e-05 | 34.0475 | 18.7575 | 19.765 | 0.0021096 | 0.0011622 | 0.0012247
118 | HE 115 | 0 | 36.1925 | 17.325 | 19.805 | 0 | 0 | 0
119 | HE 116 | 0 | 29.3625 | 13.685 | 18.0775 | 0 | 0 | 0
120 | HE 117 | 0 | 27.69 | 12.095 | 16.82 | 0 | 0 | 0
121 | HE 118 | 0 | 24.1725 | 12.315 | 16.2675 | 0 | 0 | 0
122 | HE 119 | 0 | 21.93 | 12.585 | 15.0475 | 0 | 0 | 0
123 | HE 120 | 0 | 21.655 | 10.53 | 14.59 | 0 | 0 | 0
124 | HE 121 | 0 | 19.66 | 9 | 14.1025 | 0 | 0 | 0
125 | HE 122 | 0 | 19.685 | 5.45 | 13.59 | 0 | 0 | 0
126 | HE 123 | 0 | 19.89 | 2.81 | 13.71 | 0 | 0 | 0
127 | HE 124 | 0 | 22.5 | 4.835 | 14.425 | 0 | 0 | 0
128 | HE 125 | 0 | 64.52 | 5.985 | 15.04 | 0 | 0 | 0
129 | HE 126 | 0 | 28.045 | 7.7025 | 16.2425 | 0 | 0 | 0
130 | HE 127 | 0 | 33.045 | 10.4475 | 18.8425 | 0 | 0 | 0
131 | HE 128 | 0 | 31.8225 | 13.0325 | 16.4925 | 0 | 0 | 0
132 | HE 129 | 0.00013621 | 26.4975 | 17.2625 | 18.235 | 0.0036093 | 0.0023514 | 0.0024839
133 | HE 130 | 0.00027195 | 27.1925 | 16.9775 | 19.08 | 0.0073949 | 0.004617 | 0.0051887
134 | HE 131 | 0.00039174 | 26.39 | 13.785 | 17.585 | 0.010338 | 0.0054002 | 0.0068888
135 | HE 132 | 0.00047102 | 34.16 | 10.7 | 15.685 | 0.01609 | 0.0050399 | 0.0073879
136 | HE 133 | 0.00052867 | 19.205 | 8.56 | 14.3475 | 0.010153 | 0.0045254 | 0.0075851
137 | HE 134 | 0.00052134 | 18.6525 | 8.18 | 12.5075 | 0.0097243 | 0.0042646 | 0.0065206
138 | HE 135 | 0.00048013 | 16.9725 | 6.8175 | 12.08 | 0.008149 | 0.0032733 | 0.0058
139 | HE 136 | 0.00036791 | 16.03 | 7.44 | 10.065 | 0.0058975 | 0.0027372 | 0.003703
140 | HE 137 | 0.00023014 | 15.6975 | 8.2525 | 8.845 | 0.0036126 | 0.0018992 | 0.0020356
141 | HE 138 | 6.1962e-05 | 17.6725 | 12.2575 | 15.6725 | 0.001095 | 0.0007595 | 0.0009711
142 | HE 139 | 0 | 15.48 | 16.435 | 18.52 | 0 | 0 | 0
143 | HE 140 | 0 | 13.18 | 15.0075 | 18.175 | 0 | 0 | 0
144 | HE 141 | 0 | 12.445 | 12.99 | 19.875 | 0 | 0 | 0
145 | HE 142 | 0 | 12.4875 | 10.1825 | 20.33 | 0 | 0 | 0
146 | HE 143 | 0 | 11.1025 | 2.65 | 19.5175 | 0 | 0 | 0
147 | HE 144 | 0 | 12.145 | -0.6575 | 18.72 | 0 | 0 | 0
148 | HE 145 | 0 | 10.4175 | -0.8425 | 17.76 | 0 | 0 | 0
149 | HE 146 | 0 | 8.3075 | -1.02 | 17.3475 | 0 | 0 | 0
150 | HE 147 | 0 | 7.69 | -0.835 | 16.8525 | 0 | 0 | 0
151 | HE 148 | 0 | 6.8975 | -0.525 | 17.28 | 0 | 0 | 0
152 | HE 149 | 0 | 7.9775 | 0.1175 | 18.4025 | 0 | 0 | 0
153 | HE 150 | 0 | 8.29 | 7.425 | 20.6125 | 0 | 0 | 0
154 | HE 151 | 0 | 9.7325 | 17.26 | 24.485 | 0 | 0 | 0
155 | HE 152 | 0 | 9.4725 | 17.495 | 20.7125 | 0 | 0 | 0
156 | HE 153 | 0.00013621 | 13.89 | 17.3025 | 18.31 | 0.001892 | 0.0023568 | 0.0024941
157 | HE 154 | 0.00027195 | 16.8875 | 18.17 | 17.4225 | 0.0045925 | 0.0049412 | 0.004738
158 | HE 155 | 0.00039174 | 16.4725 | 19.4875 | 16.91 | 0.006453 | 0.0076341 | 0.0066244
159 | HE 156 | 0.00047102 | 16.0075 | 20.565 | 14.8175 | 0.0075398 | 0.0096865 | 0.0069793
160 | HE 157 | 0.00052867 | 16.15 | 20.6325 | 13.02 | 0.008538 | 0.010908 | 0.0068833
161 | HE 158 | 0.00052134 | 15.875 | 20.375 | 13.165 | 0.0082763 | 0.010622 | 0.0068634
162 | HE 159 | 0.00048013 | 15.845 | 20.06 | 13.3275 | 0.0076077 | 0.0096314 | 0.0063989
163 | HE 160 | 0.00036791 | 14.0475 | 20.4075 | 13.9025 | 0.0051682 | 0.0075081 | 0.0051148
164 | HE 161 | 0.00023014 | 9.87 | 20.465 | 15.0325 | 0.0022715 | 0.0047098 | 0.0034595
165 | HE 162 | 6.1962e-05 | 16.4125 | 25.94 | 18.8375 | 0.0010169 | 0.0016073 | 0.0011672
166 | HE 163 | 0 | 18.985 | 28.1775 | 17.58 | 0 | 0 | 0
167 | HE 164 | 0 | 18.94 | 25.1625 | 16.4125 | 0 | 0 | 0
168 | HE 165 | 0 | 18.885 | 23.6775 | 14.4025 | 0 | 0 | 0
169 | HE 166 | 0 | 17.9325 | 20.57 | 14.305 | 0 | 0 | 0
170 | HE 167 | 0 | 17.63 | 16.5075 | 17.3025 | 0 | 0 | 0
171 | HE 168 | 0 | 18.07 | 14.55 | 16.365 | 0 | 0 | 0
172 | HE 169 | 0 | 18.5375 | 14.925 | 27.425 | 0 | 0 | 0
173 | HE 170 | 0 | 18.11 | 15.945 | 17.7825 | 0 | 0 | 0
174 | HE 171 | 0 | 18.02 | 16.83 | 21.5225 | 0 | 0 | 0
175 | HE 172 | 0 | 18.04 | 16.4025 | 22.965 | 0 | 0 | 0
176 | HE 173 | 0 | 18.31 | 17.2 | 32.4375 | 0 | 0 | 0
177 | HE 174 | 0 | 18.46 | 20.12 | 88.5725 | 0 | 0 | 0
178 | HE 175 | 0 | 19.585 | 25.335 | 294.5175 | 0 | 0 | 0
179 | HE 176 | 0 | 20.26 | 25.8575 | 25.3725 | 0 | 0 | 0
180 | HE 177 | 0.00013621 | 21.215 | 20.3675 | 16.7325 | 0.0028898 | 0.0027743 | 0.0022792
181 | HE 178 | 0.00027195 | 21.5375 | 19.205 | 15.2875 | 0.005857 | 0.0052227 | 0.0041574
182 | HE 179 | 0.00039174 | 20.9075 | 17.2275 | 13.1425 | 0.0081904 | 0.0067488 | 0.0051485
183 | HE 180 | 0.00047102 | 20.145 | 17.585 | 13.5425 | 0.0094887 | 0.0082829 | 0.0063788
184 | HE 181 | 0.00052867 | 19.2525 | 15.2075 | 13.0675 | 0.010178 | 0.0080397 | 0.0069084
185 | HE 182 | 0.00052134 | 18.98 | 17.8825 | 12.71 | 0.009895 | 0.0093228 | 0.0066262
186 | HE 183 | 0.00048013 | 18.86 | 19.59 | 12.35 | 0.0090552 | 0.0094057 | 0.0059296
187 | HE 184 | 0.00036791 | 18.47 | 19.23 | 11.5925 | 0.0067952 | 0.0070748 | 0.004265
188 | HE 185 | 0.00023014 | 18.595 | 18.2725 | 12.24 | 0.0042794 | 0.0042052 | 0.0028169
189 | HE 186 | 6.1962e-05 | 19.3 | 22.9925 | 13.5725 | 0.0011959 | 0.0014247 | 0.00084098
190 | HE 187 | 0 | 20.295 | 22.705 | 14.1825 | 0 | 0 | 0
191 | HE 188 | 0 | 19.675 | 20.7975 | 13.7125 | 0 | 0 | 0
192 | HE 189 | 0 | 19.165 | 19.7525 | 13.635 | 0 | 0 | 0
193 | HE 190 | 0 | 18.765 | 19.9125 | 12.8475 | 0 | 0 | 0
194 | HE 191 | 0 | 18.395 | 19.565 | 9.5275 | 0 | 0 | 0
195 | HE 192 | 0 | 17.5525 | 18.0875 | 6.22 | 0 | 0 | 0
196 | HE 193 | 0 | 17.2575 | 17.0425 | 4.575 | 0 | 0 | 0
197 | HE 194 | 0 | 16.6825 | 16.5025 | 3.3 | 0 | 0 | 0
198 | HE 195 | 0 | 16.715 | 16.5525 | 1.0375 | 0 | 0 | 0
199 | HE 196 | 0 | 17.89 | 17.465 | 0.76 | 0 | 0 | 0
200 | HE 197 | 0 | 16.135 | 18.93 | 1.29 | 0 | 0 | 0
201 | HE 198 | 0 | 17.5675 | 22.8125 | 3.645 | 0 | 0 | 0
202 | HE 199 | 0 | 21.3225 | 29.3025 | 14.6875 | 0 | 0 | 0
203 | HE 200 | 0 | 19.815 | 25.495 | 15.4575 | 0 | 0 | 0
204 | HE 201 | 0.00013621 | 18.42 | 28.2025 | 16.7275 | 0.0025091 | 0.0038416 | 0.0022785
205 | HE 202 | 0.00027195 | 18.93 | 23.6425 | 17.4375 | 0.0051479 | 0.0064295 | 0.004742
206 | HE 203 | 0.00039174 | 21.0875 | 21.5925 | 17.4775 | 0.0082609 | 0.0084587 | 0.0068467
207 | HE 204 | 0.00047102 | 20.2175 | 21.15 | 18.075 | 0.0095228 | 0.0099621 | 0.0085137
208 | HE 205 | 0.00052867 | 19.7025 | 20.6225 | 18.625 | 0.010416 | 0.010902 | 0.0098465
209 | HE 206 | 0.00052134 | 19.28 | 20.2475 | 18.95 | 0.010051 | 0.010556 | 0.0098794
210 | HE 207 | 0.00048013 | 19.2875 | 19.74 | 18.48 | 0.0092605 | 0.0094778 | 0.0088728
211 | HE 208 | 0.00036791 | 18.6375 | 18.9525 | 18.005 | 0.0068569 | 0.0069727 | 0.0066242
212 | HE 209 | 0.00023014 | 19.18 | 19.605 | 19.655 | 0.004414 | 0.0045119 | 0.0045234
213 | HE 210 | 6.1962e-05 | 23.6425 | 26.945 | 79.39 | 0.0014649 | 0.0016696 | 0.0049191
214 | HE 211 | 0 | 19.6425 | 26.1575 | 19.9925 | 0 | 0 | 0
215 | HE 212 | 0 | 16.3125 | 29.1325 | 16.625 | 0 | 0 | 0
216 | HE 213 | 0 | 15.19 | 27.08 | 14.875 | 0 | 0 | 0
217 | HE 214 | 0 | 14.5225 | 22.345 | 11.5525 | 0 | 0 | 0
218 | HE 215 | 0 | 15.135 | 21.2175 | 8.4275 | 0 | 0 | 0
219 | HE 216 | 0 | 13.115 | 19.01 | 7.4075 | 0 | 0 | 0
220 | HE 217 | 0 | 13.465 | 18.4975 | 9.0075 | 0 | 0 | 0
221 | HE 218 | 0 | 12.185 | 17.95 | 11.2825 | 0 | 0 | 0
222 | HE 219 | 0 | 12.3525 | 17.835 | 12.98 | 0 | 0 | 0
223 | HE 220 | 0 | 13.695 | 17.935 | 12.435 | 0 | 0 | 0
224 | HE 221 | 0 | 14.485 | 17.75 | 11.1975 | 0 | 0 | 0
225 | HE 222 | 0 | 15.3125 | 18.73 | 10.2675 | 0 | 0 | 0
226 | HE 223 | 0 | 17.825 | 32.33 | 14.775 | 0 | 0 | 0
227 | HE 224 | 0 | 17.7675 | 22.2925 | 15.3825 | 0 | 0 | 0
228 | HE 225 | 0.00013621 | 17.705 | 20.9 | 16.06 | 0.0024117 | 0.0028469 | 0.0021876
229 | HE 226 | 0.00027195 | 19.1925 | 20.3325 | 18.04 | 0.0052193 | 0.0055293 | 0.0049059
230 | HE 227 | 0.00039174 | 17.67 | 20.9425 | 17.475 | 0.0069221 | 0.0082041 | 0.0068457
231 | HE 228 | 0.00047102 | 15.6725 | 19.475 | 17.7075 | 0.007382 | 0.0091731 | 0.0083406
232 | HE 229 | 0.00052867 | 14.6225 | 20.4 | 17.1875 | 0.0077305 | 0.010785 | 0.0090865
233 | HE 230 | 0.00052134 | 12.4075 | 20.7425 | 16.465 | 0.0064685 | 0.010814 | 0.0085838
234 | HE 231 | 0.00048013 | 12.3075 | 20.255 | 15.1275 | 0.0059092 | 0.009725 | 0.0072632
235 | HE 232 | 0.00036791 | 13.2125 | 19.5075 | 13.4125 | 0.004861 | 0.0071769 | 0.0049345
236 | HE 233 | 0.00023014 | 16.62 | 19.5825 | 12.3725 | 0.0038249 | 0.0045067 | 0.0028474
237 | HE 234 | 6.1962e-05 | 16.6675 | 23.3175 | 13.34 | 0.0010327 | 0.0014448 | 0.00082657
238 | HE 235 | 0 | 16.8775 | 25.725 | 13.5125 | 0 | 0 | 0
239 | HE 236 | 0 | 20.3675 | 21.8675 | 11.1175 | 0 | 0 | 0
240 | HE 237 | 0 | 19.5375 | 20.76 | 7.255 | 0 | 0 | 0
241 | HE 238 | 0 | 18.275 | 20.54 | 8.1875 | 0 | 0 | 0
242 | HE 239 | 0 | 12.485 | 20.9075 | 9.2775 | 0 | 0 | 0
243 | HE 240 | 0 | 9.805 | 19.7075 | 6.225 | 0 | 0 | 0
244 | HE 241 | 0 | 6.895 | 19.2775 | 5.0875 | 0 | 0 | 0
245 | HE 242 | 0 | 4.3725 | 18.4525 | 6.175 | 0 | 0 | 0
246 | HE 243 | 0 | 6.0125 | 18.4125 | 6.0625 | 0 | 0 | 0
247 | HE 244 | 0 | 8.9175 | 19.3175 | 1.7575 | 0 | 0 | 0
248 | HE 245 | 0 | 16.9325 | 19.7375 | 1.7125 | 0 | 0 | 0
249 | HE 246 | 0 | 18.7375 | 19.6275 | 4.135 | 0 | 0 | 0
250 | HE 247 | 0 | 24.3775 | 22.1875 | 8.6925 | 0 | 0 | 0
251 | HE 248 | 0 | 18.4475 | 21.97 | 13.005 | 0 | 0 | 0
252 | HE 249 | 0.00013621 | 15.6925 | 22.005 | 15.2575 | 0.0021375 | 0.0029974 | 0.0020783
253 | HE 250 | 0.00027195 | 18.0675 | 22.115 | 16.95 | 0.0049134 | 0.0060141 | 0.0046095
254 | HE 251 | 0.00039174 | 17.035 | 21.3725 | 22.485 | 0.0066734 | 0.0083725 | 0.0088084
255 | HE 252 | 0.00047102 | 14.4875 | 21.2825 | 26.11 | 0.0068239 | 0.010024 | 0.012298
256 | HE 253 | 0.00052867 | 12.6525 | 20.465 | 18.7 | 0.006689 | 0.010819 | 0.0098861
257 | HE 254 | 0.00052134 | 12.255 | 19.5625 | 16.6775 | 0.006389 | 0.010199 | 0.0086946
258 | HE 255 | 0.00048013 | 11.5425 | 19.15 | 13.32 | 0.0055419 | 0.0091945 | 0.0063953
259 | HE 256 | 0.00036791 | 12.2325 | 18.75 | 12.7625 | 0.0045004 | 0.0068982 | 0.0046954
260 | HE 257 | 0.00023014 | 12.735 | 19.505 | 14.0325 | 0.0029308 | 0.0044888 | 0.0032294
261 | HE 258 | 6.1962e-05 | 18.0875 | 19.975 | 18.64 | 0.0011207 | 0.0012377 | 0.001155
262 | HE 259 | 0 | 20.9 | 20.1225 | 18.4475 | 0 | 0 | 0
263 | HE 260 | 0 | 22.7325 | 21.36 | 16.6675 | 0 | 0 | 0
264 | HE 261 | 0 | 24.86 | 27.525 | 13.3175 | 0 | 0 | 0
265 | HE 262 | 0 | 23.315 | 24.56 | 12.6125 | 0 | 0 | 0
266 | HE 263 | 0 | 21.47 | 22.0275 | 11.3575 | 0 | 0 | 0
267 | HE 264 | 0 | 21.245 | 28.455 | 10.78 | 0 | 0 | 0
268 | HE 265 | 0 | 22.245 | 22.38 | 10.4475 | 0 | 0 | 0
269 | HE 266 | 0 | 21.9225 | 19.5075 | 10.6825 | 0 | 0 | 0
270 | HE 267 | 0 | 21.5175 | 18.155 | 10.7675 | 0 | 0 | 0
271 | HE 268 | 0 | 22.5025 | 17.1075 | 11.4075 | 0 | 0 | 0
272 | HE 269 | 0 | 23.4475 | 15.5325 | 11.815 | 0 | 0 | 0
273 | HE 270 | 0 | 33.9775 | 15.775 | 12.4075 | 0 | 0 | 0
274 | HE 271 | 0 | 198.26 | 18.68 | 12.6375 | 0 | 0 | 0
275 | HE 272 | 0 | 43.5225 | 18.9325 | 13.6175 | 0 | 0 | 0
276 | HE 273 | 0.00013621 | 28.2325 | 20.8475 | 14.5575 | 0.0038457 | 0.0028397 | 0.0019829
277 | HE 274 | 0.00027195 | 29.415 | 22.0925 | 15.9925 | 0.0079993 | 0.006008 | 0.0043491
278 | HE 275 | 0.00039174 | 27.8975 | 20.4275 | 13.0975 | 0.010929 | 0.0080023 | 0.0051309
279 | HE 276 | 0.00047102 | 24.14 | 20.0475 | 11.4975 | 0.01137 | 0.0094428 | 0.0054155
280 | HE 277 | 0.00052867 | 21.28 | 19.4275 | 11.3675 | 0.01125 | 0.010271 | 0.0060096
281 | HE 278 | 0.00052134 | 19.81 | 18.8825 | 11.8575 | 0.010328 | 0.0098442 | 0.0061818
282 | HE 279 | 0.00048013 | 19.2075 | 18.5125 | 12.2325 | 0.0092221 | 0.0088884 | 0.0058732
283 | HE 280 | 0.00036791 | 19.3775 | 18.3825 | 13.4675 | 0.0071291 | 0.006763 | 0.0049548
284 | HE 281 | 0.00023014 | 20.1325 | 19.47 | 16.145 | 0.0046333 | 0.0044808 | 0.0037156
285 | HE 282 | 6.1962e-05 | 20.78 | 92.5875 | 20.0425 | 0.0012876 | 0.0057369 | 0.0012419
286 | HE 283 | 0 | 21.505 | 48.15 | 19.92 | 0 | 0 | 0
287 | HE 284 | 0 | 20.025 | 30.1825 | 18.22 | 0 | 0 | 0
288 | HE 285 | 0 | 19.9475 | 41.3475 | 16.7125 | 0 | 0 | 0
289 | HE 286 | 0 | 19.62 | 28.445 | 14.03 | 0 | 0 | 0
290 | HE 287 | 0 | 19.64 | 45.775 | 12.1025 | 0 | 0 | 0
291 | HE 288 | 0 | 19.2425 | 22.08 | 8.435 | 0 | 0 | 0
292 | HE 289 | 0 | 21.3075 | 21.725 | 9.625 | 0 | 0 | 0
293 | HE 290 | 0 | 21.205 | 21.4325 | 7.8 | 0 | 0 | 0
294 | HE 291 | 0 | 21.3825 | 21.67 | 6.0925 | 0 | 0 | 0
295 | HE 292 | 0 | 21.6675 | 21.475 | 5.2775 | 0 | 0 | 0
296 | HE 293 | 0 | 22.1375 | 21.665 | 9.8775 | 0 | 0 | 0
297 | HE 294 | 0 | 22.7775 | 22.8625 | 11.8 | 0 | 0 | 0
298 | HE 295 | 0 | 24.285 | 21.01 | 14.575 | 0 | 0 | 0
299 | HE 296 | 0 | 29.3975 | 21.8475 | 13.67 | 0 | 0 | 0
300 | HE 297 | 0.00013621 | 38.895 | 24.1975 | 13.16 | 0.0052981 | 0.003296 | 0.0017926
301 | HE 298 | 0.00027195 | 38.205 | 30.91 | 13.275 | 0.01039 | 0.0084058 | 0.0036101
302 | HE 299 | 0.00039174 | 36.4725 | 34.115 | 12.65 | 0.014288 | 0.013364 | 0.0049556
303 | HE 300 | 0.00047102 | 31.8325 | 34.525 | 13.82 | 0.014994 | 0.016262 | 0.0065095
304 | HE 301 | 0.00052867 | 26.1 | 27.49 | 13.8325 | 0.013798 | 0.014533 | 0.0073128
305 | HE 302 | 0.00052134 | 22.5225 | 25.8475 | 12.9825 | 0.011742 | 0.013475 | 0.0067683
306 | HE 303 | 0.00048013 | 19.78 | 24.01 | 12.4075 | 0.009497 | 0.011528 | 0.0059572
307 | HE 304 | 0.00036791 | 19.01 | 22.215 | 12.6775 | 0.0069939 | 0.008173 | 0.0046641
308 | HE 305 | 0.00023014 | 18.92 | 21.7325 | 14.01 | 0.0043542 | 0.0050015 | 0.0032242
309 | HE 306 | 6.1962e-05 | 19.28 | 31.2775 | 18.045 | 0.0011946 | 0.001938 | 0.0011181
310 | HE 307 | 0 | 19.0875 | 51.2875 | 17.7475 | 0 | 0 | 0
311 | HE 308 | 0 | 18.915 | 54.0825 | 17.52 | 0 | 0 | 0
312 | HE 309 | 0 | 18.87 | 41.795 | 16.7925 | 0 | 0 | 0
313 | HE 310 | 0 | 18.2275 | 38.8075 | 14.64 | 0 | 0 | 0
314 | HE 311 | 0 | 17.5575 | 28.535 | 12.595 | 0 | 0 | 0
315 | HE 312 | 0 | 16.5775 | 33.05 | 10.205 | 0 | 0 | 0
316 | HE 313 | 0 | 17.1025 | 25.48 | 11.3475 | 0 | 0 | 0
317 | HE 314 | 0 | 17.3675 | 22.1025 | 10.685 | 0 | 0 | 0
318 | HE 315 | 0 | 18.0625 | 24.4175 | 12.2225 | 0 | 0 | 0
319 | HE 316 | 0 | 18.76 | 25.9775 | 13.265 | 0 | 0 | 0
320 | HE 317 | 0 | 19.705 | 21.8975 | 13.8625 | 0 | 0 | 0
321 | HE 318 | 0 | 20.43 | 26.325 | 13.895 | 0 | 0 | 0
322 | HE 319 | 0 | 22.8275 | 66.9325 | 18.7625 | 0 | 0 | 0
323 | HE 320 | 0 | 25.0575 | 31.3275 | 20.37 | 0 | 0 | 0
324 | HE 321 | 0.00013621 | 27.3925 | 52.7375 | 20.2575 | 0.0037312 | 0.0071836 | 0.0027594
325 | HE 322 | 0.00027195 | 27.9325 | 68.375 | 19.0225 | 0.0075961 | 0.018594 | 0.0051731
326 | HE 323 | 0.00039174 | 22.91 | 30.6825 | 20.0075 | 0.0089748 | 0.01202 | 0.0078378
327 | HE 324 | 0.00047102 | 20.2925 | 26.18 | 19.66 | 0.0095582 | 0.012331 | 0.0092602
328 | HE 325 | 0.00052867 | 20.4 | 22.175 | 18.1225 | 0.010785 | 0.011723 | 0.0095808
329 | HE 326 | 0.00052134 | 19.84 | 21.8075 | 17.8425 | 0.010343 | 0.011369 | 0.009302
330 | HE 327 | 0.00048013 | 19.69 | 21.72 | 17.3575 | 0.0094538 | 0.010428 | 0.0083339
331 | HE 328 | 0.00036791 | 19.2025 | 21.6675 | 17.275 | 0.0070647 | 0.0079716 | 0.0063556
332 | HE 329 | 0.00023014 | 19.235 | 22.35 | 17.14 | 0.0044267 | 0.0051436 | 0.0039446
333 | HE 330 | 6.1962e-05 | 21.0025 | 34.8075 | 18.1225 | 0.0013014 | 0.0021567 | 0.0011229
334 | HE 331 | 0 | 25.72 | 38.165 | 18.4475 | 0 | 0 | 0
335 | HE 332 | 0 | 23.565 | 33.9275 | 17.1725 | 0 | 0 | 0
336 | HE 333 | 0 | 22.2 | 31.0575 | 14.9075 | 0 | 0 | 0
337 | HE 334 | 0 | 20.22 | 36.9725 | 13.255 | 0 | 0 | 0
338 | HE 335 | 0 | 18.9175 | 29.73 | 13.4475 | 0 | 0 | 0
339 | HE 336 | 0 | 18.1525 | 23.5975 | 7.52 | 0 | 0 | 0
340 | HE 337 | 0 | 16.6325 | 23.3025 | 4.9675 | 0 | 0 | 0
341 | HE 338 | 0 | 9.5475 | 24.2525 | 3.8175 | 0 | 0 | 0
342 | HE 339 | 0 | 12.9975 | 21.94 | 0.385 | 0 | 0 | 0
343 | HE 340 | 0 | 13.045 | 22.4075 | 0.9525 | 0 | 0 | 0
344 | HE 341 | 0 | 11.4975 | 28.7375 | 1.7525 | 0 | 0 | 0
345 | HE 342 | 0 | 14.23 | 35.7275 | 9.58 | 0 | 0 | 0
346 | HE 343 | 0 | 18.2975 | 129.12 | 13.5875 | 0 | 0 | 0
347 | HE 344 | 0 | 18.8225 | 35.39 | 14.735 | 0 | 0 | 0
348 | HE 345 | 0.00013621 | 19.045 | 34.4875 | 14.9425 | 0.0025942 | 0.0046977 | 0.0020354
349 | HE 346 | 0.00027195 | 19.51 | 47.295 | 16.325 | 0.0053057 | 0.012862 | 0.0044395
350 | HE 347 | 0.00039174 | 18.075 | 41.1175 | 16.73 | 0.0070808 | 0.016108 | 0.0065539
351 | HE 348 | 0.00047102 | 17.895 | 34.6025 | 17.6 | 0.0084289 | 0.016298 | 0.0082899
352 | HE 349 | 0.00052867 | 16.965 | 30.2125 | 18.2475 | 0.0089689 | 0.015972 | 0.0096469
353 | HE 350 | 0.00052134 | 3.6125 | 29.4775 | 20.21 | 0.0018833 | 0.015368 | 0.010536
354 | HE 351 | 0.00048013 | -0.2125 | 26.2625 | 20.675 | -0.00010203 | 0.012609 | 0.0099267
355 | HE 352 | 0.00036791 | -1.035 | 26.8775 | 20.345 | -0.00038078 | 0.0098884 | 0.0074851
356 | HE 353 | 0.00023014 | 0.085 | 27.8 | 20.26 | 1.9562e-05 | 0.0063978 | 0.0046626
357 | HE 354 | 6.1962e-05 | 6.7175 | 51.05 | 19.23 | 0.00041623 | 0.0031631 | 0.0011915
358 | HE 355 | 0 | 12.925 | 32.9775 | 17.845 | 0 | 0 | 0
359 | HE 356 | 0 | 15.4525 | 26.7025 | 16.9925 | 0 | 0 | 0
360 | HE 357 | 0 | 15.88 | 25.975 | 16.2975 | 0 | 0 | 0
361 | HE 358 | 0 | 15.66 | 27.58 | 15.065 | 0 | 0 | 0
362 | HE 359 | 0 | 8.62 | 21.9425 | 14.0625 | 0 | 0 | 0
363 | HE 360 | 0 | 2.3725 | 21.43 | 14.5325 | 0 | 0 | 0
364 | HE 361 | 0 | 8.1425 | 21.195 | 11.7875 | 0 | 0 | 0
365 | HE 362 | 0 | 14.23 | 20.6175 | 2.855 | 0 | 0 | 0
366 | HE 363 | 0 | 16.7625 | 20.65 | -0.355 | 0 | 0 | 0
367 | HE 364 | 0 | 17.7375 | 20.945 | -0.6 | 0 | 0 | 0
368 | HE 365 | 0 | 18.01 | 21.4075 | 0.98 | 0 | 0 | 0
369 | HE 366 | 0 | 19.9575 | 22.665 | 4.7075 | 0 | 0 | 0
370 | HE 367 | 0 | 25.99 | 45.0875 | 12.5375 | 0 | 0 | 0
371 | HE 368 | 0 | 30.835 | 38.85 | 12.2975 | 0 | 0 | 0
372 | HE 369 | 0.00013621 | 37.8525 | 32.165 | 13.3325 | 0.005156 | 0.0043813 | 0.0018161
373 | HE 370 | 0.00027195 | 41.94 | 37.365 | 12.6725 | 0.011405 | 0.010161 | 0.0034462
374 | HE 371 | 0.00039174 | 46.305 | 38.3475 | 13.3475 | 0.01814 | 0.015022 | 0.0052288
375 | HE 372 | 0.00047102 | 48.2275 | 28.33 | 16.55 | 0.022716 | 0.013344 | 0.0077954
376 | HE 373 | 0.00052867 | 181.37 | 26.69 | 17.9875 | 0.095885 | 0.01411 | 0.0095094
377 | HE 374 | 0.00052134 | 50.1325 | 24.7625 | 18.115 | 0.026136 | 0.01291 | 0.0094441
378 | HE 375 | 0.00048013 | 40.6275 | 22.98 | 18.175 | 0.019506 | 0.011033 | 0.0087264
379 | HE 376 | 0.00036791 | 51.045 | 21.9525 | 18.0575 | 0.01878 | 0.0080765 | 0.0066435
380 | HE 377 | 0.00023014 | 66.26 | 21.7225 | 17.815 | 0.015249 | 0.0049992 | 0.0040999
381 | HE 378 | 6.1962e-05 | 436.025 | 37.895 | 21.9975 | 0.027017 | 0.002348 | 0.001363
382 | HE 379 | 0 | 720.8775 | 25.9925 | 34.65 | 0 | 0 | 0
383 | HE 380 | 0 | 250.6275 | 26.5825 | 37.2075 | 0 | 0 | 0
384 | HE 381 | 0 | 283.2275 | 30.705 | 24.015 | 0 | 0 | 0
385 | HE 382 | 0 | 163.175 | 24.4425 | 22.0525 | 0 | 0 | 0
386 | HE 383 | 0 | 67.82 | 21.28 | 19.965 | 0 | 0 | 0
387 | HE 384 | 0 | 41.35 | 18.485 | 19.35 | 0 | 0 | 0
388 | HE 385 | 0 | 47.7725 | 17.505 | 17.8625 | 0 | 0 | 0
389 | HE 386 | 0 | 44.7425 | 17.065 | 17.355 | 0 | 0 | 0
390 | HE 387 | 0 | 45.28 | 17.13 | 16.7675 | 0 | 0 | 0
391 | HE 388 | 0 | 46.4875 | 18.1425 | 15.985 | 0 | 0 | 0
392 | HE 389 | 0 | 53.255 | 17.79 | 16.855 | 0 | 0 | 0
393 | HE 390 | 0 | 60.185 | 18.42 | 19.6375 | 0 | 0 | 0
394 | HE 391 | 0 | 693.88 | 21.195 | 20.87 | 0 | 0 | 0
395 | HE 392 | 0 | 545.6325 | 22.16 | 19.575 | 0 | 0 | 0
396 | HE 393 | 0.00013621 | 196.1775 | 22.03 | 22.2675 | 0.026722 | 0.0030008 | 0.0030332
397 | HE 394 | 0.00027195 | 129.3475 | 27.16 | 22.3525 | 0.035175 | 0.007386 | 0.0060787
398 | HE 395 | 0.00039174 | 91.9975 | 35.585 | 46.915 | 0.036039 | 0.01394 | 0.018379
399 | HE 396 | 0.00047102 | 71.335 | 35.22 | 25.89 | 0.0336 | 0.016589 | 0.012195
400 | HE 397 | 0.00052867 | 54.705 | 35.1825 | 24.255 | 0.028921 | 0.0186 | 0.012823
401 | HE 398 | 0.00052134 | 51.115 | 31.1775 | 19.6925 | 0.026648 | 0.016254 | 0.010266
402 | HE 399 | 0.00048013 | 47.9625 | 28.99 | 18.2675 | 0.023028 | 0.013919 | 0.0087708
403 | HE 400 | 0.00036791 | 45.475 | 25.295 | 17.4175 | 0.016731 | 0.0093062 | 0.006408
404 | HE 401 | 0.00023014 | 46.5225 | 25 | 16.5725 | 0.010707 | 0.0057534 | 0.003814
405 | HE 402 | 6.1962e-05 | 57.5775 | 26.815 | 17.185 | 0.0035676 | 0.0016615 | 0.0010648
406 | HE 403 | 0 | 65.1675 | 29.695 | 15.9875 | 0 | 0 | 0
407 | HE 404 | 0 | 60.795 | 26.085 | 14.18 | 0 | 0 | 0
408 | HE 405 | 0 | 58.295 | 27.645 | 16.36 | 0 | 0 | 0
409 | HE 406 | 0 | 49.34 | 22.5825 | 15.83 | 0 | 0 | 0
410 | HE 407 | 0 | 45.125 | 20.395 | 13.9925 | 0 | 0 | 0
411 | HE 408 | 0 | 33.465 | 20.6375 | 14.04 | 0 | 0 | 0
412 | HE 409 | 0 | 25.4625 | 28.27 | 15.795 | 0 | 0 | 0
413 | HE 410 | 0 | 23.885 | 19.95 | 15.455 | 0 | 0 | 0
414 | HE 411 | 0 | 29.6675 | 19.3375 | 15.61 | 0 | 0 | 0
415 | HE 412 | 0 | 33.8325 | 20.4725 | 15.7575 | 0 | 0 | 0
416 | HE 413 | 0 | 36.4975 | 27.065 | 14.3825 | 0 | 0 | 0
417 | HE 414 | 0 | 45.795 | 39.3475 | 5.4925 | 0 | 0 | 0
418 | HE 415 | 0 | 71.2625 | 83.0325 | 3.0125 | 0 | 0 | 0
419 | HE 416 | 0 | 69.2175 | 36.0475 | 4.0375 | 0 | 0 | 0
420 | HE 417 | 0.00013621 | 61.4275 | 37.0825 | 4.9525 | 0.0083673 | 0.0050512 | 0.0006746
421 | HE 418 | 0.00027195 | 67.055 | 34.4975 | 5.74 | 0.018235 | 0.0093814 | 0.001561
422 | HE 419 | 0.00039174 | 60.485 | 34.775 | 9.3575 | 0.023695 | 0.013623 | 0.0036657
423 | HE 420 | 0.00047102 | 47.3025 | 26.91 | 15.8825 | 0.02228 | 0.012675 | 0.007481
424 | HE 421 | 0.00052867 | 34.5925 | 27.5475 | 9.625 | 0.018288 | 0.014564 | 0.0050884
425 | HE 422 | 0.00052134 | 32.7 | 22.69 | 9.76 | 0.017048 | 0.011829 | 0.0050883
426 | HE 423 | 0.00048013 | 30.2575 | 20.8025 | 15.61 | 0.014528 | 0.0099879 | 0.0074948
427 | HE 424 | 0.00036791 | 32.0675 | 21.0025 | 14.04 | 0.011798 | 0.007727 | 0.0051654
428 | HE 425 | 0.00023014 | 37.1475 | 24.0125 | 13.3425 | 0.008549 | 0.0055262 | 0.0030706
429 | HE 426 | 6.1962e-05 | 46.2325 | 41.8325 | 17.0025 | 0.0028646 | 0.002592 | 0.0010535
430 | HE 427 | 0 | 80.8975 | 24.1925 | 17.34 | 0 | 0 | 0
431 | HE 428 | 0 | 40.1925 | 20.685 | 14.945 | 0 | 0 | 0
432 | HE 429 | 0 | 33.9325 | 18.8475 | 13.8975 | 0 | 0 | 0
433 | HE 430 | 0 | 30.995 | 13.2775 | 12.695 | 0 | 0 | 0
434 | HE 431 | 0 | 22.88 | 10.58 | 12.605 | 0 | 0 | 0
435 | HE 432 | 0 | 21.2275 | 5.01 | 11.57 | 0 | 0 | 0
436 | HE 433 | 0 | 19.16 | 0.76 | 11.5975 | 0 | 0 | 0
437 | HE 434 | 0 | 19.0775 | -0.11 | 11.8175 | 0 | 0 | 0
438 | HE 435 | 0 | 19.2475 | 0.085 | 12.33 | 0 | 0 | 0
439 | HE 436 | 0 | 18.8 | 3.52 | 12.885 | 0 | 0 | 0
440 | HE 437 | 0 | 18.8375 | 12.645 | 13.4575 | 0 | 0 | 0
441 | HE 438 | 0 | 18.9375 | 15.6075 | 14.6225 | 0 | 0 | 0
442 | HE 439 | 0 | 21.445 | 19.34 | 16.6675 | 0 | 0 | 0
443 | HE 440 | 0 | 21.72 | 27.575 | 17.4925 | 0 | 0 | 0
444 | HE 441 | 0.00013621 | 20.5225 | 68.67 | 17.6275 | 0.0027955 | 0.0093538 | 0.0024011
445 | HE 442 | 0.00027195 | 23.1775 | 20.1375 | 17.2325 | 0.006303 | 0.0054763 | 0.0046863
446 | HE 443 | 0.00039174 | 23.1825 | 20.6425 | 15.35 | 0.0090816 | 0.0080866 | 0.0060133
447 | HE 444 | 0.00047102 | 21.925 | 19.4775 | 14.0625 | 0.010327 | 0.0091743 | 0.0066237
448 | HE 445 | 0.00052867 | 21.075 | 17.6975 | 14.3775 | 0.011142 | 0.0093561 | 0.0076009
449 | HE 446 | 0.00052134 | 20.9275 | 14.9325 | 14.9325 | 0.01091 | 0.0077849 | 0.0077849
450 | HE 447 | 0.00048013 | 20.82 | 10.2325 | 14.5725 | 0.0099963 | 0.0049129 | 0.0069967
451 | HE 448 | 0.00036791 | 19.5775 | 8.6825 | 14.305 | 0.0072027 | 0.0031943 | 0.0052629
452 | HE 449 | 0.00023014 | 20.9275 | 10.645 | 15.1675 | 0.0048162 | 0.0024498 | 0.0034906
453 | HE 450 | 6.1962e-05 | 22.5025 | 22.7875 | 18.8075 | 0.0013943 | 0.001412 | 0.0011653
454 | HE 451 | 0 | 21.5 | 37.305 | 21.735 | 0 | 0 | 0
455 | HE 452 | 0 | 20.28 | 31.8675 | 20.2325 | 0 | 0 | 0
456 | HE 453 | 0 | 21.675 | 37.385 | 20.7575 | 0 | 0 | 0
457 | HE 454 | 0 | 20.55 | 46.3975 | 18.9025 | 0 | 0 | 0
458 | HE 455 | 0 | 17.935 | 30.7025 | 18.3375 | 0 | 0 | 0
459 | HE 456 | 0 | 26.3975 | 27.3025 | 17.2075 | 0 | 0 | 0
460 | HE 457 | 0 | 19.4075 | 33.015 | 16.2725 | 0 | 0 | 0
461 | HE 458 | 0 | 17.48 | 25.8825 | 15.83 | 0 | 0 | 0
462 | HE 459 | 0 | 17.2775 | 26.1275 | 15.4625 | 0 | 0 | 0
463 | HE 460 | 0 | 17.1225 | 25.695 | 15.6475 | 0 | 0 | 0
464 | HE 461 | 0 | 16.915 | 26.305 | 15.23 | 0 | 0 | 0
465 | HE 462 | 0 | 23.305 | 30.685 | 16.59 | 0 | 0 | 0
466 | HE 463 | 0 | 17.225 | 29.555 | 17.955 | 0 | 0 | 0
467 | HE 464 | 0 | 17.4675 | 29.0675 | 18.9125 | 0 | 0 | 0
468 | HE 465 | 0.00013621 | 18.3575 | 27.2275 | 18.5425 | 0.0025006 | 0.0037088 | 0.0025258
469 | HE 466 | 0.00027195 | 22.23 | 25.9525 | 18.2775 | 0.0060453 | 0.0070577 | 0.0049705
470 | HE 467 | 0.00039174 | 40.9425 | 23.7425 | 17.345 | 0.016039 | 0.009301 | 0.0067948
471 | HE 468 | 0.00047102 | 26.395 | 21.525 | 16.265 | 0.012433 | 0.010139 | 0.0076611
472 | HE 469 | 0.00052867 | 21.2325 | 21.8375 | 15.645 | 0.011225 | 0.011545 | 0.008271
473 | HE 470 | 0.00052134 | 18.575 | 21.13 | 15.61 | 0.0096839 | 0.011016 | 0.0081381
474 | HE 471 | 0.00048013 | 18.0325 | 21.32 | 15.4725 | 0.0086579 | 0.010236 | 0.0074288
475 | HE 472 | 0.00036791 | 17.3 | 20.9075 | 15.1975 | 0.0063648 | 0.007692 | 0.0055913
476 | HE 473 | 0.00023014 | 17.79 | 20.3275 | 15.595 | 0.0040942 | 0.0046781 | 0.003589
477 | HE 474 | 6.1962e-05 | 19.2925 | 21.6325 | 17.3125 | 0.0011954 | 0.0013404 | 0.0010727
478 | HE 475 | 0 | 18.5225 | 21.35 | 19.1025 | 0 | 0 | 0
479 | HE 476 | 0 | 17.655 | 19.0725 | 18.655 | 0 | 0 | 0
480 | HE 477 | 0 | 14.3525 | 19.12 | 17.8375 | 0 | 0 | 0
481 | HE 478 | 0 | 11.98 | 17.6 | 17.265 | 0 | 0 | 0
482 | HE 479 | 0 | 8.98 | 17.905 | 17.12 | 0 | 0 | 0
483 | HE 480 | 0 | 4.415 | 14.745 | 14.105 | 0 | 0 | 0
484 | HE 481 | 0 | 8.02 | 15.015 | 13.345 | 0 | 0 | 0
485 | HE 482 | 0 | 6.8475 | 15.0625 | 13.125 | 0 | 0 | 0
486 | HE 483 | 0 | 3.94 | 14.8425 | 13.5575 | 0 | 0 | 0
487 | HE 484 | 0 | 0.925 | 16.8925 | 14.44 | 0 | 0 | 0
488 | HE 485 | 0 | 0.7725 | 17.805 | 14.6475 | 0 | 0 | 0
489 | HE 486 | 0 | 1.64 | 18.8175 | 17.025 | 0 | 0 | 0
490 | HE 487 | 0 | 1.1975 | 22.8125 | 23.05 | 0 | 0 | 0
491 | HE 488 | 0 | 5.6875 | 23.0425 | 19.08 | 0 | 0 | 0
492 | HE 489 | 0.00013621 | 12.01 | 22.4075 | 17.82 | 0.0016359 | 0.0030522 | 0.0024273
493 | HE 490 | 0.00027195 | 18.235 | 22.65 | 18.165 | 0.0049589 | 0.0061596 | 0.0049399
494 | HE 491 | 0.00039174 | 17.1225 | 17.22 | 14.14 | 0.0067076 | 0.0067458 | 0.0055393
495 | HE 492 | 0.00047102 | 16.9325 | 12.865 | 13.9525 | 0.0079755 | 0.0060597 | 0.0065719
496 | HE 493 | 0.00052867 | 13.725 | 10.4225 | 13.205 | 0.007256 | 0.0055101 | 0.0069811
497 | HE 494 | 0.00052134 | 11.89 | 8.5225 | 10.965 | 0.0061987 | 0.0044431 | 0.0057165
498 | HE 495 | 0.00048013 | 13.3075 | 4.88 | 7.3125 | 0.0063893 | 0.002343 | 0.0035109
499 | HE 496 | 0.00036791 | 12.7725 | 3.4375 | 6.8075 | 0.0046991 | 0.0012647 | 0.0025045
500 | HE 497 | 0.00023014 | 10.4175 | 5.0825 | 8.82 | 0.0023975 | 0.0011697 | 0.0020298
501 | HE 498 | 6.1962e-05 | 15.8975 | 12.49 | 13.5425 | 0.00098504 | 0.0007739 | 0.00083912
502 | HE 499 | 0 | 19.13 | 15.89 | 17.44 | 0 | 0 | 0
503 | HE 500 | 0 | 18.775 | 16 | 17.4525 | 0 | 0 | 0
504 | HE 501 | 0 | 18.485 | 14.985 | 16.375 | 0 | 0 | 0
505 | HE 502 | 0 | 18.885 | 12.96 | 13.62 | 0 | 0 | 0
506 | HE 503 | 0 | 16.79 | 8.325 | 12.4175 | 0 | 0 | 0
507 | HE 504 | 0 | 10.6675 | 0.2 | 8.0325 | 0 | 0 | 0
508 | HE 505 | 0 | 10.795 | -0.5125 | 12.0525 | 0 | 0 | 0
509 | HE 506 | 0 | 7.97 | -2.2125 | 11.96 | 0 | 0 | 0
510 | HE 507 | 0 | 11.625 | -4.14 | 12.645 | 0 | 0 | 0
511 | HE 508 | 0 | 14.1725 | -1.6875 | 14.14 | 0 | 0 | 0
512 | HE 509 | 0 | 12.8325 | 3.5 | 14.2825 | 0 | 0 | 0
513 | HE 510 | 0 | 18.2725 | 15.85 | 15.5675 | 0 | 0 | 0
514 | HE 511 | 0 | 18.825 | 24.18 | 19.79 | 0 | 0 | 0
515 | HE 512 | 0 | 17.5625 | 21.66 | 17.8525 | 0 | 0 | 0
516 | HE 513 | 0.00013621 | 17.4275 | 20.66 | 19.1075 | 0.0023739 | 0.0028142 | 0.0026027
517 | HE 514 | 0.00027195 | 18.785 | 20.9525 | 19.445 | 0.0051085 | 0.0056979 | 0.005288
518 | HE 515 | 0.00039174 | 18.08 | 20.73 | 18.235 | 0.0070827 | 0.0081208 | 0.0071434
519 | HE 516 | 0.00047102 | 17.2275 | 19.795 | 18.97 | 0.0081145 | 0.0093238 | 0.0089352
520 | HE 517 | 0.00052867 | 16.7525 | 20.185 | 17.83 | 0.0088565 | 0.010671 | 0.0094262
521 | HE 518 | 0.00052134 | 15.705 | 14.36 | 17.43 | 0.0081876 | 0.0074864 | 0.0090869
522 | HE 519 | 0.00048013 | 13.6225 | 11.585 | 16.9175 | 0.0065406 | 0.0055623 | 0.0081226
523 | HE 520 | 0.00036791 | 15.8725 | 11.93 | 17.3425 | 0.0058396 | 0.0043891 | 0.0063804
524 | HE 521 | 0.00023014 | 16.77 | 12.57 | 18.3475 | 0.0038594 | 0.0028928 | 0.0042225
525 | HE 522 | 6.1962e-05 | 18.1875 | 13.5975 | 250.8425 | 0.0011269 | 0.00084253 | 0.015543
526 | HE 523 | 0 | 23.5925 | 15.1775 | 38.225 | 0 | 0 | 0
527 | HE 524 | 0 | 29.875 | 15.36 | 29.835 | 0 | 0 | 0
528 | HE 525 | 0 | 55.41 | 15.315 | 22.8725 | 0 | 0 | 0
529 | HE 526 | 0 | 26.7175 | 16.6425 | 20.975 | 0 | 0 | 0
530 | HE 527 | 0 | 24.1325 | 19.91 | 31.57 | 0 | 0 | 0
531 | HE 528 | 0 | 21.515 | 19.4075 | 18.65 | 0 | 0 | 0
532 | HE 529 | 0 | 22.3875 | 20.88 | 16.885 | 0 | 0 | 0
533 | HE 530 | 0 | 21.485 | 20.71 | 15.32 | 0 | 0 | 0
534 | HE 531 | 0 | 21.87 | 20.395 | 14.74 | 0 | 0 | 0
535 | HE 532 | 0 | 21.8625 | 20.28 | 13.26 | 0 | 0 | 0
536 | HE 533 | 0 | 21.835 | 22.815 | 14.0775 | 0 | 0 | 0
537 | HE 534 | 0 | 333.9775 | 22.9675 | 16.4825 | 0 | 0 | 0
538 | HE 535 | 0 | 2816.4675 | 61.195 | 19.41 | 0 | 0 | 0
539 | HE 536 | 0 | 153.5375 | 61.04 | 17.0475 | 0 | 0 | 0
540 | HE 537 | 0.00013621 | 39.9875 | 76.42 | 15.165 | 0.0054469 | 0.010409 | 0.0020657
541 | HE 538 | 0.00027195 | 33.71 | 128.0975 | 13.85 | 0.0091673 | 0.034836 | 0.0037664
542 | HE 539 | 0.00039174 | 29.73 | 35.155 | 12.11 | 0.011647 | 0.013772 | 0.004744
543 | HE 540 | 0.00047102 | 27.2825 | 30.3825 | 11.98 | 0.012851 | 0.014311 | 0.0056428
544 | HE 541 | 0.00052867 | 22.7275 | 23.385 | 12.5975 | 0.012015 | 0.012363 | 0.0066599
545 | HE 542 | 0.00052134 | 20.665 | 21.0825 | 13.3025 | 0.010773 | 0.010991 | 0.0069351
546 | HE 543 | 0.00048013 | 20.315 | 20.155 | 13.0775 | 0.0097538 | 0.009677 | 0.0062789
547 | HE 544 | 0.00036791 | 19.745 | 19.065 | 13.55 | 0.0072643 | 0.0070141 | 0.0049851
548 | HE 545 | 0.00023014 | 19.7225 | 19.315 | 13.92 | 0.0045389 | 0.0044451 | 0.0032035
549 | HE 546 | 6.1962e-05 | 21.365 | 23.12 | 17.555 | 0.0013238 | 0.0014326 | 0.0010877
550 | HE 547 | 0 | 26.905 | 53.6875 | 19.3475 | 0 | 0 | 0
551 | HE 548 | 0 | 23.4975 | 53.5525 | 17.9925 | 0 | 0 | 0
552 | HE 549 | 0 | 26.415 | 43.05 | 16.1675 | 0 | 0 | 0
553 | HE 550 | 0 | 23.315 | 33.0725 | 14.9675 | 0 | 0 | 0
554 | HE 551 | 0 | 20.9825 | 25.855 | 13.3275 | 0 | 0 | 0
555 | HE 552 | 0 | 20.1275 | 22.6225 | 13.275 | 0 | 0 | 0
556 | HE 553 | 0 | 20.46 | 21.61 | 13.44 | 0 | 0 | 0
557 | HE 554 | 0 | 21.3975 | 21.0475 | 13.9425 | 0 | 0 | 0
558 | HE 555 | 0 | 24.99 | 19.7575 | 14.48 | 0 | 0 | 0
559 | HE 556 | 0 | 25.3225 | 19.33 | 14.8525 | 0 | 0 | 0
560 | HE 557 | 0 | 22.48 | 19.59 | 16.0075 | 0 | 0 | 0
561 | HE 558 | 0 | 22.7925 | 23.7725 | 19.7625 | 0 | 0 | 0
562 | HE 559 | 0 | 62.7775 | 33.6175 | 159.9625 | 0 | 0 | 0
563 | HE 560 | 0 | 35.5475 | 31.8525 | 27.155 | 0 | 0 | 0
564 | HE 561 | 0.00013621 | 29.2075 | 24.76 | 21.295 | 0.0039785 | 0.0033727 | 0.0029007
565 | HE 562 | 0.00027195 | 23.9575 | 22.4875 | 19.31 | 0.0065151 | 0.0061154 | 0.0052513
566 | HE 563 | 0.00039174 | 21.78 | 20.99 | 17.6825 | 0.0085322 | 0.0082227 | 0.006927
567 | HE 564 | 0.00047102 | 20.5025 | 21.7125 | 16.83 | 0.0096571 | 0.010227 | 0.0079273
568 | HE 565 | 0.00052867 | 19.4775 | 20.72 | 16.3225 | 0.010297 | 0.010954 | 0.0086292
569 | HE 566 | 0.00052134 | 18.6225 | 20.3275 | 16.5125 | 0.0097086 | 0.010598 | 0.0086086
570 | HE 567 | 0.00048013 | 18.6275 | 19.3 | 17.345 | 0.0089436 | 0.0092665 | 0.0083279
571 | HE 568 | 0.00036791 | 18.3575 | 18.7025 | 17.17 | 0.0067538 | 0.0068808 | 0.006317
572 | HE 569 | 0.00023014 | 18.475 | 18.1 | 17.405 | 0.0042518 | 0.0041655 | 0.0040055
573 | HE 570 | 6.1962e-05 | 19.42 | 19.3125 | 20.5225 | 0.0012033 | 0.0011966 | 0.0012716
574 | HE 571 | 0 | 20.99 | 21.535 | 22.105 | 0 | 0 | 0
575 | HE 572 | 0 | 21.3925 | 20.975 | 17.4025 | 0 | 0 | 0
576 | HE 573 | 0 | 21.0225 | 20.5575 | 15.275 | 0 | 0 | 0
577 | HE 574 | 0 | 20.48 | 19.82 | 14.655 | 0 | 0 | 0
578 | HE 575 | 0 | 19.785 | 19.57 | 13.47 | 0 | 0 | 0
579 | HE 576 | 0 | 19.15 | 19.475 | 12.75 | 0 | 0 | 0
580 | HE 577 | 0 | 26.5725 | 19.5975 | 10.7975 | 0 | 0 | 0
581 | HE 578 | 0 | 26.175 | 19.4875 | 9.365 | 0 | 0 | 0
582 | HE 579 | 0 | 25.2525 | 19.8575 | 11.02 | 0 | 0 | 0
583 | HE 580 | 0 | 27.4 | 20.495 | 10.7975 | 0 | 0 | 0
584 | HE 581 | 0 | 24.49 | 21.0225 | 12.5375 | 0 | 0 | 0
585 | HE 582 | 0 | 25.9675 | 23.635 | 11.305 | 0 | 0 | 0
586 | HE 583 | 0 | 29.825 | 42.475 | 13.08 | 0 | 0 | 0
587 | HE 584 | 0 | 28.99 | 38.7025 | 14.45 | 0 | 0 | 0
588 | HE 585 | 0.00013621 | 23.4625 | 33.85 | 17.0375 | 0.0031959 | 0.0046109 | 0.0023207
589 | HE 586 | 0.00027195 | 23.82 | 27.36 | 18.2725 | 0.0064777 | 0.0074404 | 0.0049691
590 | HE 587 | 0.00039174 | 20.2975 | 23.6725 | 15.64 | 0.0079514 | 0.0092736 | 0.0061269
591 | HE 588 | 0.00047102 | 18.7825 | 23.7075 | 13.9225 | 0.0088469 | 0.011167 | 0.0065578
592 | HE 589 | 0.00052867 | 17.575 | 22.1 | 13.0775 | 0.0092914 | 0.011684 | 0.0069137
593 | HE 590 | 0.00052134 | 18.0675 | 20.565 | 12.9025 | 0.0094193 | 0.010721 | 0.0067266
594 | HE 591 | 0.00048013 | 18.0375 | 19.7375 | 11.815 | 0.0086603 | 0.0094766 | 0.0056727
595 | HE 592 | 0.00036791 | 18.22 | 19.435 | 11.9425 | 0.0067033 | 0.0071503 | 0.0043937
596 | HE 593 | 0.00023014 | 19.3375 | 19.8975 | 12.4575 | 0.0044503 | 0.0045792 | 0.0028669
597 | HE 594 | 6.1962e-05 | 23.2275 | 22.07 | 17.3025 | 0.0014392 | 0.0013675 | 0.0010721
598 | HE 595 | 0 | 84.2475 | 22.58 | 18.075 | 0 | 0 | 0
599 | HE 596 | 0 | 26.785 | 22.175 | 17.4375 | 0 | 0 | 0
600 | HE 597 | 0 | 83.915 | 21.665 | 18.7625 | 0 | 0 | 0
601 | HE 598 | 0 | 83.3125 | 21.095 | 19.6575 | 0 | 0 | 0
602 | HE 599 | 0 | 177.1875 | 21.7075 | 18.915 | 0 | 0 | 0
603 | HE 600 | 0 | 16.965 | 22.525 | 17.855 | 0 | 0 | 0
604 | HE 601 | 0 | 14.065 | 21.3925 | 16.32 | 0 | 0 | 0
605 | HE 602 | 0 | 14.3575 | 21.0075 | 14.435 | 0 | 0 | 0
606 | HE 603 | 0 | 14.7775 | 20.3525 | 14.68 | 0 | 0 | 0
607 | HE 604 | 0 | 14.7675 | 20.225 | 15.4125 | 0 | 0 | 0
608 | HE 605 | 0 | 14.9225 | 20.29 | 15.7875 | 0 | 0 | 0
609 | HE 606 | 0 | 17.3575 | 21.3425 | 14.5275 | 0 | 0 | 0
610 | HE 607 | 0 | 37.105 | 24.155 | 14.7725 | 0 | 0 | 0
611 | HE 608 | 0 | 20.1375 | 31.305 | 15.325 | 0 | 0 | 0
612 | HE 609 | 0.00013621 | 19.1325 | 44.7825 | 16.6175 | 0.0026061 | 0.0061 | 0.0022635
613 | HE 610 | 0.00027195 | 19.63 | 36.1425 | 17.5275 | 0.0053383 | 0.0098288 | 0.0047665
614 | HE 611 | 0.00039174 | 18.0175 | 28.095 | 17.19 | 0.0070582 | 0.011006 | 0.0067341
615 | HE 612 | 0.00047102 | 16.085 | 21.8175 | 16.7225 | 0.0075763 | 0.010276 | 0.0078766
616 | HE 613 | 0.00052867 | 15.1775 | 20.4275 | 16.9275 | 0.0080239 | 0.010799 | 0.008949
617 | HE 614 | 0.00052134 | 17.1175 | 20.695 | 17.1875 | 0.008924 | 0.010789 | 0.0089605
618 | HE 615 | 0.00048013 | 17.6425 | 20.4475 | 17.445 | 0.0084707 | 0.0098175 | 0.0083759
619 | HE 616 | 0.00036791 | 17.9775 | 20.305 | 19.4175 | 0.006614 | 0.0074703 | 0.0071438
620 | HE 617 | 0.00023014 | 18.64 | 20.2025 | 19.22 | 0.0042898 | 0.0046494 | 0.0044233
621 | HE 618 | 6.1962e-05 | 19.5075 | 22.4325 | 40.915 | 0.0012087 | 0.00139 | 0.0025352
622 | HE 619 | 0 | 19.4175 | 31.1875 | 39.2025 | 0 | 0 | 0
623 | HE 620 | 0 | 18.6325 | 25.5675 | 21.84 | 0 | 0 | 0
624 | HE 621 | 0 | 17.8125 | 23.8125 | 21.3125 | 0 | 0 | 0
625 | HE 622 | 0 | 17.4125 | 23.1725 | 17.1925 | 0 | 0 | 0
626 | HE 623 | 0 | 16.755 | 32.14 | 12.8975 | 0 | 0 | 0
627 | HE 624 | 0 | 16.77 | 26.0475 | 11.485 | 0 | 0 | 0
628 | HE 625 | 0 | 17.0425 | 22.97 | 10.515 | 0 | 0 | 0
629 | HE 626 | 0 | 16.485 | 23.845 | 9.225 | 0 | 0 | 0
630 | HE 627 | 0 | 16.5075 | 24.95 | 3.9575 | 0 | 0 | 0
631 | HE 628 | 0 | 15.7025 | 25.5125 | 2.6825 | 0 | 0 | 0
632 | HE 629 | 0 | 15.8775 | 21.8675 | 8.415 | 0 | 0 | 0
633 | HE 630 | 0 | 15.5625 | 21.67 | 11.6325 | 0 | 0 | 0
634 | HE 631 | 0 | 16.415 | 23.5475 | 14.27 | 0 | 0 | 0
635 | HE 632 | 0 | 16.77 | 23.795 | 14.76 | 0 | 0 | 0
636 | HE 633 | 0.00013621 | 17.54 | 24.495 | 14.455 | 0.0023892 | 0.0033366 | 0.001969
637 | HE 634 | 0.00027195 | 18.885 | 23.8375 | 17.09 | 0.0051357 | 0.0064825 | 0.0046475
638 | HE 635 | 0.00039174 | 19.125 | 22.7075 | 17.06 | 0.0074921 | 0.0088955 | 0.0066831
639 | HE 636 | 0.00047102 | 18.2875 | 21.6575 | 15.505 | 0.0086138 | 0.010201 | 0.0073032
640 | HE 637 | 0.00052867 | 18.715 | 20.8925 | 13.5375 | 0.009894 | 0.011045 | 0.0071569
641 | HE 638 | 0.00052134 | 19.5625 | 20.2525 | 11.88 | 0.010199 | 0.010558 | 0.0061935
642 | HE 639 | 0.00048013 | 19.71 | 19.7 | 10.765 | 0.0094634 | 0.0094586 | 0.0051686
643 | HE 640 | 0.00036791 | 19.6 | 19.1175 | 8.985 | 0.007211 | 0.0070335 | 0.0033056
644 | HE 641 | 0.00023014 | 19.515 | 18.765 | 7.89 | 0.0044911 | 0.0043185 | 0.0018158
645 | HE 642 | 6.1962e-05 | 20.3225 | 19.9775 | 12.5625 | 0.0012592 | 0.0012378 | 0.00077839
646 | HE 643 | 0 | 19.5925 | 21.0325 | 15.4925 | 0 | 0 | 0
647 | HE 644 | 0 | 18.895 | 23.4725 | 12.3175 | 0 | 0 | 0
648 | HE 645 | 0 | 20.5675 | 22.8775 | 14.19 | 0 | 0 | 0
649 | HE 646 | 0 | 19.7825 | 21.675 | 13.33 | 0 | 0 | 0
650 | HE 647 | 0 | 19.1675 | 18.405 | 9.8 | 0 | 0 | 0
651 | HE 648 | 0 | 18.95 | 17.49 | 12.05 | 0 | 0 | 0
652 | HE 649 | 0 | 20.7375 | 16.2425 | 11.9025 | 0 | 0 | 0
653 | HE 650 | 0 | 20.65 | 16.45 | 11.0875 | 0 | 0 | 0
654 | HE 651 | 0 | 20.225 | 15.7275 | 8.03 | 0 | 0 | 0
655 | HE 652 | 0 | 20.9825 | 14.975 | 13.0925 | 0 | 0 | 0
656 | HE 653 | 0 | 22.6475 | 15.0725 | 14.2025 | 0 | 0 | 0
657 | HE 654 | 0 | 26.9725 | 18.6975 | 18.3875 | 0 | 0 | 0
658 | HE 655 | 0 | 26.76 | 26.94 | 24.895 | 0 | 0 | 0
659 | HE 656 | 0 | 31.6975 | 28.375 | 19.4175 | 0 | 0 | 0
660 | HE 657 | 0.00013621 | 26.905 | 20.855 | 16.375 | 0.0036648 | 0.0028407 | 0.0022305
661 | HE 658 | 0.00027195 | 32.5775 | 18.495 | 14.4425 | 0.0088593 | 0.0050296 | 0.0039276
662 | HE 659 | 0.00039174 | 29.7925 | 16.4575 | 12.69 | 0.011671 | 0.0064471 | 0.0049712
663 | HE 660 | 0.00047102 | 28.785 | 12.065 | 12.005 | 0.013558 | 0.0056828 | 0.0056546
664 | HE 661 | 0.00052867 | 32.7425 | 10.6025 | 12.64 | 0.01731 | 0.0056052 | 0.0066824
665 | HE 662 | 0.00052134 | 29.2625 | 12.04 | 10.1425 | 0.015256 | 0.0062769 | 0.0052877
666 | HE 663 | 0.00048013 | 26.4875 | 12.7575 | 11.8225 | 0.012717 | 0.0061253 | 0.0056763
667 | HE 664 | 0.00036791 | 26.4975 | 15.155 | 10.8825 | 0.0097486 | 0.0055756 | 0.0040037
668 | HE 665 | 0.00023014 | 25.98 | 15.605 | 10.215 | 0.005979 | 0.0035913 | 0.0023509
669 | HE 666 | 6.1962e-05 | 25.3525 | 18.7125 | 10.875 | 0.0015709 | 0.0011595 | 0.00067383
670 | HE 667 | 0 | 54.585 | 24.15 | 14.43 | 0 | 0 | 0
671 | HE 668 | 0 | 27.88 | 22.5975 | 18.02 | 0 | 0 | 0
672 | HE 669 | 0 | 26.8225 | 21.8225 | 18.0675 | 0 | 0 | 0
673 | HE 670 | 0 | 24.8075 | 21.2825 | 16.6525 | 0 | 0 | 0
674 | HE 671 | 0 | 21.73 | 21.5975 | 14.03 | 0 | 0 | 0
675 | HE 672 | 0 | 19.7175 | 19.605 | 8.9975 | 0 | 0 | 0
676 | HE 673 | 0 | 17.955 | 20.1775 | 10.5675 | 0 | 0 | 0
677 | HE 674 | 0 | 17.98 | 20.86 | 11.36 | 0 | 0 | 0
678 | HE 675 | 0 | 17.8925 | 20.135 | 12.8975 | 0 | 0 | 0
679 | HE 676 | 0 | 14.5475 | 21.25 | 13.1475 | 0 | 0 | 0
680 | HE 677 | 0 | 16.2975 | 21.965 | 13.7525 | 0 | 0 | 0
681 | HE 678 | 0 | 17.9 | 33.8125 | 14.4875 | 0 | 0 | 0
682 | HE 679 | 0 | 19.7925 | 184.0275 | 17.5275 | 0 | 0 | 0
683 | HE 680 | 0 | 20.2425 | 83.465 | 17.955 | 0 | 0 | 0
684 | HE 681 | 0.00013621 | 20.2725 | 33.2125 | 17.685 | 0.0027614 | 0.004524 | 0.0024089
685 | HE 682 | 0.00027195 | 21.03 | 27.9975 | 16.3 | 0.005719 | 0.0076138 | 0.0044327
686 | HE 683 | 0.00039174 | 21.45 | 23.13 | 16.34 | 0.0084029 | 0.009061 | 0.0064011
687 | HE 684 | 0.00047102 | 20.875 | 21.1775 | 17.26 | 0.0098325 | 0.009975 | 0.0081298
688 | HE 685 | 0.00052867 | 20.2175 | 20.305 | 16.53 | 0.010688 | 0.010735 | 0.0087389
689 | HE 686 | 0.00052134 | 19.81 | 19.605 | 16.195 | 0.010328 | 0.010221 | 0.0084431
690 | HE 687 | 0.00048013 | 19.3725 | 19.1775 | 15.9325 | 0.0093013 | 0.0092077 | 0.0076497
691 | HE 688 | 0.00036791 | 19.05 | 18.8725 | 15.42 | 0.0070086 | 0.0069433 | 0.0056731
692 | HE 689 | 0.00023014 | 19.7875 | 19.99 | 15.535 | 0.0045539 | 0.0046005 | 0.0035752
693 | HE 690 | 6.1962e-05 | 21.1575 | 38.9 | 18.32 | 0.001311 | 0.0024103 | 0.0011351
694 | HE 691 | 0 | 24.205 | 62.94 | 17.42 | 0 | 0 | 0
695 | HE 692 | 0 | 23.81 | 27.96 | 15.45 | 0 | 0 | 0
696 | HE 693 | 0 | 23.6175 | 25.92 | 15.11 | 0 | 0 | 0
697 | HE 694 | 0 | 21.3775 | 22.495 | 14.4225 | 0 | 0 | 0
698 | HE 695 | 0 | 19.2225 | 20.215 | 13.6275 | 0 | 0 | 0
699 | HE 696 | 0 | 18.2225 | 19.0125 | 12.8175 | 0 | 0 | 0
700 | HE 697 | 0 | 18.285 | 18.7975 | 13.4125 | 0 | 0 | 0
701 | HE 698 | 0 | 17.33 | 19.32 | 13.87 | 0 | 0 | 0
702 | HE 699 | 0 | 17.1075 | 20 | 14.1825 | 0 | 0 | 0
703 | HE 700 | 0 | 17.365 | 20.805 | 14.5425 | 0 | 0 | 0
704 | HE 701 | 0 | 17.2475 | 20.8625 | 15.835 | 0 | 0 | 0
705 | HE 702 | 0 | 18.6525 | 23.825 | 16.7625 | 0 | 0 | 0
706 | HE 703 | 0 | 20.9775 | 51.0575 | 19.4975 | 0 | 0 | 0
707 | HE 704 | 0 | 21.62 | 30.9775 | 20.355 | 0 | 0 | 0
708 | HE 705 | 0.00013621 | 24.0125 | 29.6325 | 31.405 | 0.0032708 | 0.0040364 | 0.0042778
709 | HE 706 | 0.00027195 | 21.375 | 28.81 | 25.535 | 0.0058128 | 0.0078347 | 0.0069441
710 | HE 707 | 0.00039174 | 20.8125 | 22.2325 | 22.1025 | 0.0081532 | 0.0087094 | 0.0086585
711 | HE 708 | 0.00047102 | 19.9525 | 20.105 | 19.8725 | 0.009398 | 0.0094698 | 0.0093603
712 | HE 709 | 0.00052867 | 19.4025 | 19.4375 | 18.9175 | 0.010257 | 0.010276 | 0.010001
713 | HE 710 | 0.00052134 | 18.7475 | 19.475 | 18.03 | 0.0097738 | 0.010153 | 0.0093997
714 | HE 711 | 0.00048013 | 17.8775 | 18.8325 | 17.455 | 0.0085835 | 0.009042 | 0.0083807
715 | HE 712 | 0.00036791 | 15.4525 | 18.9175 | 17.21 | 0.0056851 | 0.0069599 | 0.0063317
716 | HE 713 | 0.00023014 | 16.8425 | 20.03 | 18.2025 | 0.0038761 | 0.0046097 | 0.0041891
717 | HE 714 | 6.1962e-05 | 18.0875 | 74.93 | 20.9925 | 0.0011207 | 0.0046428 | 0.0013007
718 | HE 715 | 0 | 19.6975 | 29.93 | 23.3 | 0 | 0 | 0
719 | HE 716 | 0 | 19.055 | 22.2 | 21.2425 | 0 | 0 | 0
720 | HE 717 | 0 | 19.18 | 21.89 | 20.4075 | 0 | 0 | 0
721 | HE 718 | 0 | 18.4375 | 21.295 | 17.6375 | 0 | 0 | 0
722 | HE 719 | 0 | 13.3325 | 21.5925 | 17.15 | 0 | 0 | 0
723 | HE 720 | 0 | 12.715 | 19.8325 | 15.54 | 0 | 0 | 0
724 | HE 721 | 0 | 11.445 | 18.45 | 14.9325 | 0 | 0 | 0
725 | HE 722 | 0 | 11.585 | 20.0575 | 14.6125 | 0 | 0 | 0
726 | HE 723 | 0 | 12.6975 | 18.9775 | 14.6825 | 0 | 0 | 0
727 | HE 724 | 0 | 15.595 | 17.825 | 14.72 | 0 | 0 | 0
728 | HE 725 | 0 | 16.8925 | 17.555 | 14.595 | 0 | 0 | 0
729 | HE 726 | 0 | 19.2475 | 19.1325 | 15.3325 | 0 | 0 | 0
730 | HE 727 | 0 | 23.97 | 21.3 | 17.48 | 0 | 0 | 0
731 | HE 728 | 0 | 22.8875 | 21.82 | 17.695 | 0 | 0 | 0
732 | HE 729 | 0.00013621 | 20.1625 | 22.5175 | 16.575 | 0.0027464 | 0.0030672 | 0.0022578
733 | HE 730 | 0.00027195 | 18.945 | 24.745 | 15.125 | 0.005152 | 0.0067293 | 0.0041132
734 | HE 731 | 0.00039174 | 18.9625 | 21.8225 | 13.1225 | 0.0074284 | 0.0085488 | 0.0051407
735 | HE 732 | 0.00047102 | 18.7075 | 21.865 | 13.705 | 0.0088116 | 0.010299 | 0.0064553
736 | HE 733 | 0.00052867 | 18.8275 | 21.365 | 13.96 | 0.0099535 | 0.011295 | 0.0073802
737 | HE 734 | 0.00052134 | 18.525 | 21.825 | 13.18 | 0.0096578 | 0.011378 | 0.0068712
738 | HE 735 | 0.00048013 | 18.42 | 22.1325 | 12.8425 | 0.008844 | 0.010626 | 0.0061661
739 | HE 736 | 0.00036791 | 18.195 | 22.76 | 12.2975 | 0.0066941 | 0.0083736 | 0.0045243
740 | HE 737 | 0.00023014 | 17.7575 | 31.51 | 12.6925 | 0.0040867 | 0.0072516 | 0.002921
741 | HE 738 | 6.1962e-05 | 18.23 | 45.08 | 15.38 | 0.0011296 | 0.0027932 | 0.00095297
742 | HE 739 | 0 | 18.91 | 38.205 | 19.1025 | 0 | 0 | 0
743 | HE 740 | 0 | 19.0175 | 22.9375 | 18.295 | 0 | 0 | 0
744 | HE 741 | 0 | 18.6325 | 22.9775 | 18.255 | 0 | 0 | 0
745 | HE 742 | 0 | 17.6975 | 21.065 | 16.4725 | 0 | 0 | 0
746 | HE 743 | 0 | 16.225 | 20.4875 | 13.95 | 0 | 0 | 0
747 | HE 744 | 0 | 7.8775 | 20.34 | 12.4975 | 0 | 0 | 0
748 | HE 745 | 0 | -0.065 | 19.645 | 11.72 | 0 | 0 | 0
749 | HE 746 | 0 | 1.075 | 19.5425 | 11.03 | 0 | 0 | 0
750 | HE 747 | 0 | 1.7375 | 19.8125 | 9.51 | 0 | 0 | 0
751 | HE 748 | 0 | 6.67 | 19.705 | 8.5225 | 0 | 0 | 0
752 | HE 749 | 0 | 14.7975 | 19.34 | 9.6275 | 0 | 0 | 0
753 | HE 750 | 0 | 16.8325 | 18.8575 | 11.0875 | 0 | 0 | 0
754 | HE 751 | 0 | 17.92 | 20.8175 | 12.445 | 0 | 0 | 0
755 | HE 752 | 2.4878e-05 | 17.505 | 22.16 | 14.9025 | 0.00043549 | 0.00055129 | 0.00037074
756 | HE 753 | 0.00015476 | 17.7775 | 21 | 15.905 | 0.0027513 | 0.00325 | 0.0024615
757 | HE 754 | 0.00028658 | 16.7925 | 20.6475 | 22.755 | 0.0048123 | 0.0059171 | 0.006521
758 | HE 755 | 0.00042384 | 14.835 | 20.605 | 23.665 | 0.0062876 | 0.0087332 | 0.01003
759 | HE 756 | 0.00050618 | 16.3375 | 20.6925 | 18.8825 | 0.0082697 | 0.010474 | 0.0095579
760 | HE 757 | 0.00056449 | 16.9325 | 20.0525 | 16.6525 | 0.0095583 | 0.011319 | 0.0094002
761 | HE 758 | 0.00059908 | 17.7925 | 19.9475 | 14.34 | 0.010659 | 0.01195 | 0.0085908
762 | HE 759 | 0.0005392 | 18.1125 | 20.0625 | 12.8775 | 0.0097662 | 0.010818 | 0.0069435
763 | HE 760 | 0.00044079 | 17.96 | 19.99 | 12.3175 | 0.0079165 | 0.0088113 | 0.0054294
764 | HE 761 | 0.00030234 | 18.055 | 20.4175 | 13.125 | 0.0054588 | 0.0061731 | 0.0039682
765 | HE 762 | 0.00012559 | 18.465 | 23.0125 | 17.335 | 0.0023191 | 0.0028902 | 0.0021772
766 | HE 763 | 0 | 19.2925 | 22.495 | 18.7175 | 0 | 0 | 0
767 | HE 764 | 0 | 18.7975 | 20.985 | 15.2775 | 0 | 0 | 0
768 | HE 765 | 0 | 18.65 | 19.14 | 14.5725 | 0 | 0 | 0
769 | HE 766 | 0 | 18.5175 | 17.7425 | 15.3675 | 0 | 0 | 0
770 | HE 767 | 0 | 18.4925 | 18.3925 | 15.79 | 0 | 0 | 0
771 | HE 768 | 0 | 18.37 | 28.7 | 14.385 | 0 | 0 | 0
772 | HE 769 | 0 | 18.735 | 23.8575 | 14.4825 | 0 | 0 | 0
773 | HE 770 | 0 | 19.12 | 18.7 | 14.2525 | 0 | 0 | 0
774 | HE 771 | 0 | 19.1275 | 18.87 | 13.76 | 0 | 0 | 0
775 | HE 772 | 0 | 19.0475 | 18.5975 | 13.265 | 0 | 0 | 0
776 | HE 773 | 0 | 18.9825 | 18.3875 | 17.835 | 0 | 0 | 0
777 | HE 774 | 0 | 19.1725 | 16.9925 | 19.44 | 0 | 0 | 0
778 | HE 775 | 0 | 20.9575 | 17.6225 | 24.6125 | 0 | 0 | 0
779 | HE 776 | 2.4878e-05 | 22.225 | 19.2 | 21.975 | 0.00055291 | 0.00047765 | 0.00054669
780 | HE 777 | 0.00015476 | 21.7075 | 20.73 | 22.655 | 0.0033595 | 0.0032082 | 0.0035061
781 | HE 778 | 0.00028658 | 21.895 | 24.25 | 64.1225 | 0.0062746 | 0.0069495 | 0.018376
782 | HE 779 | 0.00042384 | 20.74 | 24.0775 | 21.0575 | 0.0087904 | 0.010205 | 0.008925
783 | HE 780 | 0.00050618 | 20.05 | 23.2875 | 18.01 | 0.010149 | 0.011788 | 0.0091163
784 | HE 781 | 0.00056449 | 19.61 | 21.955 | 15.8125 | 0.01107 | 0.012393 | 0.008926
785 | HE 782 | 0.00059908 | 19.5725 | 20.8675 | 11.4225 | 0.011725 | 0.012501 | 0.006843
786 | HE 783 | 0.0005392 | 19.345 | 21.64 | 6.915 | 0.010431 | 0.011668 | 0.0037286
787 | HE 784 | 0.00044079 | 18.7125 | 23.145 | 10.765 | 0.0082482 | 0.010202 | 0.0047451
788 | HE 785 | 0.00030234 | 18.7425 | 24.2175 | 10.2175 | 0.0056667 | 0.007322 | 0.0030892
789 | HE 786 | 0.00012559 | 19.5175 | 39.4075 | 9.0975 | 0.0024513 | 0.0049493 | 0.0011426
790 | HE 787 | 0 | 20.085 | 70.7375 | 9.3325 | 0 | 0 | 0
791 | HE 788 | 0 | 19.4575 | 25.9025 | 2.1675 | 0 | 0 | 0
792 | HE 789 | 0 | 19.3125 | 23.2025 | 1.0475 | 0 | 0 | 0
793 | HE 790 | 0 | 18.5675 | 24.42 | 3.415 | 0 | 0 | 0
794 | HE 791 | 0 | 17.65 | 20.575 | 6.4675 | 0 | 0 | 0
795 | HE 792 | 0 | 17.7125 | 18.5225 | -14.86 | 0 | 0 | 0
796 | HE 793 | 0 | 16.045 | 18.575 | -24.3725 | 0 | 0 | 0
797 | HE 794 | 0 | 15.98 | 17.72 | -24.3075 | 0 | 0 | 0
798 | HE 795 | 0 | 15.3275 | 15.8 | -24.255 | 0 | 0 | 0
799 | HE 796 | 0 | 14.5525 | 15.245 | -21.9275 | 0 | 0 | 0
800 | HE 797 | 0 | 15.0625 | 16.33 | -11.6525 | 0 | 0 | 0
801 | HE 798 | 0 | 15.7125 | 13.5 | 3.86 | 0 | 0 | 0
802 | HE 799 | 0 | 17.3075 | 16.4575 | 10.3325 | 0 | 0 | 0
803 | HE 800 | 2.4878e-05 | 18.4325 | 17.595 | 15.1175 | 0.00045856 | 0.00043772 | 0.00037609
804 | HE 801 | 0.00015476 | 19.795 | 19.455 | 19.6675 | 0.0030635 | 0.0030109 | 0.0030438
805 | HE 802 | 0.00028658 | 20.0825 | 20.6575 | 15.0825 | 0.0057552 | 0.00592 | 0.0043223
806 | HE 803 | 0.00042384 | 19.8925 | 20.0375 | 14.5125 | 0.0084312 | 0.0084927 | 0.006151
807 | HE 804 | 0.00050618 | 19.99 | 19.1075 | 16.1475 | 0.010119 | 0.0096718 | 0.0081735
808 | HE 805 | 0.00056449 | 19.5925 | 18.65 | 16.125 | 0.01106 | 0.010528 | 0.0091024
809 | HE 806 | 0.00059908 | 19.18 | 18.25 | 16.69 | 0.01149 | 0.010933 | 0.0099986
810 | HE 807 | 0.0005392 | 18.69 | 19.2075 | 17.3925 | 0.010078 | 0.010357 | 0.009378
811 | HE 808 | 0.00044079 | 18.9425 | 19.26 | 15.8625 | 0.0083496 | 0.0084895 | 0.006992
812 | HE 809 | 0.00030234 | 18.9875 | 19.66 | 15.285 | 0.0057407 | 0.0059441 | 0.0046213
813 | HE 810 | 0.00012559 | 33.195 | 20.4375 | 19.3525 | 0.0041691 | 0.0025668 | 0.0024305
814 | HE 811 | 0 | 23.0675 | 24.275 | 20.3525 | 0 | 0 | 0
815 | HE 812 | 0 | 20.1325 | 21.96 | 16.2225 | 0 | 0 | 0
816 | HE 813 | 0 | 19.3775 | 19.255 | 15.5175 | 0 | 0 | 0
817 | HE 814 | 0 | 19.21 | 19.125 | 16.74 | 0 | 0 | 0
818 | HE 815 | 0 | 19.475 | 17.93 | 12.435 | 0 | 0 | 0
819 | HE 816 | 0 | 19.59 | 12.81 | 8.8975 | 0 | 0 | 0
820 | HE 817 | 0 | 19.23 | 3.8875 | 4.4625 | 0 | 0 | 0
821 | HE 818 | 0 | 19.5675 | 0.2825 | 9.3975 | 0 | 0 | 0
822 | HE 819 | 0 | 19.385 | 1.2525 | 11.365 | 0 | 0 | 0
823 | HE 820 | 0 | 19.135 | 12.535 | 13.3075 | 0 | 0 | 0
824 | HE 821 | 0 | 17.525 | 15.6525 | 15.175 | 0 | 0 | 0
825 | HE 822 | 0 | 17.6 | 20.6875 | 16.5075 | 0 | 0 | 0
826 | HE 823 | 0 | 18.745 | 25.5975 | 15.15 | 0 | 0 | 0
827 | HE 824 | 2.4878e-05 | 19.515 | 24.195 | 20.1825 | 0.00048549 | 0.00060192 | 0.0005021
828 | HE 825 | 0.00015476 | 19.75 | 23.2975 | 12.755 | 0.0030565 | 0.0036056 | 0.001974
829 | HE 826 | 0.00028658 | 19.78 | 35.745 | 11.9925 | 0.0056685 | 0.010244 | 0.0034368
830 | HE 827 | 0.00042384 | 19.6 | 31.0325 | 13.455 | 0.0083072 | 0.013153 | 0.0057028
831 | HE 828 | 0.00050618 | 19.4275 | 31.9 | 16.255 | 0.0098338 | 0.016147 | 0.0082279
832 | HE 829 | 0.00056449 | 19.2275 | 26.895 | 19.8175 | 0.010854 | 0.015182 | 0.011187
833 | HE 830 | 0.00059908 | 18.285 | 23.23 | 19.6225 | 0.010954 | 0.013917 | 0.011755
834 | HE 831 | 0.0005392 | 17.1975 | 21.0175 | 21.4425 | 0.0092729 | 0.011333 | 0.011562
835 | HE 832 | 0.00044079 | 15.6275 | 20.42 | 21.7075 | 0.0068884 | 0.0090008 | 0.0095684
836 | HE 833 | 0.00030234 | 11.175 | 18.5025 | 23.065 | 0.0033787 | 0.0055941 | 0.0069735
837 | HE 834 | 0.00012559 | 13.265 | 18.4575 | 28.1325 | 0.001666 | 0.0023181 | 0.0035332
838 | HE 835 | 0 | 14.86 | 20 | 22.3025 | 0 | 0 | 0
839 | HE 836 | 0 | 17.3225 | 19.455 | 17.985 | 0 | 0 | 0
840 | HE 837 | 0 | 17.76 | 19.76 | 19.04 | 0 | 0 | 0
841 | HE 838 | 0 | 18.695 | 18.5825 | 19.36 | 0 | 0 | 0
842 | HE 839 | 0 | 19.55 | 19.6075 | 17.615 | 0 | 0 | 0
843 | HE 840 | 0 | 20.0475 | 17.84 | 16.615 | 0 | 0 | 0
844 | HE 841 | 0 | 20.1975 | 16.7925 | 14.3375 | 0 | 0 | 0
845 | HE 842 | 0 | 22.1975 | 15.38 | 14.085 | 0 | 0 | 0
846 | HE 843 | 0 | 20.4625 | 14.8225 | 14.09 | 0 | 0 | 0
847 | HE 844 | 0 | 20.4825 | 16.395 | 14.005 | 0 | 0 | 0
848 | HE 845 | 0 | 19.8175 | 16.415 | 13.875 | 0 | 0 | 0
849 | HE 846 | 0 | 45.3525 | 17.5275 | 15.07 | 0 | 0 | 0
850 | HE 847 | 0 | 767.185 | 23.195 | 21.1925 | 0 | 0 | 0
851 | HE 848 | 2.4878e-05 | 51.37 | 20.8525 | 20.025 | 0.001278 | 0.00051876 | 0.00049818
852 | HE 849 | 0.00015476 | 48.3575 | 21.1825 | 20.7325 | 0.0074839 | 0.0032782 | 0.0032086
853 | HE 850 | 0.00028658 | 26.02 | 27.675 | 20.37 | 0.0074567 | 0.007931 | 0.0058376
854 | HE 851 | 0.00042384 | 24.74 | 29.3075 | 19.8725 | 0.010486 | 0.012422 | 0.0084227
855 | HE 852 | 0.00050618 | 27.675 | 21.2275 | 17.9775 | 0.014009 | 0.010745 | 0.0090998
856 | HE 853 | 0.00056449 | 20.7675 | 19.9125 | 17.2225 | 0.011723 | 0.01124 | 0.009722
857 | HE 854 | 0.00059908 | 20.945 | 19.16 | 17.3125 | 0.012548 | 0.011478 | 0.010372
858 | HE 855 | 0.0005392 | 22.58 | 18.93 | 17.6825 | 0.012175 | 0.010207 | 0.0095344
859 | HE 856 | 0.00044079 | 24.3675 | 21.32 | 17.745 | 0.010741 | 0.0093976 | 0.0078217
860 | HE 857 | 0.00030234 | 29.3125 | 23.3575 | 19.235 | 0.0088624 | 0.007062 | 0.0058156
861 | HE 858 | 0.00012559 | 63.895 | 30.0575 | 36.4475 | 0.0080248 | 0.003775 | 0.0045776
862 | HE 859 | 0 | 36.0275 | 56.175 | 65.9825 | 0 | 0 | 0
863 | HE 860 | 0 | 24.06 | 26.5875 | 37.2225 | 0 | 0 | 0
864 | HE 861 | 0 | 24.7025 | 22.35 | 22.5825 | 0 | 0 | 0
865 | HE 862 | 0 | 20.0375 | 19.525 | 24.95 | 0 | 0 | 0
866 | HE 863 | 0 | 20.165 | 19.035 | 22.985 | 0 | 0 | 0
867 | HE 864 | 0 | 20.075 | 17.1225 | 20.3775 | 0 | 0 | 0
868 | HE 865 | 0 | 18.9475 | 12.065 | 19.4125 | 0 | 0 | 0
869 | HE 866 | 0 | 18.7375 | 14.63 | 20.8825 | 0 | 0 | 0
870 | HE 867 | 0 | 18.6375 | 12.06 | 20.61 | 0 | 0 | 0
871 | HE 868 | 0 | 17.445 | 13.7625 | 21.18 | 0 | 0 | 0
872 | HE 869 | 0 | 17.0525 | 15.975 | 21.65 | 0 | 0 | 0
873 | HE 870 | 0 | 17.45 | 17.8025 | 22.11 | 0 | 0 | 0
874 | HE 871 | 0 | 20.46 | 20.96 | 37.6875 | 0 | 0 | 0
875 | HE 872 | 2.4878e-05 | 20.4375 | 23.7325 | 29.255 | 0.00050844 | 0.00059041 | 0.0007278
876 | HE 873 | 0.00015476 | 20.7525 | 19.3775 | 19.9375 | 0.0032117 | 0.0029989 | 0.0030856
877 | HE 874 | 0.00028658 | 28.3375 | 19.5525 | 19.5425 | 0.0081209 | 0.0056033 | 0.0056004
878 | HE 875 | 0.00042384 | 38.0675 | 19.63 | 20.98 | 0.016134 | 0.00832 | 0.0088921
879 | HE 876 | 0.00050618 | 27.0425 | 19.03 | 19.07 | 0.013688 | 0.0096326 | 0.0096528
880 | HE 877 | 0.00056449 | 37.8275 | 15.745 | 16.545 | 0.021353 | 0.0088879 | 0.0093395
881 | HE 878 | 0.00059908 | 21.695 | 17.71 | 13.48 | 0.012997 | 0.01061 | 0.0080756
882 | HE 879 | 0.0005392 | 22.9275 | 18.455 | 11.11 | 0.012362 | 0.0099509 | 0.0059905
883 | HE 880 | 0.00044079 | 23.53 | 20.24 | 10.2875 | 0.010372 | 0.0089215 | 0.0045346
884 | HE 881 | 0.00030234 | 24.09 | 21.115 | 10.4725 | 0.0072834 | 0.006384 | 0.0031663
885 | HE 882 | 0.00012559 | 121.52 | 20.635 | 14.95 | 0.015262 | 0.0025916 | 0.0018776
886 | HE 883 | 0 | 141.5475 | 23.5925 | 28.9125 | 0 | 0 | 0
887 | HE 884 | 0 | 27.8325 | 23.6175 | 25.9675 | 0 | 0 | 0
888 | HE 885 | 0 | 31.24 | 20.8725 | 48.16 | 0 | 0 | 0
889 | HE 886 | 0 | 23.8325 | 18.68 | 61.9225 | 0 | 0 | 0
890 | HE 887 | 0 | 20.6225 | 19.19 | 19.9475 | 0 | 0 | 0
891 | HE 888 | 0 | 20.87 | 15.62 | 17.1625 | 0 | 0 | 0
892 | HE 889 | 0 | 20.3925 | 8.1475 | 14.2025 | 0 | 0 | 0
893 | HE 890 | 0 | 20.0775 | 7.5925 | 12.9625 | 0 | 0 | 0
894 | HE 891 | 0 | 20.2425 | 2.0175 | 12.345 | 0 | 0 | 0
895 | HE 892 | 0 | 19.86 | 13.7775 | 12.735 | 0 | 0 | 0
896 | HE 893 | 0 | 19.325 | 14.005 | 13.4225 | 0 | 0 | 0
897 | HE 894 | 0 | 20.025 | 19.285 | 17.1525 | 0 | 0 | 0
898 | HE 895 | 0 | 28.98 | 27.105 | 32.7875 | 0 | 0 | 0
899 | HE 896 | 2.4878e-05 | 30.9825 | 33.2775 | 21.17 | 0.00077078 | 0.00082787 | 0.00052666
900 | HE 897 | 0.00015476 | 32.7225 | 29.1625 | 19.0125 | 0.0050642 | 0.0045132 | 0.0029424
901 | HE 898 | 0.00028658 | 27.545 | 22.3875 | 18.8775 | 0.0078937 | 0.0064157 | 0.0054098
902 | HE 899 | 0.00042384 | 20.5125 | 21.2875 | 16.7125 | 0.008694 | 0.0090225 | 0.0070834
903 | HE 900 | 0.00050618 | 20.655 | 20.6275 | 16.4875 | 0.010455 | 0.010441 | 0.0083456
904 | HE 901 | 0.00056449 | 21.0125 | 20.455 | 17.095 | 0.011861 | 0.011547 | 0.00965
905 | HE 902 | 0.00059908 | 20.0975 | 19.0525 | 17.3675 | 0.01204 | 0.011414 | 0.010405
906 | HE 903 | 0.0005392 | 19.9925 | 17.74 | 17.535 | 0.01078 | 0.0095654 | 0.0094548
907 | HE 904 | 0.00044079 | 19.755 | 16.87 | 17.8725 | 0.0087077 | 0.0074361 | 0.0078779
908 | HE 905 | 0.00030234 | 19.9525 | 16.2775 | 17.775 | 0.0060325 | 0.0049214 | 0.0053741
909 | HE 906 | 0.00012559 | 20.99 | 17.52 | 19.4025 | 0.0026362 | 0.0022004 | 0.0024368
910 | HE 907 | 0 | 25.1175 | 19.94 | 20.925 | 0 | 0 | 0
911 | HE 908 | 0 | 23.5875 | 19.275 | 18.4125 | 0 | 0 | 0
912 | HE 909 | 0 | 23.58 | 19.52 | 18.06 | 0 | 0 | 0
913 | HE 910 | 0 | 24.53 | 19.34 | 16.9925 | 0 | 0 | 0
914 | HE 911 | 0 | 21.38 | 18.785 | 14.495 | 0 | 0 | 0
915 | HE 912 | 0 | 21.23 | 18.605 | 14.04 | 0 | 0 | 0
916 | HE 913 | 0 | 19.91 | 18.6425 | 13.855 | 0 | 0 | 0
917 | HE 914 | 0 | 19.77 | 18.09 | 14.285 | 0 | 0 | 0
918 | HE 915 | 0 | 19.65 | 18.39 | 14.5875 | 0 | 0 | 0
919 | HE 916 | 0 | 19.6025 | 18.6875 | 14.75 | 0 | 0 | 0
920 | HE 917 | 0 | 19.5375 | 19.1275 | 14.67 | 0 | 0 | 0
921 | HE 918 | 0 | 19.7225 | 20.305 | 14.9875 | 0 | 0 | 0
922 | HE 919 | 0 | 22.9925 | 35.295 | 17.56 | 0 | 0 | 0
923 | HE 920 | 2.4878e-05 | 23.9275 | 30.4575 | 18.2875 | 0.00059526 | 0.00075771 | 0.00045495
924 | HE 921 | 0.00015476 | 20.4075 | 52.3275 | 17.895 | 0.0031583 | 0.0080983 | 0.0027695
925 | HE 922 | 0.00028658 | 20.8375 | 53.035 | 16.105 | 0.0059715 | 0.015199 | 0.0046153
926 | HE 923 | 0.00042384 | 20.0125 | 136.3625 | 13.2325 | 0.0084821 | 0.057796 | 0.0056084
927 | HE 924 | 0.00050618 | 19.9775 | 27.565 | 12.6475 | 0.010112 | 0.013953 | 0.0064019
928 | HE 925 | 0.00056449 | 19.645 | 30.4775 | 14.4775 | 0.011089 | 0.017204 | 0.0081724
929 | HE 926 | 0.00059908 | 19.4575 | 30.6625 | 14.185 | 0.011657 | 0.018369 | 0.0084979
930 | HE 927 | 0.0005392 | 18.8175 | 22.03 | 13.8025 | 0.010146 | 0.011879 | 0.0074423
931 | HE 928 | 0.00044079 | 18.1075 | 21.4475 | 12.0875 | 0.0079815 | 0.0094538 | 0.005328
932 | HE 929 | 0.00030234 | 18.0125 | 25.245 | 11.3675 | 0.0054459 | 0.0076326 | 0.0034369
933 | HE 930 | 0.00012559 | 18.57 | 50.2 | 14.1175 | 0.0023323 | 0.0063048 | 0.0017731
934 | HE 931 | 0 | 20.035 | 77.89 | 15.6325 | 0 | 0 | 0
935 | HE 932 | 0 | 19.2375 | 27.8175 | 9.9275 | 0 | 0 | 0
936 | HE 933 | 0 | 18.665 | 27.5775 | 9.405 | 0 | 0 | 0
937 | HE 934 | 0 | 17.355 | 26.9575 | 7.3975 | 0 | 0 | 0
938 | HE 935 | 0 | 15.005 | 30.685 | 3.8825 | 0 | 0 | 0
939 | HE 936 | 0 | 17.7775 | 26.845 | 7.035 | 0 | 0 | 0
940 | HE 937 | 0 | 17.9325 | 24.0125 | 6.7325 | 0 | 0 | 0
941 | HE 938 | 0 | 17.2375 | 21.7625 | -1.0475 | 0 | 0 | 0
942 | HE 939 | 0 | 16.6 | 20.8025 | -0.735 | 0 | 0 | 0
943 | HE 940 | 0 | 16.575 | 20.4425 | -0.905 | 0 | 0 | 0
944 | HE 941 | 0 | 16.265 | 20.19 | -0.3225 | 0 | 0 | 0
945 | HE 942 | 0 | 16.6325 | 20.645 | 0.1775 | 0 | 0 | 0
946 | HE 943 | 0 | 16.7025 | 25.79 | 2.02 | 0 | 0 | 0
947 | HE 944 | 2.4878e-05 | 18.2875 | 42.75 | 6.815 | 0.00045495 | 0.0010635 | 0.00016954
948 | HE 945 | 0.00015476 | 18.4825 | 68.5625 | 4 | 0.0028604 | 0.010611 | 0.00061905
949 | HE 946 | 0.00028658 | 19.4325 | 117.1325 | 5.8125 | 0.0055689 | 0.033567 | 0.0016657
950 | HE 947 | 0.00042384 | 19.2325 | 68.7925 | 7.665 | 0.0081515 | 0.029157 | 0.0032487
951 | HE 948 | 0.00050618 | 19.55 | 24.4775 | 11.1 | 0.0098958 | 0.01239 | 0.0056186
952 | HE 949 | 0.00056449 | 19.515 | 24.51 | 12.68 | 0.011016 | 0.013836 | 0.0071578
953 | HE 950 | 0.00059908 | 19.85 | 22.3625 | 14.58 | 0.011892 | 0.013397 | 0.0087346
954 | HE 951 | 0.0005392 | 20.1075 | 20.77 | 15.7175 | 0.010842 | 0.011199 | 0.0084748
955 | HE 952 | 0.00044079 | 19.83 | 19.475 | 16.92 | 0.0087408 | 0.0085843 | 0.0074581
956 | HE 953 | 0.00030234 | 19.75 | 20.1675 | 18.175 | 0.0059713 | 0.0060975 | 0.0054951
957 | HE 954 | 0.00012559 | 20.055 | 24.12 | 26.295 | 0.0025188 | 0.0030293 | 0.0033025
958 | HE 955 | 0 | 27.2675 | 55.935 | 26.815 | 0 | 0 | 0
959 | HE 956 | 0 | 20.4175 | 69.305 | 17.3225 | 0 | 0 | 0
960 | HE 957 | 0 | 23.065 | 77.49 | 15.1325 | 0 | 0 | 0
961 | HE 958 | 0 | 18.685 | 24.7175 | 15.255 | 0 | 0 | 0
962 | HE 959 | 0 | 18.82 | 58.9225 | 13.42 | 0 | 0 | 0
963 | HE 960 | 0 | 19.42 | 43.5925 | 11.1425 | 0 | 0 | 0
964 | HE 961 | 0 | 18.7925 | 37.6625 | 9.88 | 0 | 0 | 0
965 | HE 962 | 0 | 17.4375 | 41.47 | 10.705 | 0 | 0 | 0
966 | HE 963 | 0 | 13.9425 | 34.9575 | 14.7825 | 0 | 0 | 0
967 | HE 964 | 0 | 0.4075 | 32.6975 | 15.3675 | 0 | 0 | 0
968 | HE 965 | 0 | 0.16 | 30.655 | 14.8975 | 0 | 0 | 0
969 | HE 966 | 0 | 3.3075 | 23.35 | 11.7675 | 0 | 0 | 0
970 | HE 967 | 0 | 13.9475 | 32.02 | 16.17 | 0 | 0 | 0
971 | HE 968 | 2.4878e-05 | 16.5825 | 25.955 | 16.6025 | 0.00041254 | 0.0006457 | 0.00041303
972 | HE 969 | 0.00015476 | 18.61 | 40.5625 | 20.16 | 0.0028801 | 0.0062775 | 0.00312
973 | HE 970 | 0.00028658 | 19.99 | 36.155 | 39.2675 | 0.0057287 | 0.010361 | 0.011253
974 | HE 971 | 0.00042384 | 52.9875 | 33.6275 | 45.545 | 0.022458 | 0.014253 | 0.019304
975 | HE 972 | 0.00050618 | 39.4675 | 46.96 | 20.8975 | 0.019978 | 0.02377 | 0.010578
976 | HE 973 | 0.00056449 | 168.075 | 39.2875 | 33.085 | 0.094877 | 0.022178 | 0.018676
977 | HE 974 | 0.00059908 | 108.9175 | 39.94 | 25.955 | 0.06525 | 0.023927 | 0.015549
978 | HE 975 | 0.0005392 | 27.3175 | 49.96 | 23.4375 | 0.01473 | 0.026938 | 0.012637
979 | HE 976 | 0.00044079 | 48.1425 | 34.23 | 56.435 | 0.021221 | 0.015088 | 0.024876
980 | HE 977 | 0.00030234 | 232.9425 | 28.18 | 150.765 | 0.070428 | 0.00852 | 0.045583
981 | HE 978 | 0.00012559 | 45.22 | 22.265 | 244.3125 | 0.0056793 | 0.0027963 | 0.030684
982 | HE 979 | 0 | 52.815 | 27.07 | 671.3575 | 0 | 0 | 0
983 | HE 980 | 0 | 25.4125 | 22.315 | 70.8475 | 0 | 0 | 0
984 | HE 981 | 0 | 22.105 | 21.47 | 24.215 | 0 | 0 | 0
985 | HE 982 | 0 | 19.385 | 29.1775 | 19.98 | 0 | 0 | 0
986 | HE 983 | 0 | 19.05 | 42.7775 | 17.9675 | 0 | 0 | 0
987 | HE 984 | 0 | 18.7125 | 21.2475 | 16.4625 | 0 | 0 | 0
988 | HE 985 | 0 | 18.5075 | 70.5825 | 15.165 | 0 | 0 | 0
989 | HE 986 | 0 | 18.37 | 21.1075 | 14.815 | 0 | 0 | 0
990 | HE 987 | 0 | 19.21 | 19.805 | 14.795 | 0 | 0 | 0
991 | HE 988 | 0 | 19.375 | 19.205 | 15.5775 | 0 | 0 | 0
992 | HE 989 | 0 | 19.505 | 20.65 | 15.885 | 0 | 0 | 0
993 | HE 990 | 0 | 20.695 | 36.14 | 18.1225 | 0 | 0 | 0
994 | HE 991 | 0 | 20.16 | 232.7625 | 22.11 | 0 | 0 | 0
995 | HE 992 | 2.4878e-05 | 21.7875 | 97.1775 | 20.55 | 0.00054202 | 0.0024176 | 0.00051124
996 | HE 993 | 0.00015476 | 25.0525 | 28.09 | 21.7125 | 0.0038772 | 0.0043473 | 0.0033603
997 | HE 994 | 0.00028658 | 23.555 | 57.2875 | 20.44 | 0.0067503 | 0.016417 | 0.0058576
998 | HE 995 | 0.00042384 | 23.475 | 41.015 | 21.4875 | 0.0099496 | 0.017384 | 0.0091072
999 | HE 996 | 0.00050618 | 26.7525 | 24.06 | 19.135 | 0.013542 | 0.012179 | 0.0096857
1000 | HE 997 | 0.00056449 | 24.7075 | 19.8875 | 19.19 | 0.013947 | 0.011226 | 0.010833
1001 | HE 998 | 0.00059908 | 22.8725 | 19.16 | 25.3 | 0.013702 | 0.011478 | 0.015157
1002 | HE 999 | 0.0005392 | 21.34 | 18.145 | 21.735 | 0.011506 | 0.0097837 | 0.011719
1003 | HE 1000 | 0.00044079 | 21.16 | 18.25 | 20.78 | 0.009327 | 0.0080443 | 0.0091595
1004 | HE 1001 | 0.00030234 | 22.055 | 20.6825 | 21.8225 | 0.0066682 | 0.0062532 | 0.0065979
1005 | HE 1002 | 0.00012559 | 26.5275 | 21.295 | 22.71 | 0.0033317 | 0.0026745 | 0.0028522
1006 | HE 1003 | 0 | 123.8 | 26.5375 | 38.3525 | 0 | 0 | 0
1007 | HE 1004 | 0 | 62.5 | 28.2625 | 29.9425 | 0 | 0 | 0
1008 | HE 1005 | 0 | 103.39 | 24.955 | 34.4625 | 0 | 0 | 0
1009 | HE 1006 | 0 | 28.1325 | 22.3825 | 33.71 | 0 | 0 | 0
1010 | HE 1007 | 0 | 23.2375 | 19.64 | 22 | 0 | 0 | 0
1011 | HE 1008 | 0 | 21.4425 | 16.74 | 20.585 | 0 | 0 | 0
1012 | HE 1009 | 0 | 20.685 | 8.885 | 18.7725 | 0 | 0 | 0
1013 | HE 1010 | 0 | 20.82 | 3.065 | 18.2975 | 0 | 0 | 0
1014 | HE 1011 | 0 | 21.13 | 10.6475 | 17.895 | 0 | 0 | 0
1015 | HE 1012 | 0 | 21.46 | 10.6675 | 17.0825 | 0 | 0 | 0
1016 | HE 1013 | 0 | 21.435 | 1.2625 | 17.735 | 0 | 0 | 0
1017 | HE 1014 | 0 | 22.7675 | 10.0475 | 21.605 | 0 | 0 | 0
1018 | HE 1015 | 0 | 28.7225 | 16.6675 | 153.235 | 0 | 0 | 0
1019 | HE 1016 | 2.4878e-05 | 31.455 | 18.33 | 26.27 | 0.00078253 | 0.00045601 | 0.00065354
1020 | HE 1017 | 0.00015476 | 27.75 | 20.085 | 23.485 | 0.0042946 | 0.0031084 | 0.0036346
1021 | HE 1018 | 0.00028658 | 30.8925 | 19.28 | 19.57 | 0.0088531 | 0.0055252 | 0.0056083
1022 | HE 1019 | 0.00042384 | 28.395 | 19.145 | 18.87 | 0.012035 | 0.0081144 | 0.0079978
1023 | HE 1020 | 0.00050618 | 30.95 | 19.13 | 17.0425 | 0.015666 | 0.0096832 | 0.0086266
1024 | HE 1021 | 0.00056449 | 32.725 | 18.4875 | 13.4275 | 0.018473 | 0.010436 | 0.0075797
1025 | HE 1022 | 0.00059908 | 24.7475 | 18.38 | 11.7525 | 0.014826 | 0.011011 | 0.0070407
1026 | HE 1023 | 0.0005392 | 21.4075 | 18.3275 | 10.65 | 0.011543 | 0.0098821 | 0.0057425
1027 | HE 1024 | 0.00044079 | 19.9275 | 18 | 10.49 | 0.0087838 | 0.0079341 | 0.0046238
1028 | HE 1025 | 0.00030234 | 19.7825 | 18.2825 | 11.91 | 0.0059811 | 0.0055276 | 0.0036009
1029 | HE 1026 | 0.00012559 | 21.0875 | 19.0875 | 12.2925 | 0.0026484 | 0.0023973 | 0.0015439
1030 | HE 1027 | 0 | 46.27 | 27.0625 | 21.985 | 0 | 0 | 0
1031 | HE 1028 | 0 | 25.79 | 22.2725 | 23.1075 | 0 | 0 | 0
1032 | HE 1029 | 0 | 29.3375 | 18.69 | 19.2225 | 0 | 0 | 0
1033 | HE 1030 | 0 | 23.0125 | 18.5725 | 19.795 | 0 | 0 | 0
1034 | HE 1031 | 0 | 22.96 | 19.175 | 18.3475 | 0 | 0 | 0
1035 | HE 1032 | 0 | 19.4025 | 18.3325 | 15.2725 | 0 | 0 | 0
1036 | HE 1033 | 0 | 18.7025 | 19.05 | 12.82 | 0 | 0 | 0
1037 | HE 1034 | 0 | 18.775 | 18.6525 | 12.0075 | 0 | 0 | 0
1038 | HE 1035 | 0 | 18.7375 | 19.09 | 12.25 | 0 | 0 | 0
1039 | HE 1036 | 0 | 19.0475 | 19.59 | 12.2 | 0 | 0 | 0
1040 | HE 1037 | 0 | 19.4 | 22.82 | 12.1075 | 0 | 0 | 0
1041 | HE 1038 | 0 | 20.3 | 26.7825 | 12.5125 | 0 | 0 | 0
1042 | HE 1039 | 0 | 36.41 | 34.3475 | 16.715 | 0 | 0 | 0
1043 | HE 1040 | 2.4878e-05 | 25.9925 | 29.125 | 18.2725 | 0.00064664 | 0.00072456 | 0.00045458
1044 | HE 1041 | 0.00015476 | 25.225 | 26.7975 | 17.7375 | 0.0039039 | 0.0041472 | 0.0027451
1045 | HE 1042 | 0.00028658 | 25.5475 | 26.83 | 18.0175 | 0.0073213 | 0.0076888 | 0.0051634
1046 | HE 1043 | 0.00042384 | 23.21 | 21.6725 | 19.6575 | 0.0098373 | 0.0091856 | 0.0083316
1047 | HE 1044 | 0.00050618 | 20.9325 | 18.975 | 20.145 | 0.010596 | 0.0096047 | 0.010197
1048 | HE 1045 | 0.00056449 | 20.0875 | 19.5825 | 19.195 | 0.011339 | 0.011054 | 0.010835
1049 | HE 1046 | 0.00059908 | 20.105 | 18.5275 | 18.2725 | 0.012044 | 0.011099 | 0.010947
1050 | HE 1047 | 0.0005392 | 19.725 | 17.2825 | 17.1225 | 0.010636 | 0.0093187 | 0.0092324
1051 | HE 1048 | 0.00044079 | 19.6175 | 16.79 | 15.31 | 0.0086471 | 0.0074008 | 0.0067484
1052 | HE 1049 | 0.00030234 | 19.7325 | 8.5475 | 14.8925 | 0.005966 | 0.0025843 | 0.0045026
1053 | HE 1050 | 0.00012559 | 20.2475 | 14.7 | 16.6925 | 0.0025429 | 0.0018462 | 0.0020965
1054 | HE 1051 | 0 | 21.2325 | 19.11 | 20.1975 | 0 | 0 | 0
1055 | HE 1052 | 0 | 21.39 | 17.175 | 17.6375 | 0 | 0 | 0
1056 | HE 1053 | 0 | 20.7925 | 11.7775 | 17.115 | 0 | 0 | 0
1057 | HE 1054 | 0 | 20.2175 | 16.2525 | 17.4625 | 0 | 0 | 0
1058 | HE 1055 | 0 | 19.4725 | 17.47 | 17.8325 | 0 | 0 | 0
1059 | HE 1056 | 0 | 18.7125 | 16.5 | 17.3 | 0 | 0 | 0
1060 | HE 1057 | 0 | 19.19 | 15.3975 | 17.4025 | 0 | 0 | 0
1061 | HE 1058 | 0 | 18.58 | 10.8075 | 17.9925 | 0 | 0 | 0
1062 | HE 1059 | 0 | 19.0275 | 10.2975 | 18.5 | 0 | 0 | 0
1063 | HE 1060 | 0 | 19.095 | 12.195 | 19.34 | 0 | 0 | 0
1064 | HE 1061 | 0 | 19.295 | 15.2825 | 19.635 | 0 | 0 | 0
1065 | HE 1062 | 0 | 20.8125 | 17.8875 | 33.4425 | 0 | 0 | 0
1066 | HE 1063 | 0 | 37.85 | 22.3375 | 319.0875 | 0 | 0 | 0
1067 | HE 1064 | 2.4878e-05 | 19.275 | 19.36 | 60.4075 | 0.00047952 | 0.00048163 | 0.0015028
1068 | HE 1065 | 0.00015476 | 19.8975 | 18.02 | 30.7775 | 0.0030794 | 0.0027888 | 0.0047632
1069 | HE 1066 | 0.00028658 | 20.0375 | 18.39 | 29.1675 | 0.0057423 | 0.0052701 | 0.0083587
1070 | HE 1067 | 0.00042384 | 21.2075 | 16.88 | 18.835 | 0.0089886 | 0.0071544 | 0.007983
1071 | HE 1068 | 0.00050618 | 19.8525 | 10.9625 | 17.365 | 0.010049 | 0.005549 | 0.0087898
1072 | HE 1069 | 0.00056449 | 19.4775 | 16.995 | 18.85 | 0.010995 | 0.0095936 | 0.010641
1073 | HE 1070 | 0.00059908 | 18.9675 | 17.365 | 18.04 | 0.011363 | 0.010403 | 0.010807
1074 | HE 1071 | 0.0005392 | 16.18 | 18.0375 | 17.3225 | 0.0087242 | 0.0097258 | 0.0093403
1075 | HE 1072 | 0.00044079 | 13.7625 | 18.935 | 15.145 | 0.0060663 | 0.0083463 | 0.0066757
1076 | HE 1073 | 0.00030234 | 15.8375 | 20.615 | 13.2475 | 0.0047883 | 0.0062328 | 0.0040053
1077 | HE 1074 | 0.00012559 | 18.38 | 24.3725 | 14.7575 | 0.0023084 | 0.003061 | 0.0018534
1078 | HE 1075 | 0 | 18.84 | 35.17 | 17.7425 | 0 | 0 | 0
1079 | HE 1076 | 0 | 18.055 | 20.5575 | 15.385 | 0 | 0 | 0
1080 | HE 1077 | 0 | 16.5175 | 20.3375 | 11.6125 | 0 | 0 | 0
1081 | HE 1078 | 0 | 15.0125 | 19.8475 | 11.51 | 0 | 0 | 0
1082 | HE 1079 | 0 | 9.205 | 19.8525 | 13.06 | 0 | 0 | 0
1083 | HE 1080 | 0 | 4.5 | 19.765 | 12.915 | 0 | 0 | 0
1084 | HE 1081 | 0 | 7.8975 | 18.6625 | 12.625 | 0 | 0 | 0
1085 | HE 1082 | 0 | 2.505 | 18.2775 | 12.875 | 0 | 0 | 0
1086 | HE 1083 | 0 | 0.335 | 18.175 | 12.7375 | 0 | 0 | 0
1087 | HE 1084 | 0 | 1.4325 | 17.8275 | 12.8025 | 0 | 0 | 0
1088 | HE 1085 | 0 | 3.3775 | 17.55 | 11.8175 | 0 | 0 | 0
1089 | HE 1086 | 0 | 4.625 | 18.215 | 11.5975 | 0 | 0 | 0
1090 | HE 1087 | 0 | 15.5525 | 19.8575 | 26.9525 | 0 | 0 | 0
1091 | HE 1088 | 2.4878e-05 | 16.04 | 20.155 | 23.0275 | 0.00039904 | 0.00050141 | 0.00057287
1092 | HE 1089 | 0.00015476 | 16.455 | 22.56 | 23.485 | 0.0025466 | 0.0034914 | 0.0036346
1093 | HE 1090 | 0.00028658 | 16.9325 | 20.86 | 21.26 | 0.0048525 | 0.005978 | 0.0060926
1094 | HE 1091 | 0.00042384 | 16.52 | 19.2 | 13.4175 | 0.0070018 | 0.0081377 | 0.0056869
1095 | HE 1092 | 0.00050618 | 17.0125 | 18.775 | 13.08 | 0.0086114 | 0.0095035 | 0.0066208
1096 | HE 1093 | 0.00056449 | 17.5775 | 18.8775 | 14.2625 | 0.0099224 | 0.010656 | 0.0080511
1097 | HE 1094 | 0.00059908 | 20.08 | 18.3575 | 16.56 | 0.01203 | 0.010998 | 0.0099208
1098 | HE 1095 | 0.0005392 | 17.76 | 18.86 | 17.325 | 0.0095762 | 0.010169 | 0.0093416
1099 | HE 1096 | 0.00044079 | 17.7025 | 18.77 | 17.255 | 0.007803 | 0.0082735 | 0.0076058
1100 | HE 1097 | 0.00030234 | 18.13 | 19.365 | 19.7025 | 0.0054815 | 0.0058549 | 0.0059569
1101 | HE 1098 | 0.00012559 | 18.2925 | 18.0575 | 24.9425 | 0.0022974 | 0.0022679 | 0.0031326
1102 | HE 1099 | 0 | 19.5925 | 18.3525 | 24.66 | 0 | 0 | 0
1103 | HE 1100 | 0 | 19.2025 | 18.0125 | 21.13 | 0 | 0 | 0
1104 | HE 1101 | 0 | 18.7025 | 17.9475 | 20.5625 | 0 | 0 | 0
1105 | HE 1102 | 0 | 18.2425 | 18.675 | 18.52 | 0 | 0 | 0
1106 | HE 1103 | 0 | 18.1975 | 19.74 | 17.08 | 0 | 0 | 0
1107 | HE 1104 | 0 | 17.7975 | 20.4025 | 17.9525 | 0 | 0 | 0
1108 | HE 1105 | 0 | 18 | 20.205 | 18.7625 | 0 | 0 | 0
1109 | HE 1106 | 0 | 17.415 | 21.145 | 18.5525 | 0 | 0 | 0
1110 | HE 1107 | 0 | 17.725 | 23.885 | 17.07 | 0 | 0 | 0
1111 | HE 1108 | 0 | 16.725 | 30.725 | 15.3975 | 0 | 0 | 0
1112 | HE 1109 | 0 | 11.3825 | 21.05 | 13.645 | 0 | 0 | 0
1113 | HE 1110 | 0 | 4.4275 | 20.665 | 13.5925 | 0 | 0 | 0
1114 | HE 1111 | 0 | 11.1475 | 20.4 | 13.785 | 0 | 0 | 0
1115 | HE 1112 | 2.4878e-05 | 10.785 | 45.08 | 15.9875 | 0.00026831 | 0.0011215 | 0.00039773
1116 | HE 1113 | 0.00015476 | 9.5125 | 82.69 | 15.005 | 0.0014722 | 0.012797 | 0.0023222
1117 | HE 1114 | 0.00028658 | 10.045 | 238.3725 | 17.9525 | 0.0028787 | 0.068312 | 0.0051448
1118 | HE 1115 | 0.00042384 | 14.2125 | 170.52 | 18.1125 | 0.0060238 | 0.072273 | 0.0076768
1119 | HE 1116 | 0.00050618 | 17.305 | 31.7275 | 18.55 | 0.0087594 | 0.01606 | 0.0093896
1120 | HE 1117 | 0.00056449 | 107.5575 | 34.8575 | 18.245 | 0.060715 | 0.019677 | 0.010299
1121 | HE 1118 | 0.00059908 | 18.7675 | 30.675 | 20.21 | 0.011243 | 0.018377 | 0.012107
1122 | HE 1119 | 0.0005392 | 19.0775 | 25.055 | 20.56 | 0.010287 | 0.01351 | 0.011086
1123 | HE 1120 | 0.00044079 | 19.64 | 25.3725 | 18.015 | 0.008657 | 0.011184 | 0.0079408
1124 | HE 1121 | 0.00030234 | 19.275 | 20.5975 | 17.1575 | 0.0058277 | 0.0062275 | 0.0051874
1125 | HE 1122 | 0.00012559 | 19.445 | 19.8725 | 17.7475 | 0.0024422 | 0.0024958 | 0.002229
1126 | HE 1123 | 0 | 20.28 | 84.5525 | 22.0425 | 0 | 0 | 0
1127 | HE 1124 | 0 | 20.2225 | 41.625 | 15.95 | 0 | 0 | 0
1128 | HE 1125 | 0 | 20.0075 | 25.795 | 15.3425 | 0 | 0 | 0
1129 | HE 1126 | 0 | 19.6125 | 24.7425 | 12.5725 | 0 | 0 | 0
1130 | HE 1127 | 0 | 19.6675 | 19.805 | 11.8075 | 0 | 0 | 0
1131 | HE 1128 | 0 | 19.0875 | 18.61 | 5.0225 | 0 | 0 | 0
1132 | HE 1129 | 0 | 17.13 | 18.765 | 1.6525 | 0 | 0 | 0
1133 | HE 1130 | 0 | 16.3425 | 19.5825 | 1.3075 | 0 | 0 | 0
1134 | HE 1131 | 0 | 16.895 | 18.1075 | 4.98 | 0 | 0 | 0
1135 | HE 1132 | 0 | 15.845 | 17.0575 | 4.6825 | 0 | 0 | 0
1136 | HE 1133 | 0 | 14.4175 | 17.475 | 5.3025 | 0 | 0 | 0
1137 | HE 1134 | 0 | 14.135 | 18.32 | 9.435 | 0 | 0 | 0
1138 | HE 1135 | 0 | 14.55 | 19.0025 | 13.7275 | 0 | 0 | 0
1139 | HE 1136 | 2.4878e-05 | 15.8375 | 19.065 | 13.2425 | 0.000394 | 0.00047429 | 0.00032944
1140 | HE 1137 | 0.00015476 | 17.22 | 20.0525 | 10.83 | 0.002665 | 0.0031034 | 0.0016761
1141 | HE 1138 | 0.00028658 | 18.86 | 20.655 | 13.8575 | 0.0054048 | 0.0059192 | 0.0039712
1142 | HE 1139 | 0.00042384 | 19.445 | 20.005 | 16.655 | 0.0082415 | 0.0084789 | 0.007059
1143 | HE 1140 | 0.00050618 | 18.7525 | 19.1725 | 16.2475 | 0.0094921 | 0.0097047 | 0.0082241
1144 | HE 1141 | 0.00056449 | 17.0825 | 19.0875 | 15.52 | 0.0096429 | 0.010775 | 0.0087609
1145 | HE 1142 | 0.00059908 | 17.7125 | 19.2925 | 17 | 0.010611 | 0.011558 | 0.010184
1146 | HE 1143 | 0.0005392 | 18.4675 | 18.885 | 16.745 | 0.0099576 | 0.010183 | 0.0090289
1147 | HE 1144 | 0.00044079 | 19.08 | 18.2475 | 17.895 | 0.0084102 | 0.0080432 | 0.0078879
1148 | HE 1145 | 0.00030234 | 19.075 | 18.6525 | 16.985 | 0.0057672 | 0.0056394 | 0.0051353
1149 | HE 1146 | 0.00012559 | 19.0675 | 19.2525 | 20.66 | 0.0023947 | 0.002418 | 0.0025948
1150 | HE 1147 | 0 | 19.3425 | 19.1975 | 23.0025 | 0 | 0 | 0
1151 | HE 1148 | 0 | 19.33 | 17.7575 | 21.775 | 0 | 0 | 0
1152 | HE 1149 | 0 | 19.2625 | 17.835 | 17.735 | 0 | 0 | 0
1153 | HE 1150 | 0 | 19.5325 | 16.7475 | 14.065 | 0 | 0 | 0
1154 | HE 1151 | 0 | 20.5075 | 16.3475 | 15.5425 | 0 | 0 | 0
1155 | HE 1152 | 0 | 20.0175 | 14.8825 | 15.3275 | 0 | 0 | 0
1156 | HE 1153 | 0 | 20.0125 | 13.0425 | 15.8125 | 0 | 0 | 0
1157 | HE 1154 | 0 | 19.34 | 12.16 | 13.0575 | 0 | 0 | 0
1158 | HE 1155 | 0 | 18.695 | 11.36 | 7.3775 | 0 | 0 | 0
1159 | HE 1156 | 0 | 18.015 | 11.6075 | 1.045 | 0 | 0 | 0
1160 | HE 1157 | 0 | 16.4375 | 14.1 | 1.655 | 0 | 0 | 0
1161 | HE 1158 | 0 | 15.9825 | 16.2925 | 2.975 | 0 | 0 | 0
1162 | HE 1159 | 0 | 15.2275 | 18.35 | 9.84 | 0 | 0 | 0
1163 | HE 1160 | 2.4878e-05 | 15.765 | 19.9625 | 8.8975 | 0.0003922 | 0.00049662 | 0.00022135
1164 | HE 1161 | 0.00015476 | 17.3375 | 20.2375 | 8.3375 | 0.0026832 | 0.003132 | 0.0012903
1165 | HE 1162 | 0.00028658 | 18.275 | 20.12 | 8.8725 | 0.0052372 | 0.0057659 | 0.0025426
1166 | HE 1163 | 0.00042384 | 18.3525 | 20.3125 | 8.4825 | 0.0077785 | 0.0086092 | 0.0035952
1167 | HE 1164 | 0.00050618 | 16.5975 | 20.4475 | 9.44 | 0.0084013 | 0.01035 | 0.0047783
1168 | HE 1165 | 0.00056449 | 14.895 | 19.79 | 10.6075 | 0.0084081 | 0.011171 | 0.0059879
1169 | HE 1166 | 0.00059908 | 14.3675 | 19.69 | 13.0675 | 0.0086073 | 0.011796 | 0.0078285
1170 | HE 1167 | 0.0005392 | 14.1675 | 19.3625 | 15.4425 | 0.0076391 | 0.01044 | 0.0083266
1171 | HE 1168 | 0.00044079 | 13.7 | 19.1425 | 21.64 | 0.0060388 | 0.0084377 | 0.0095386
1172 | HE 1169 | 0.00030234 | 13.1075 | 19.0325 | 18.52 | 0.003963 | 0.0057543 | 0.0055994
1173 | HE 1170 | 0.00012559 | 13.5875 | 19.335 | 27.8475 | 0.0017065 | 0.0024283 | 0.0034975
1174 | HE 1171 | 0 | 16.2925 | 26.94 | 25.8125 | 0 | 0 | 0
1175 | HE 1172 | 0 | 17.025 | 26.1425 | 23.7775 | 0 | 0 | 0
1176 | HE 1173 | 0 | 16.96 | 22.3125 | 21.34 | 0 | 0 | 0
1177 | HE 1174 | 0 | 17.2125 | 19.9675 | 15.855 | 0 | 0 | 0
1178 | HE 1175 | 0 | 16.615 | 18.6275 | 13.89 | 0 | 0 | 0
1179 | HE 1176 | 0 | 8.4725 | 17.3475 | 14.7925 | 0 | 0 | 0
1180 | HE 1177 | 0 | 7.5725 | 17.6175 | 13.745 | 0 | 0 | 0
1181 | HE 1178 | 0 | 5.0875 | 16.9575 | 13.98 | 0 | 0 | 0
1182 | HE 1179 | 0 | 3.755 | 16.655 | 16.1325 | 0 | 0 | 0
1183 | HE 1180 | 0 | 3.255 | 16.415 | 20.5825 | 0 | 0 | 0
1184 | HE 1181 | 0 | 4.04 | 16.3075 | 19.92 | 0 | 0 | 0
1185 | HE 1182 | 0 | 4.735 | 17.3025 | 21.82 | 0 | 0 | 0
1186 | HE 1183 | 0 | 11.5575 | 23.175 | 24.24 | 0 | 0 | 0
1187 | HE 1184 | 2.4878e-05 | 16.32 | 24.775 | 23.0575 | 0.00040601 | 0.00061635 | 0.00057362
1188 | HE 1185 | 0.00015476 | 18.27 | 25.3775 | 21.2375 | 0.0028275 | 0.0039275 | 0.0032867
1189 | HE 1186 | 0.00028658 | 18.625 | 31.8575 | 20.8875 | 0.0053375 | 0.0091296 | 0.0059859
1190 | HE 1187 | 0.00042384 | 19.295 | 99.045 | 20.77 | 0.008178 | 0.041979 | 0.0088031
1191 | HE 1188 | 0.00050618 | 18.3175 | 73.4575 | 19.5425 | 0.0092719 | 0.037183 | 0.009892
1192 | HE 1189 | 0.00056449 | 19.045 | 49.1425 | 21.165 | 0.010751 | 0.027741 | 0.011947
1193 | HE 1190 | 0.00059908 | 19.23 | 53.93 | 20.935 | 0.01152 | 0.032308 | 0.012542
1194 | HE 1191 | 0.0005392 | 19.19 | 32.6175 | 19.075 | 0.010347 | 0.017587 | 0.010285
1195 | HE 1192 | 0.00044079 | 18.5325 | 31.2025 | 21.425 | 0.0081689 | 0.013754 | 0.0094438
1196 | HE 1193 | 0.00030234 | 18.7125 | 47.1175 | 21.2025 | 0.0056576 | 0.014246 | 0.0064104
1197 | HE 1194 | 0.00012559 | 19.1925 | 84.4825 | 21.28 | 0.0024104 | 0.01061 | 0.0026726
1198 | HE 1195 | 0 | 19.595 | 236.0125 | 27.88 | 0 | 0 | 0
1199 | HE 1196 | 0 | 19.17 | 232.6825 | 25.8925 | 0 | 0 | 0
1200 | HE 1197 | 0 | 17.705 | 183.5675 | 21.8925 | 0 | 0 | 0
1201 | HE 1198 | 0 | 16.4675 | 28.6525 | 22.74 | 0 | 0 | 0
1202 | HE 1199 | 0 | 15.09 | 42.7525 | 22.5175 | 0 | 0 | 0
1203 | HE 1200 | 0 | 7.77 | 20.72 | 21.1875 | 0 | 0 | 0
1204 | HE 1201 | 0 | 4.625 | 19.7875 | 16.4575 | 0 | 0 | 0
1205 | HE 1202 | 0 | 3.8625 | 19.575 | 13.5325 | 0 | 0 | 0
1206 | HE 1203 | 0 | 1.8775 | 21.2975 | 10.685 | 0 | 0 | 0
1207 | HE 1204 | 0 | 1.85 | 22.0325 | 9.105 | 0 | 0 | 0
1208 | HE 1205 | 0 | 3.6825 | 19.0975 | 8.2225 | 0 | 0 | 0
1209 | HE 1206 | 0 | 6.3375 | 21.4075 | 9.8575 | 0 | 0 | 0
1210 | HE 1207 | 0 | 16.0325 | 25.24 | 17.2075 | 0 | 0 | 0
1211 | HE 1208 | 2.4878e-05 | 18.84 | 22.705 | 20.64 | 0.0004687 | 0.00056485 | 0.00051348
1212 | HE 1209 | 0.00015476 | 19.5225 | 19.85 | 19.295 | 0.0030213 | 0.003072 | 0.0029861
1213 | HE 1210 | 0.00028658 | 19.805 | 19.295 | 19.2375 | 0.0056756 | 0.0055295 | 0.005513
1214 | HE 1211 | 0.00042384 | 19.8 | 18.5725 | 20.0625 | 0.008392 | 0.0078717 | 0.0085033
1215 | HE 1212 | 0.00050618 | 20.06 | 17.8025 | 19.8875 | 0.010154 | 0.0090113 | 0.010067
1216 | HE 1213 | 0.00056449 | 19.935 | 17.18 | 19.2075 | 0.011253 | 0.009698 | 0.010842
1217 | HE 1214 | 0.00059908 | 19.5825 | 17.0575 | 19.775 | 0.011731 | 0.010219 | 0.011847
1218 | HE 1215 | 0.0005392 | 18.3 | 16.8025 | 18.7275 | 0.0098673 | 0.0090599 | 0.010098
1219 | HE 1216 | 0.00044079 | 16.8625 | 16.77 | 12.555 | 0.0074327 | 0.007392 | 0.0055341
1220 | HE 1217 | 0.00030234 | 16.59 | 17.7175 | 13.1675 | 0.0050159 | 0.0053568 | 0.0039811
1221 | HE 1218 | 0.00012559 | 15.105 | 18.3625 | 13.2225 | 0.0018971 | 0.0023062 | 0.0016607
1222 | HE 1219 | 0 | 17.5125 | 19.6125 | 17.575 | 0 | 0 | 0
1223 | HE 1220 | 0 | 18.02 | 18.6525 | 20.1475 | 0 | 0 | 0
1224 | HE 1221 | 0 | 17.9625 | 17.9175 | 20.675 | 0 | 0 | 0
1225 | HE 1222 | 0 | 17.1575 | 17.355 | 19.945 | 0 | 0 | 0
1226 | HE 1223 | 0 | 16.7025 | 17.2825 | 18.495 | 0 | 0 | 0
1227 | HE 1224 | 0 | 15.9225 | 16.025 | 19.3875 | 0 | 0 | 0
1228 | HE 1225 | 0 | 17.18 | 16.285 | 20.0375 | 0 | 0 | 0
1229 | HE 1226 | 0 | 16.965 | 13.8725 | 19.435 | 0 | 0 | 0
1230 | HE 1227 | 0 | 17.205 | 11.695 | 16.85 | 0 | 0 | 0
1231 | HE 1228 | 0 | 18.28 | 16.43 | 17.3975 | 0 | 0 | 0
1232 | HE 1229 | 0 | 18.8925 | 15.935 | 17.77 | 0 | 0 | 0
1233 | HE 1230 | 0 | 19.3875 | 16.8225 | 19.6625 | 0 | 0 | 0
1234 | HE 1231 | 0 | 21.7275 | 18.9625 | 59.7 | 0 | 0 | 0
1235 | HE 1232 | 2.4878e-05 | 30.7775 | 19.1525 | 26.0925 | 0.00076568 | 0.00047647 | 0.00064912
1236 | HE 1233 | 0.00015476 | 23.7525 | 19.29 | 21.9275 | 0.003676 | 0.0029854 | 0.0033935
1237 | HE 1234 | 0.00028658 | 44.58 | 20.56 | 18 | 0.012776 | 0.005892 | 0.0051584
1238 | HE 1235 | 0.00042384 | 28.4125 | 19.18 | 20.0825 | 0.012042 | 0.0081292 | 0.0085117
1239 | HE 1236 | 0.00050618 | 28.765 | 18.77 | 17.765 | 0.01456 | 0.009501 | 0.0089923
1240 | HE 1237 | 0.00056449 | 27.4175 | 18.7375 | 16.42 | 0.015477 | 0.010577 | 0.009269
1241 | HE 1238 | 0.00059908 | 29.66 | 19.7975 | 14.6175 | 0.017769 | 0.01186 | 0.008757
1242 | HE 1239 | 0.0005392 | 48.1925 | 18.2025 | 13.9725 | 0.025985 | 0.0098147 | 0.0075339
1243 | HE 1240 | 0.00044079 | 84.985 | 17.89 | 13.4425 | 0.03746 | 0.0078857 | 0.0059253
1244 | HE 1241 | 0.00030234 | 56.6975 | 17.69 | 13.8175 | 0.017142 | 0.0053484 | 0.0041776
1245 | HE 1242 | 0.00012559 | 63.875 | 18.1925 | 13.8375 | 0.0080223 | 0.0022849 | 0.0017379
1246 | HE 1243 | 0 | 493.4475 | 20.295 | 14.8725 | 0 | 0 | 0
1247 | HE 1244 | 0 | 70.05 | 20.245 | 16.6425 | 0 | 0 | 0
1248 | HE 1245 | 0 | 58.0825 | 20.1 | 17.165 | 0 | 0 | 0
1249 | HE 1246 | 0 | 36.6175 | 18.975 | 14.965 | 0 | 0 | 0
1250 | HE 1247 | 0 | 25.17 | 19.005 | 14.9825 | 0 | 0 | 0
1251 | HE 1248 | 0 | 23.49 | 17.815 | 14.105 | 0 | 0 | 0
1252 | HE 1249 | 0 | 20.745 | 17.07 | 13.955 | 0 | 0 | 0
1253 | HE 1250 | 0 | 21.0625 | 17.4375 | 12.4125 | 0 | 0 | 0
1254 | HE 1251 | 0 | 20.8625 | 17.735 | 13.4525 | 0 | 0 | 0
1255 | HE 1252 | 0 | 21 | 17.8025 | 13.155 | 0 | 0 | 0
1256 | HE 1253 | 0 | 21.05 | 18.485 | 13.51 | 0 | 0 | 0
1257 | HE 1254 | 0 | 23.9025 | 19.81 | 14.0675 | 0 | 0 | 0
1258 | HE 1255 | 0 | 180.9475 | 25.8525 | 17.8975 | 0 | 0 | 0
1259 | HE 1256 | 2.4878e-05 | 31.5075 | 26.5975 | 19.32 | 0.00078384 | 0.00066169 | 0.00048064
1260 | HE 1257 | 0.00015476 | 30.7425 | 24.3825 | 33.67 | 0.0047578 | 0.0037735 | 0.0052108
1261 | HE 1258 | 0.00028658 | 38.4175 | 26.1375 | 17.02 | 0.01101 | 0.0074904 | 0.0048775
1262 | HE 1259 | 0.00042384 | 31.975 | 30.3625 | 15.315 | 0.013552 | 0.012869 | 0.0064911
1263 | HE 1260 | 0.00050618 | 30.0575 | 28.675 | 15.5975 | 0.015214 | 0.014515 | 0.0078951
1264 | HE 1261 | 0.00056449 | 29.555 | 27.0325 | 14.025 | 0.016684 | 0.01526 | 0.007917
1265 | HE 1262 | 0.00059908 | 26.76 | 33.9425 | 12.7125 | 0.016031 | 0.020334 | 0.0076158
1266 | HE 1263 | 0.0005392 | 26.0275 | 28.31 | 13.545 | 0.014034 | 0.015265 | 0.0073034
1267 | HE 1264 | 0.00044079 | 27.8075 | 24.9275 | 12.1725 | 0.012257 | 0.010988 | 0.0053655
1268 | HE 1265 | 0.00030234 | 28.765 | 21.6 | 12.7525 | 0.0086969 | 0.0065306 | 0.0038556
1269 | HE 1266 | 0.00012559 | 27.7525 | 21.6025 | 19.3025 | 0.0034855 | 0.0027131 | 0.0024243
1270 | HE 1267 | 0 | 28.9 | 23.0375 | 23.9125 | 0 | 0 | 0
1271 | HE 1268 | 0 | 27.065 | 21.23 | 16.635 | 0 | 0 | 0
1272 | HE 1269 | 0 | 26.515 | 20.2425 | 12.2375 | 0 | 0 | 0
1273 | HE 1270 | 0 | 23.9225 | 19.5325 | 12.025 | 0 | 0 | 0
1274 | HE 1271 | 0 | 21.1775 | 19.3525 | 12.4725 | 0 | 0 | 0
1275 | HE 1272 | 0 | 20.19 | 19.1 | 12.3075 | 0 | 0 | 0
1276 | HE 1273 | 0 | 19.9825 | 18.6225 | 12.605 | 0 | 0 | 0
1277 | HE 1274 | 0 | 19.925 | 17.71 | 10.29 | 0 | 0 | 0
1278 | HE 1275 | 0 | 19.92 | 17.2 | 9.685 | 0 | 0 | 0
1279 | HE 1276 | 0 | 19.77 | 16.165 | 9.4775 | 0 | 0 | 0
1280 | HE 1277 | 0 | 19.9925 | 16.1675 | 10.1925 | 0 | 0 | 0
1281 | HE 1278 | 0 | 27.1875 | 18.765 | 15.9625 | 0 | 0 | 0
1282 | HE 1279 | 0 | 159.0325 | 18.6975 | 15.78 | 0 | 0 | 0
1283 | HE 1280 | 2.4878e-05 | 40.8 | 18.7375 | 32.9525 | 0.001015 | 0.00046615 | 0.00081978
1284 | HE 1281 | 0.00015476 | 78.2575 | 20.305 | 24.11 | 0.012111 | 0.0031424 | 0.0037313
1285 | HE 1282 | 0.00028658 | 60.475 | 23.8875 | 41.345 | 0.017331 | 0.0068456 | 0.011848
1286 | HE 1283 | 0.00042384 | 26.7475 | 21.605 | 30.64 | 0.011337 | 0.009157 | 0.012986
1287 | HE 1284 | 0.00050618 | 25.4175 | 21.2475 | 21.0675 | 0.012866 | 0.010755 | 0.010664
1288 | HE 1285 | 0.00056449 | 22.03 | 20.23 | 19.8025 | 0.012436 | 0.01142 | 0.011178
1289 | HE 1286 | 0.00059908 | 22.59 | 18.825 | 17.8925 | 0.013533 | 0.011278 | 0.010719
1290 | HE 1287 | 0.0005392 | 22.37 | 17.525 | 17.86 | 0.012062 | 0.0094494 | 0.0096301
1291 | HE 1288 | 0.00044079 | 21.075 | 15.6375 | 18.4325 | 0.0092896 | 0.0068928 | 0.0081248
1292 | HE 1289 | 0.00030234 | 20.985 | 13.4 | 19.58 | 0.0063447 | 0.0040514 | 0.0059199
1293 | HE 1290 | 0.00012559 | 20.3525 | 16.14 | 18.8875 | 0.0025561 | 0.0020271 | 0.0023721
1294 | HE 1291 | 0 | 20.6475 | 19.23 | 17.9075 | 0 | 0 | 0
1295 | HE 1292 | 0 | 20.1525 | 19.7525 | 15.9525 | 0 | 0 | 0
1296 | HE 1293 | 0 | 20.075 | 20.6375 | 13.0775 | 0 | 0 | 0
1297 | HE 1294 | 0 | 20.035 | 20.625 | 9.0225 | 0 | 0 | 0
1298 | HE 1295 | 0 | 19.5275 | 20.3225 | 7.5225 | 0 | 0 | 0
1299 | HE 1296 | 0 | 19.205 | 20.205 | 5.3075 | 0 | 0 | 0
1300 | HE 1297 | 0 | 19.135 | 19.8325 | 3.8175 | 0 | 0 | 0
1301 | HE 1298 | 0 | 18.98 | 18.61 | 1.9275 | 0 | 0 | 0
1302 | HE 1299 | 0 | 18.9325 | 18.495 | 0.43 | 0 | 0 | 0
1303 | HE 1300 | 0 | 19.01 | 18.2725 | 3.57 | 0 | 0 | 0
1304 | HE 1301 | 0 | 19.2475 | 18.3525 | 9.295 | 0 | 0 | 0
1305 | HE 1302 | 0 | 19.815 | 19.0625 | 14.7625 | 0 | 0 | 0
1306 | HE 1303 | 0 | 20.2575 | 19.9775 | 19.26 | 0 | 0 | 0
1307 | HE 1304 | 2.4878e-05 | 20.47 | 20.825 | 24.5975 | 0.00050925 | 0.00051808 | 0.00061193
1308 | HE 1305 | 0.00015476 | 19.98 | 20.5675 | 18.105 | 0.0030921 | 0.0031831 | 0.002802
1309 | HE 1306 | 0.00028658 | 19.8675 | 20.1125 | 17.2075 | 0.0056936 | 0.0057638 | 0.0049313
1310 | HE 1307 | 0.00042384 | 19.4375 | 18.71 | 15.1725 | 0.0082384 | 0.00793 | 0.0064307
1311 | HE 1308 | 0.00050618 | 19.5525 | 18.0175 | 17.145 | 0.0098971 | 0.0091201 | 0.0086784
1312 | HE 1309 | 0.00056449 | 19.7275 | 17.9175 | 16.96 | 0.011136 | 0.010114 | 0.0095738
1313 | HE 1310 | 0.00059908 | 19.04 | 17.785 | 14.7725 | 0.011406 | 0.010655 | 0.0088499
1314 | HE 1311 | 0.0005392 | 17.9875 | 17.3925 | 14.4775 | 0.0096988 | 0.009378 | 0.0078062
1315 | HE 1312 | 0.00044079 | 17.09 | 16.5625 | 14.735 | 0.007533 | 0.0073005 | 0.006495
1316 | HE 1313 | 0.00030234 | 19.325 | 15.9175 | 17.1975 | 0.0058428 | 0.0048125 | 0.0051995
1317 | HE 1314 | 0.00012559 | 17.8175 | 16.25 | 20.7225 | 0.0022378 | 0.0020409 | 0.0026026
1318 | HE 1315 | 0 | 19.995 | 18.325 | 26.5675 | 0 | 0 | 0
1319 | HE 1316 | 0 | 20.2025 | 18.645 | 20.075 | 0 | 0 | 0
1320 | HE 1317 | 0 | 19.8625 | 18.825 | 15.2575 | 0 | 0 | 0
1321 | HE 1318 | 0 | 19.96 | 19.98 | 14.2425 | 0 | 0 | 0
1322 | HE 1319 | 0 | 19.4325 | 19.295 | 13.405 | 0 | 0 | 0
1323 | HE 1320 | 0 | 19.115 | 16.5725 | 12.08 | 0 | 0 | 0
1324 | HE 1321 | 0 | 18.585 | 14.265 | 4.94 | 0 | 0 | 0
1325 | HE 1322 | 0 | 18.65 | 13.1725 | 3.79 | 0 | 0 | 0
1326 | HE 1323 | 0 | 17.7925 | 14.7675 | 3.98 | 0 | 0 | 0
1327 | HE 1324 | 0 | 17.6 | 15 | 10.2425 | 0 | 0 | 0
1328 | HE 1325 | 0 | 17.1925 | 16.0275 | 13.76 | 0 | 0 | 0
1329 | HE 1326 | 0 | 17.4025 | 18.9925 | 26.485 | 0 | 0 | 0
1330 | HE 1327 | 0 | 18.1075 | 23.6475 | 24.53 | 0 | 0 | 0
1331 | HE 1328 | 2.4878e-05 | 18.7975 | 22.9475 | 20.045 | 0.00046764 | 0.00057088 | 0.00049867
1332 | HE 1329 | 0.00015476 | 19.475 | 22.1225 | 19.0175 | 0.003014 | 0.0034237 | 0.0029432
1333 | HE 1330 | 0.00028658 | 20.045 | 20.9975 | 12.745 | 0.0057444 | 0.0060174 | 0.0036524
1334 | HE 1331 | 0.00042384 | 19.01 | 19.6925 | 11.9725 | 0.0080572 | 0.0083464 | 0.0050744
1335 | HE 1332 | 0.00050618 | 17.3475 | 20.31 | 13.3125 | 0.0087809 | 0.01028 | 0.0067385
1336 | HE 1333 | 0.00056449 | 16.22 | 19.7975 | 12.52 | 0.0091561 | 0.011176 | 0.0070674
1337 | HE 1334 | 0.00059908 | 15.2625 | 19.9475 | 11.17 | 0.0091435 | 0.01195 | 0.0066917
1338 | HE 1335 | 0.0005392 | 13.7675 | 20.975 | 11.2325 | 0.0074234 | 0.01131 | 0.0060565
1339 | HE 1336 | 0.00044079 | 13.06 | 19.0725 | 10.5175 | 0.0057567 | 0.0084069 | 0.004636
1340 | HE 1337 | 0.00030234 | 13.545 | 19.39 | 10.1675 | 0.0040952 | 0.0058624 | 0.0030741
1341 | HE 1338 | 0.00012559 | 15.925 | 20.44 | 10.2375 | 0.0020001 | 0.0025671 | 0.0012858
1342 | HE 1339 | 0 | 19.45 | 22.025 | 12.4325 | 0 | 0 | 0
1343 | HE 1340 | 0 | 19.3 | 20.29 | 13.66 | 0 | 0 | 0
1344 | HE 1341 | 0 | 18.2825 | 18.62 | 11.7125 | 0 | 0 | 0
1345 | HE 1342 | 0 | 17.7175 | 17.1075 | 10.615 | 0 | 0 | 0
1346 | HE 1343 | 0 | 16.69 | 12.275 | 8.0675 | 0 | 0 | 0
1347 | HE 1344 | 0 | 15.6375 | 8.675 | 7.7175 | 0 | 0 | 0
1348 | HE 1345 | 0 | 14.575 | 5.0325 | 5.47 | 0 | 0 | 0
1349 | HE 1346 | 0 | 15.6475 | 12.04 | 6.8575 | 0 | 0 | 0
1350 | HE 1347 | 0 | 16.6075 | 15.1125 | 7.2 | 0 | 0 | 0
1351 | HE 1348 | 0 | 16.915 | 14.3425 | 5.7075 | 0 | 0 | 0
1352 | HE 1349 | 0 | 17.945 | 15.76 | 8.2875 | 0 | 0 | 0
1353 | HE 1350 | 0 | 19.525 | 16.275 | 10.8275 | 0 | 0 | 0
1354 | HE 1351 | 0 | 21.0225 | 20.7475 | 15.41 | 0 | 0 | 0
1355 | HE 1352 | 2.4878e-05 | 20.72 | 20.45 | 22.345 | 0.00051547 | 0.00050875 | 0.00055589
1356 | HE 1353 | 0.00015476 | 20.34 | 19.7625 | 15.5675 | 0.0031479 | 0.0030585 | 0.0024093
1357 | HE 1354 | 0.00028658 | 20.085 | 22.4275 | 13.7525 | 0.0057559 | 0.0064272 | 0.0039411
1358 | HE 1355 | 0.00042384 | 19.2325 | 20.6925 | 13.31 | 0.0081515 | 0.0087703 | 0.0056413
1359 | HE 1356 | 0.00050618 | 18.9375 | 21.17 | 12.8825 | 0.0095858 | 0.010716 | 0.0065209
1360 | HE 1357 | 0.00056449 | 19.1675 | 22.6425 | 12.185 | 0.01082 | 0.012782 | 0.0068783
1361 | HE 1358 | 0.00059908 | 18.8575 | 24.485 | 11.445 | 0.011297 | 0.014668 | 0.0068565
1362 | HE 1359 | 0.0005392 | 18.2675 | 22.0125 | 10.7375 | 0.0098498 | 0.011869 | 0.0057896
1363 | HE 1360 | 0.00044079 | 18.125 | 20.5775 | 9.6075 | 0.0079892 | 0.0090703 | 0.0042348
1364 | HE 1361 | 0.00030234 | 18.3275 | 20.07 | 10.3625 | 0.0055412 | 0.006068 | 0.003133
1365 | HE 1362 | 0.00012559 | 17.7775 | 20.9875 | 13.21 | 0.0022327 | 0.0026359 | 0.0016591
1366 | HE 1363 | 0 | 18.185 | 31.7675 | 19.5275 | 0 | 0 | 0
1367 | HE 1364 | 0 | 18.39 | 25.6 | 27.475 | 0 | 0 | 0
1368 | HE 1365 | 0 | 17.55 | 21.985 | 30.41 | 0 | 0 | 0
1369 | HE 1366 | 0 | 15.2475 | 19.4675 | 27.455 | 0 | 0 | 0
1370 | HE 1367 | 0 | 8.2675 | 18.1325 | 23.1775 | 0 | 0 | 0
1371 | HE 1368 | 0 | 4.74 | 16.7125 | 19.565 | 0 | 0 | 0
1372 | HE 1369 | 0 | -0.4175 | 15.94 | 17.32 | 0 | 0 | 0
1373 | HE 1370 | 0 | -0.6275 | 16.135 | 15.71 | 0 | 0 | 0
1374 | HE 1371 | 0 | -0.44 | 16.46 | 14.7275 | 0 | 0 | 0
1375 | HE 1372 | 0 | -0.2125 | 16.9925 | 13.6025 | 0 | 0 | 0
1376 | HE 1373 | 0 | 8.12 | 17.4225 | 15.5175 | 0 | 0 | 0
1377 | HE 1374 | 0 | 9.0875 | 18.3975 | 25.5225 | 0 | 0 | 0
1378 | HE 1375 | 0 | 16.3275 | 22.5425 | 66.38 | 0 | 0 | 0
1379 | HE 1376 | 2.4878e-05 | 19.1975 | 21.1075 | 40.075 | 0.00047759 | 0.00052511 | 0.00099698
1380 | HE 1377 | 0.00015476 | 19.5975 | 19.8125 | 28.3375 | 0.0030329 | 0.0030662 | 0.0043856
1381 | HE 1378 | 0.00028658 | 19.6525 | 20.4175 | 17.7925 | 0.0056319 | 0.0058512 | 0.0050989
1382 | HE 1379 | 0.00042384 | 20.09 | 27.3925 | 15.5075 | 0.0085149 | 0.01161 | 0.0065727
1383 | HE 1380 | 0.00050618 | 19.675 | 19.9075 | 13.795 | 0.0099591 | 0.010077 | 0.0069827
1384 | HE 1381 | 0.00056449 | 20.0475 | 18.5575 | 12.885 | 0.011317 | 0.010476 | 0.0072735
1385 | HE 1382 | 0.00059908 | 20.4225 | 18.9825 | 12.4125 | 0.012235 | 0.011372 | 0.0074361
1386 | HE 1383 | 0.0005392 | 20.38 | 18.9725 | 11.89 | 0.010989 | 0.01023 | 0.0064111
1387 | HE 1384 | 0.00044079 | 20.5775 | 19.105 | 11.505 | 0.0090703 | 0.0084212 | 0.0050712
1388 | HE 1385 | 0.00030234 | 20.495 | 19.535 | 11.485 | 0.0061965 | 0.0059063 | 0.0034724
1389 | HE 1386 | 0.00012559 | 21.14 | 20.1275 | 13.35 | 0.002655 | 0.0025279 | 0.0016767
1390 | HE 1387 | 0 | 20.96 | 32.275 | 18.6025 | 0 | 0 | 0
1391 | HE 1388 | 0 | 20.5275 | 28.8875 | 19.765 | 0 | 0 | 0
1392 | HE 1389 | 0 | 19.5225 | 95.6775 | 18.83 | 0 | 0 | 0
1393 | HE 1390 | 0 | 21.485 | 111.175 | 17 | 0 | 0 | 0
1394 | HE 1391 | 0 | 16.235 | 31.0225 | 15.99 | 0 | 0 | 0
1395 | HE 1392 | 0 | 17.055 | 27.2375 | 15.1825 | 0 | 0 | 0
1396 | HE 1393 | 0 | 17.71 | 23.94 | 13.695 | 0 | 0 | 0
1397 | HE 1394 | 0 | 17.495 | 22.34 | 14.225 | 0 | 0 | 0
1398 | HE 1395 | 0 | 16.48 | 23.6525 | 14.6625 | 0 | 0 | 0
1399 | HE 1396 | 0 | 15.585 | 24.0475 | 18 | 0 | 0 | 0
1400 | HE 1397 | 0 | 15.005 | 26.6625 | 20.4525 | 0 | 0 | 0
1401 | HE 1398 | 0 | 17.77 | 38.11 | 21.925 | 0 | 0 | 0
1402 | HE 1399 | 0 | 18.085 | 145.17 | 31.165 | 0 | 0 | 0
1403 | HE 1400 | 2.4878e-05 | 18.3125 | 32.18 | 29.54 | 0.00045557 | 0.00080057 | 0.00073489
1404 | HE 1401 | 0.00015476 | 18.4575 | 42.9725 | 18.4125 | 0.0028565 | 0.0066505 | 0.0028495
1405 | HE 1402 | 0.00028658 | 19.7525 | 43.4525 | 17.895 | 0.0056606 | 0.012452 | 0.0051283
1406 | HE 1403 | 0.00042384 | 20.5025 | 33.075 | 15.935 | 0.0086898 | 0.014018 | 0.0067539
1407 | HE 1404 | 0.00050618 | 22.76 | 33.115 | 15.115 | 0.011521 | 0.016762 | 0.0076509
1408 | HE 1405 | 0.00056449 | 21.5175 | 30.7275 | 15.8475 | 0.012146 | 0.017345 | 0.0089458
1409 | HE 1406 | 0.00059908 | 22.445 | 28.545 | 16.91 | 0.013446 | 0.017101 | 0.01013
1410 | HE 1407 | 0.0005392 | 23.46 | 27.0425 | 16.4725 | 0.01265 | 0.014581 | 0.0088819
1411 | HE 1408 | 0.00044079 | 25.3925 | 25.3075 | 16.85 | 0.011193 | 0.011155 | 0.0074272
1412 | HE 1409 | 0.00030234 | 20.5025 | 24.28 | 18.89 | 0.0061988 | 0.0073409 | 0.0057112
1413 | HE 1410 | 0.00012559 | 20.52 | 27.8275 | 19.05 | 0.0025772 | 0.0034949 | 0.0023925
1414 | HE 1411 | 0 | 20.4725 | 37.63 | 21.07 | 0 | 0 | 0
1415 | HE 1412 | 0 | 20.3025 | 29.93 | 19.9525 | 0 | 0 | 0
1416 | HE 1413 | 0 | 19.695 | 30.2875 | 17.7075 | 0 | 0 | 0
1417 | HE 1414 | 0 | 18.91 | 26.7025 | 16.95 | 0 | 0 | 0
1418 | HE 1415 | 0 | 19.11 | 25.66 | 14.1875 | 0 | 0 | 0
1419 | HE 1416 | 0 | 17.985 | 21.3475 | 13.955 | 0 | 0 | 0
1420 | HE 1417 | 0 |  |  | 13.06 | 0 | 0 | 0
1421 | HE 1418 | 0 |  |  | 11.965 | 0 | 0 | 0
1422 | HE 1419 | 0 |  |  | 13.0775 | 0 | 0 | 0
1423 | HE 1420 | 0 |  |  | 12.4725 | 0 | 0 | 0
1424 | HE 1421 | 0 |  |  | 12.94 | 0 | 0 | 0
1425 | HE 1422 | 0 |  |  | 13.8425 | 0 | 0 | 0
1426 | HE 1423 | 0 |  |  | 14.705 | 0 | 0 | 0
1427 | HE 1424 | 2.4878e-05 |  |  | 16.74 | 0 | 0 | 0.00041645
1428 | HE 1425 | 0.00015476 |  |  | 18.25 | 0 | 0 | 0.0028244
1429 | HE 1426 | 0.00028658 |  |  | 16.5 | 0 | 0 | 0.0047285
1430 | HE 1427 | 0.00042384 |  |  | 12.9575 | 0 | 0 | 0.0054919
1431 | HE 1428 | 0.00050618 |  |  | 11.2875 | 0 | 0 | 0.0057135
1432 | HE 1429 | 0.00056449 |  |  | 10.0825 | 0 | 0 | 0.0056915
1433 | HE 1430 | 0.00059908 |  |  | 8.375 | 0 | 0 | 0.0050173
1434 | HE 1431 | 0.0005392 |  |  | 7.6025 | 0 | 0 | 0.0040993
1435 | HE 1432 | 0.00044079 |  |  | 6.4775 | 0 | 0 | 0.0028552
1436 | HE 1433 | 0.00030234 |  |  | 2.785 | 0 | 0 | 0.00084202
1437 | HE 1434 | 0.00012559 |  |  | 6.8575 | 0 | 0 | 0.00086125
1438 | HE 1435 | 0 |  |  | 10.96 | 0 | 0 | 0
1439 | HE 1436 | 0 |  |  | 9.7975 | 0 | 0 | 0
1440 | HE 1437 | 0 |  |  | 8.63 | 0 | 0 | 0
1441 | HE 1438 | 0 |  |  | 5.1775 | 0 | 0 | 0
1442 | HE 1439 | 0 |  |  | 7.215 | 0 | 0 | 0
1443 | HE 1440 | 0 |  |  | 6.265 | 0 | 0 | 0
1444 | HE 1441 | 0 | 16.06 | 23.8375 | -1.675 | 0 | 0 | 0
1445 | HE 1442 | 0 | 15.835 | 29.8125 | -2.22 | 0 | 0 | 0
1446 | HE 1443 | 0 | 5.0525 | 27.65 | -3.265 | 0 | 0 | 0
1447 | HE 1444 | 0 | 15.83 | 29.37 | -1.13 | 0 | 0 | 0
1448 | HE 1445 | 0 | 14.5225 | 35.0975 | -0.075 | 0 | 0 | 0
1449 | HE 1446 | 0 | 10.96 | 35.9025 | -0.5475 | 0 | 0 | 0
1450 | HE 1447 | 0 | 10.9625 | 66.15 | 6.7875 | 0 | 0 | 0
1451 | HE 1448 | 5.9803e-05 | 14.7375 | 47.26 | 9.265 | 0.00088134 | 0.0028263 | 0.00055407
1452 | HE 1449 | 0.0001999 | 14.515 | 32.89 | 9.4225 | 0.0029016 | 0.0065748 | 0.0018836
1453 | HE 1450 | 0.00034142 | 15.59 | 41.3925 | 13.5925 | 0.0053227 | 0.014132 | 0.0046407
1454 | HE 1451 | 0.00046492 | 17.1275 | 31.66 | 15.03 | 0.007963 | 0.01472 | 0.0069878
1455 | HE 1452 | 0.00052816 | 18.735 | 30.1425 | 14.57 | 0.009895 | 0.01592 | 0.0076953
1456 | HE 1453 | 0.00058369 | 19.8375 | 23.845 | 13.6025 | 0.011579 | 0.013918 | 0.0079397
1457 | HE 1454 | 0.00059163 | 18.29 | 21.3275 | 12.11 | 0.010821 | 0.012618 | 0.0071646
1458 | HE 1455 | 0.00056241 | 18.805 | 20.3025 | 11.4575 | 0.010576 | 0.011418 | 0.0064439
1459 | HE 1456 | 0.00046203 | 19.23 | 20.225 | 12.0675 | 0.0088848 | 0.0093445 | 0.0055755
1460 | HE 1457 | 0.00031019 | 19.33 | 22.0525 | 12.7225 | 0.005996 | 0.0068405 | 0.0039464
1461 | HE 1458 | 0.00013611 | 19.7 | 24.0325 | 16.215 | 0.0026815 | 0.0032712 | 0.0022071
1462 | HE 1459 | 6.3714e-06 | 20.595 | 27.4875 | 20.3125 | 0.00013122 | 0.00017513 | 0.00012942
1463 | HE 1460 | 0 | 20.305 | 21.9625 | 18.6275 | 0 | 0 | 0
1464 | HE 1461 | 0 | 20.1375 | 19.8525 | 15.0275 | 0 | 0 | 0
1465 | HE 1462 | 0 | 20.0825 | 18.985 | 13.9675 | 0 | 0 | 0
1466 | HE 1463 | 0 | 18.83 | 18.33 | 16.1625 | 0 | 0 | 0
1467 | HE 1464 | 0 | 17.5875 | 18.205 | 14.43 | 0 | 0 | 0
1468 | HE 1465 | 0 | 16.65 | 18.52 | 12.75 | 0 | 0 | 0
1469 | HE 1466 | 0 | 15.95 | 17.8775 | 13.69 | 0 | 0 | 0
1470 | HE 1467 | 0 | 15.5925 | 18.185 | 13.0125 | 0 | 0 | 0
1471 | HE 1468 | 0 | 14.9125 | 19.65 | 15.075 | 0 | 0 | 0
1472 | HE 1469 | 0 | 15.405 | 20.1 | 16.1625 | 0 | 0 | 0
1473 | HE 1470 | 0 | 16.1275 | 20.045 | 16.025 | 0 | 0 | 0
1474 | HE 1471 | 0 | 18.8475 | 21.1875 | 18.4525 | 0 | 0 | 0
1475 | HE 1472 | 5.9803e-05 | 17.7075 | 25.4975 | 14.48 | 0.001059 | 0.0015248 | 0.00086594
1476 | HE 1473 | 0.0001999 | 17.155 | 34.9825 | 19.04 | 0.0034293 | 0.006993 | 0.0038061
1477 | HE 1474 | 0.00034142 | 16.9525 | 43.74 | 23.8875 | 0.0057879 | 0.014934 | 0.0081557
1478 | HE 1475 | 0.00046492 | 16.3675 | 37.455 | 52.565 | 0.0076097 | 0.017414 | 0.024439
1479 | HE 1476 | 0.00052816 | 16.74 | 38.22 | 117.39 | 0.0088414 | 0.020186 | 0.062
1480 | HE 1477 | 0.00058369 | 17.555 | 35.215 | 27.15 | 0.010247 | 0.020555 | 0.015847
1481 | HE 1478 | 0.00059163 | 18.835 | 35.415 | 79.3675 | 0.011143 | 0.020953 | 0.046956
1482 | HE 1479 | 0.00056241 | 19.2975 | 30.465 | 36.5325 | 0.010853 | 0.017134 | 0.020546
1483 | HE 1480 | 0.00046203 | 19.205 | 25.5875 | 23.2075 | 0.0088732 | 0.011822 | 0.010723
1484 | HE 1481 | 0.00031019 | 18.875 | 24.42 | 19.615 | 0.0058549 | 0.0075749 | 0.0060844
1485 | HE 1482 | 0.00013611 | 18.1725 | 27.545 | 21.215 | 0.0024735 | 0.0037493 | 0.0028877
1486 | HE 1483 | 6.3714e-06 | 18.1475 | 33.23 | 21.5825 | 0.00011562 | 0.00021172 | 0.00013751
1487 | HE 1484 | 0 | 18.36 | 25.9925 | 20.1775 | 0 | 0 | 0
1488 | HE 1485 | 0 | 14.855 | 23.37 | 17.815 | 0 | 0 | 0
1489 | HE 1486 | 0 | 10.9575 | 21.54 | 17.365 | 0 | 0 | 0
1490 | HE 1487 | 0 | 7.1225 | 26.1625 | 13.58 | 0 | 0 | 0
1491 | HE 1488 | 0 | 6.3075 | 30.41 | 9.8675 | 0 | 0 | 0
1492 | HE 1489 | 0 | 9.32 | 27.605 | 7.995 | 0 | 0 | 0
1493 | HE 1490 | 0 | 7.7775 | 27.615 | 3.4075 | 0 | 0 | 0
1494 | HE 1491 | 0 | 7.7125 | 21.075 | 9.8075 | 0 | 0 | 0
1495 | HE 1492 | 0 | 7.9425 | 20.905 | 11.2575 | 0 | 0 | 0
1496 | HE 1493 | 0 | 7.905 | 21.9675 | 13.1425 | 0 | 0 | 0
1497 | HE 1494 | 0 | 5.77 | 25.16 | 14.055 | 0 | 0 | 0
1498 | HE 1495 | 0 | 12.7025 | 24.5675 | 17.785 | 0 | 0 | 0
1499 | HE 1496 | 5.9803e-05 | 12.9475 | 29.785 | 19.35 | 0.0007743 | 0.0017812 | 0.0011572
1500 | HE 1497 | 0.0001999 | 16.05 | 36.2075 | 21.0775 | 0.0032084 | 0.0072379 | 0.0042134
1501 | HE 1498 | 0.00034142 | 14.4825 | 33.3075 | 19.7875 | 0.0049446 | 0.011372 | 0.0067558
1502 | HE 1499 | 0.00046492 | 14.41 | 35.835 | 21.35 | 0.0066996 | 0.016661 | 0.0099261
1503 | HE 1500 | 0.00052816 | 16.84 | 36.4625 | 19.8325 | 0.0088942 | 0.019258 | 0.010475
1504 | HE 1501 | 0.00058369 | 14.14 | 31.285 | 23.3325 | 0.0082534 | 0.018261 | 0.013619
1505 | HE 1502 | 0.00059163 | 13.47 | 23.8075 | 30.965 | 0.0079693 | 0.014085 | 0.01832
1506 | HE 1503 | 0.00056241 | 14.265 | 21.4575 | 20.22 | 0.0080228 | 0.012068 | 0.011372
1507 | HE 1504 | 0.00046203 | 14.855 | 21.0275 | 20.7625 | 0.0068634 | 0.0097153 | 0.0095928
1508 | HE 1505 | 0.00031019 | 13.145 | 21.7375 | 20.2375 | 0.0040775 | 0.0067428 | 0.0062775
1509 | HE 1506 | 0.00013611 | 13.5025 | 22.145 | 19.81 | 0.0018379 | 0.0030143 | 0.0026964
1510 | HE 1507 | 6.3714e-06 | 13.4875 | 26.3425 | 41.7525 | 8.5934e-05 | 0.00016784 | 0.00026602
1511 | HE 1508 | 0 | 11.7625 | 29.515 | 20.77 | 0 | 0 | 0
1512 | HE 1509 | 0 | 14.6875 | 27.9925 | 20.9975 | 0 | 0 | 0
1513 | HE 1510 | 0 | 14.31 | 28.24 | 18.9325 | 0 | 0 | 0
1514 | HE 1511 | 0 | 8.15 | 21.97 | 17.015 | 0 | 0 | 0
1515 | HE 1512 | 0 | 10.8125 | 20.415 | 15.12 | 0 | 0 | 0
1516 | HE 1513 | 0 | 10.91 | 19.6525 | 19.4 | 0 | 0 | 0
1517 | HE 1514 | 0 | 1.04 | 19.0425 | 21.8875 | 0 | 0 | 0
1518 | HE 1515 | 0 | 0.005 | 19.2425 | 26.005 | 0 | 0 | 0
1519 | HE 1516 | 0 | 3.28 | 19.475 | 14.475 | 0 | 0 | 0
1520 | HE 1517 | 0 | 14.4325 | 21.14 | 14.8075 | 0 | 0 | 0
1521 | HE 1518 | 0 | 14.875 | 25.2975 | 19.9225 | 0 | 0 | 0
1522 | HE 1519 | 0 | 15.1025 | 35.005 | 19.925 | 0 | 0 | 0
1523 | HE 1520 | 5.9803e-05 | 15.7725 | 42.9875 | 17.585 | 0.00094324 | 0.0025708 | 0.0010516
1524 | HE 1521 | 0.0001999 | 16.86 | 41.9025 | 16.8675 | 0.0033703 | 0.0083764 | 0.0033718
1525 | HE 1522 | 0.00034142 | 16.375 | 41.73 | 16.845 | 0.0055907 | 0.014247 | 0.0057512
1526 | HE 1523 | 0.00046492 | 16.255 | 37.91 | 15.8025 | 0.0075573 | 0.017625 | 0.007347
1527 | HE 1524 | 0.00052816 | 16.965 | 34.985 | 15.245 | 0.0089602 | 0.018478 | 0.0080518
1528 | HE 1525 | 0.00058369 | 17.835 | 34.11 | 16.8175 | 0.01041 | 0.01991 | 0.0098163
1529 | HE 1526 | 0.00059163 | 17.9 | 33.4875 | 17.8575 | 0.01059 | 0.019812 | 0.010565
1530 | HE 1527 | 0.00056241 | 17.02 | 30.9825 | 16.5975 | 0.0095723 | 0.017425 | 0.0093347
1531 | HE 1528 | 0.00046203 | 15.615 | 27.2125 | 15.8275 | 0.0072146 | 0.012573 | 0.0073127
1532 | HE 1529 | 0.00031019 | 14.595 | 29.3775 | 16.255 | 0.0045273 | 0.0091127 | 0.0050422
1533 | HE 1530 | 0.00013611 | 16.5575 | 34.255 | 16.0875 | 0.0022537 | 0.0046626 | 0.0021897
1534 | HE 1531 | 6.3714e-06 | 19.0825 | 118.6825 | 18.04 | 0.00012158 | 0.00075617 | 0.00011494
1535 | HE 1532 | 0 | 19.2025 | 68.78 | 18.52 | 0 | 0 | 0
1536 | HE 1533 | 0 | 19.0375 | 169.715 | 19.5375 | 0 | 0 | 0
1537 | HE 1534 | 0 | 17.2825 | 55.0975 | 16.49 | 0 | 0 | 0
1538 | HE 1535 | 0 | 16.165 | 37.9325 | 16.64 | 0 | 0 | 0
1539 | HE 1536 | 0 | 10.4575 | 35.54 | 16.7575 | 0 | 0 | 0
1540 | HE 1537 | 0 | 4.925 | 35.415 | 18.12 | 0 | 0 | 0
1541 | HE 1538 | 0 | 0.99 | 34.3975 | 14.7725 | 0 | 0 | 0
1542 | HE 1539 | 0 | -0.0225 | 36.5025 | 13.27 | 0 | 0 | 0
1543 | HE 1540 | 0 | 1.0825 | 40.83 | 12.56 | 0 | 0 | 0
1544 | HE 1541 | 0 | 12.5025 | 48.53 | 11.9775 | 0 | 0 | 0
1545 | HE 1542 | 0 | 15.1825 | 60.595 | 13.1175 | 0 | 0 | 0
1546 | HE 1543 | 0 | 14.85 | 825.685 | 14.6775 | 0 | 0 | 0
1547 | HE 1544 | 5.9803e-05 | 15.1375 | 212.195 | 13.2625 | 0.00090527 | 0.01269 | 0.00079313
1548 | HE 1545 | 0.0001999 | 14.1325 | 45.665 | 12.1 | 0.0028251 | 0.0091285 | 0.0024188
1549 | HE 1546 | 0.00034142 | 11.2825 | 43.225 | 12.83 | 0.0038521 | 0.014758 | 0.0043804
1550 | HE 1547 | 0.00046492 | 11.6775 | 41.61 | 11.9575 | 0.0054292 | 0.019346 | 0.0055593
1551 | HE 1548 | 0.00052816 | 15.2075 | 41.455 | 11.9175 | 0.008032 | 0.021895 | 0.0062943
1552 | HE 1549 | 0.00058369 | 18.23 | 33.3 | 11.575 | 0.010641 | 0.019437 | 0.0067563
1553 | HE 1550 | 0.00059163 | 19.5675 | 30.295 | 11.6475 | 0.011577 | 0.017923 | 0.006891
1554 | HE 1551 | 0.00056241 | 25.3 | 28.37 | 11.8025 | 0.014229 | 0.015956 | 0.0066379
1555 | HE 1552 | 0.00046203 | 26.26 | 27.0575 | 11.73 | 0.012133 | 0.012501 | 0.0054196
1556 | HE 1553 | 0.00031019 | 24.3925 | 27.63 | 12.435 | 0.0075664 | 0.0085706 | 0.0038572
1557 | HE 1554 | 0.00013611 | 22.7425 | 30.79 | 15.4125 | 0.0030956 | 0.004191 | 0.0020979
1558 | HE 1555 | 6.3714e-06 | 35.545 | 41.79 | 18.7975 | 0.00022647 | 0.00026626 | 0.00011977
1559 | HE 1556 | 0 | 28.7475 | 49.2375 | 18.39 | 0 | 0 | 0
1560 | HE 1557 | 0 | 23.28 | 50.1075 | 17.3075 | 0 | 0 | 0
1561 | HE 1558 | 0 | 21.81 | 41.94 | 12.3475 | 0 | 0 | 0
1562 | HE 1559 | 0 | 19.615 | 33.7875 | 12.8575 | 0 | 0 | 0
1563 | HE 1560 | 0 | 18.6325 | 30.3725 | 12.1675 | 0 | 0 | 0
1564 | HE 1561 | 0 | 17.1725 | 22.0375 | 13.155 | 0 | 0 | 0
1565 | HE 1562 | 0 | 16.235 | 21.09 | 13.5375 | 0 | 0 | 0
1566 | HE 1563 | 0 | 16.015 | 21.835 | 13.8475 | 0 | 0 | 0
1567 | HE 1564 | 0 | 16.445 | 22.815 | 14.1175 | 0 | 0 | 0
1568 | HE 1565 | 0 | 16.5275 | 25.7375 | 14.7575 | 0 | 0 | 0
1569 | HE 1566 | 0 | 17.055 | 32.3475 | 15.235 | 0 | 0 | 0
1570 | HE 1567 | 0 | 19.51 | 47.0775 | 18.215 | 0 | 0 | 0
1571 | HE 1568 | 5.9803e-05 | 19.4225 | 35.0375 | 18.4425 | 0.0011615 | 0.0020953 | 0.0011029
1572 | HE 1569 | 0.0001999 | 18.6075 | 29.275 | 17.92 | 0.0037197 | 0.0058521 | 0.0035822
1573 | HE 1570 | 0.00034142 | 16.96 | 23.9525 | 14.5375 | 0.0057905 | 0.0081779 | 0.0049634
1574 | HE 1571 | 0.00046492 | 15.7175 | 21.255 | 12.5325 | 0.0073074 | 0.009882 | 0.0058267
1575 | HE 1572 | 0.00052816 | 17.16 | 20.655 | 12.6825 | 0.0090632 | 0.010909 | 0.0066984
1576 | HE 1573 | 0.00058369 | 17.9675 | 19.68 | 12.6825 | 0.010488 | 0.011487 | 0.0074027
1577 | HE 1574 | 0.00059163 | 18.0625 | 18.6675 | 12.8425 | 0.010686 | 0.011044 | 0.007598
1578 | HE 1575 | 0.00056241 | 18.065 | 16.675 | 12.8825 | 0.01016 | 0.0093783 | 0.0072453
1579 | HE 1576 | 0.00046203 | 18.1575 | 15.8875 | 12.7025 | 0.0083893 | 0.0073405 | 0.0058689
1580 | HE 1577 | 0.00031019 | 18.23 | 15.79 | 12.21 | 0.0056548 | 0.0048979 | 0.0037875
1581 | HE 1578 | 0.00013611 | 18.325 | 15.81 | 12.88 | 0.0024943 | 0.002152 | 0.0017532
1582 | HE 1579 | 6.3714e-06 | 19.2625 | 20.8025 | 15.9225 | 0.00012273 | 0.00013254 | 0.00010145
1583 | HE 1580 | 0 | 20.83 | 24.3875 | 13.9675 | 0 | 0 | 0
1584 | HE 1581 | 0 | 21.1575 | 20.705 | 11.9125 | 0 | 0 | 0
1585 | HE 1582 | 0 | 20.795 | 19.235 | 9.8775 | 0 | 0 | 0
1586 | HE 1583 | 0 | 19.155 | 18.9325 | 10.145 | 0 | 0 | 0
1587 | HE 1584 | 0 | 17.1875 | 16.9775 | 8.5325 | 0 | 0 | 0
1588 | HE 1585 | 0 | 16.485 | 15.77 | 7.86 | 0 | 0 | 0
1589 | HE 1586 | 0 | 15.3825 | 15.9975 | 4.795 | 0 | 0 | 0
1590 | HE 1587 | 0 | 15.32 | 15.335 | 5.9025 | 0 | 0 | 0
1591 | HE 1588 | 0 | 15.875 | 14.8 | 8.93 | 0 | 0 | 0
1592 | HE 1589 | 0 | 16.1975 | 15.235 | 9.6625 | 0 | 0 | 0
1593 | HE 1590 | 0 | 17.4175 | 17.295 | 10.21 | 0 | 0 | 0
1594 | HE 1591 | 0 | 19.645 | 28.59 | 10.13 | 0 | 0 | 0
1595 | HE 1592 | 5.9803e-05 | 22.915 | 23.355 | 11.4175 | 0.0013704 | 0.0013967 | 0.0006828
1596 | HE 1593 | 0.0001999 | 21.8775 | 20.505 | 14.045 | 0.0043733 | 0.004099 | 0.0028076
1597 | HE 1594 | 0.00034142 | 20.53 | 49.705 | 13.905 | 0.0070093 | 0.01697 | 0.0047474
1598 | HE 1595 | 0.00046492 | 20.3325 | 31.2025 | 12.57 | 0.0094531 | 0.014507 | 0.0058441
1599 | HE 1596 | 0.00052816 | 20.1075 | 23.9475 | 11.9625 | 0.01062 | 0.012648 | 0.0063181
1600 | HE 1597 | 0.00058369 | 19.325 | 22.5 | 11.005 | 0.01128 | 0.013133 | 0.0064236
1601 | HE 1598 | 0.00059163 | 18.905 | 98.215 | 10.03 | 0.011185 | 0.058107 | 0.005934
1602 | HE 1599 | 0.00056241 | 18.7625 | 20.88 | 9.695 | 0.010552 | 0.011743 | 0.0054526
1603 | HE 1600 | 0.00046203 | 18.695 | 22.2525 | 9.76 | 0.0086376 | 0.010281 | 0.0045094
1604 | HE 1601 | 0.00031019 | 18.83 | 21.895 | 8.5475 | 0.0058409 | 0.0067917 | 0.0026514
1605 | HE 1602 | 0.00013611 | 19.7225 | 18.51 | 7.975 | 0.0026845 | 0.0025195 | 0.0010855
1606 | HE 1603 | 6.3714e-06 | 22.185 | 19.33 | 10.565 | 0.00014135 | 0.00012316 | 6.7314e-05
1607 | HE 1604 | 0 | 21.6925 | 18.985 | 13.285 | 0 | 0 | 0
1608 | HE 1605 | 0 | 19.6075 | 17.7625 | 12.4425 | 0 | 0 | 0
1609 | HE 1606 | 0 | 19.1875 | 14.1125 | 11.535 | 0 | 0 | 0
1610 | HE 1607 | 0 | 18.6725 | 9.335 | 10.0825 | 0 | 0 | 0
1611 | HE 1608 | 0 | 17.7 | 11.1875 | 9.7375 | 0 | 0 | 0
1612 | HE 1609 | 0 | 17.595 | 7.295 | 9.66 | 0 | 0 | 0
1613 | HE 1610 | 0 | 17.09 | 7.6725 | 9.6475 | 0 | 0 | 0
1614 | HE 1611 | 0 | 16.725 | 15.9825 |  | 0 | 0 | 0
1615 | HE 1612 | 0 | 16.845 | 16.7625 | 10.17 | 0 | 0 | 0
1616 | HE 1613 | 0 | 16.7475 | 16.6 | 10.465 | 0 | 0 | 0
1617 | HE 1614 | 0 | 17.46 | 17.6525 | 9.94 | 0 | 0 | 0
1618 | HE 1615 | 0 | 19.585 | 21.76 | 10.6675 | 0 | 0 | 0
1619 | HE 1616 | 5.9803e-05 | 19.19 | 26.26 | 11.5775 | 0.0011476 | 0.0015704 | 0.00069237
1620 | HE 1617 | 0.0001999 | 19.47 | 36.24 | 13.1 | 0.0038921 | 0.0072444 | 0.0026187
1621 | HE 1618 | 0.00034142 | 18.995 | 75.425 | 14.2775 | 0.0064853 | 0.025752 | 0.0048746
1622 | HE 1619 | 0.00046492 | 18.2525 | 27.195 | 12.465 | 0.008486 | 0.012644 | 0.0057953
1623 | HE 1620 | 0.00052816 | 17.6525 | 47.22 | 13.115 | 0.0093233 | 0.02494 | 0.0069268
1624 | HE 1621 | 0.00058369 | 16.65 | 29.9625 | 11.78 | 0.0097185 | 0.017489 | 0.0068759
1625 | HE 1622 | 0.00059163 | 16.6325 | 24.955 | 10.83 | 0.0098403 | 0.014764 | 0.0064074
1626 | HE 1623 | 0.00056241 | 15.6375 | 22.2175 | 9.975 | 0.0087948 | 0.012495 | 0.0056101
1627 | HE 1624 | 0.00046203 | 15.8925 | 21.97 | 9.69 | 0.0073428 | 0.010151 | 0.004477
1628 | HE 1625 | 0.00031019 | 16.155 | 22.63 | 10.0675 | 0.0050112 | 0.0070197 | 0.0031229
1629 | HE 1626 | 0.00013611 | 16.7975 | 20.5925 | 10.3125 | 0.0022864 | 0.0028029 | 0.0014037
1630 | HE 1627 | 6.3714e-06 | 18.91 | 20.265 | 10.785 | 0.00012048 | 0.00012912 | 6.8715e-05
1631 | HE 1628 | 0 | 19.7225 | 22.6925 | 13.9875 | 0 | 0 | 0
1632 | HE 1629 | 0 | 18.05 | 18.1725 | 13.12 | 0 | 0 | 0
1633 | HE 1630 | 0 | 14.0775 | 14.5075 | 11.485 | 0 | 0 | 0
1634 | HE 1631 | 0 | 10.23 | 18.12 | 11.2025 | 0 | 0 | 0
1635 | HE 1632 | 0 | 9.0875 | 26.2175 | 10.31 | 0 | 0 | 0
1636 | HE 1633 | 0 | 8.58 | 24.84 | 8.95 | 0 | 0 | 0
1637 | HE 1634 | 0 | 10.875 | 17.66 | 6.9225 | 0 | 0 | 0
1638 | HE 1635 | 0 | 8.235 | 10.685 | 6.615 | 0 | 0 | 0
1639 | HE 1636 | 0 | 11.865 | 7.13 | 7.445 | 0 | 0 | 0
1640 | HE 1637 | 0 | 11.48 | 7.1825 | 6.705 | 0 | 0 | 0
1641 | HE 1638 | 0 | 19.445 | 7.1825 | 11.2825 | 0 | 0 | 0
1642 | HE 1639 | 0 | 20.4125 | 6.73 | 8.87 | 0 | 0 | 0
1643 | HE 1640 | 5.9803e-05 | 16.2025 | 6.34 | 8.9875 | 0.00096896 | 0.00037915 | 0.00053748
1644 | HE 1641 | 0.0001999 | 18.005 | 10.195 | 14.295 | 0.0035992 | 0.002038 | 0.0028576
1645 | HE 1642 | 0.00034142 | 16.9 | 15.2575 | 16.125 | 0.00577 | 0.0052092 | 0.0055054
1646 | HE 1643 | 0.00046492 | 17.26 | 15.65 | 16.04 | 0.0080246 | 0.0072761 | 0.0074574
1647 | HE 1644 | 0.00052816 | 17.455 | 16.4025 | 13.45 | 0.009219 | 0.0086631 | 0.0071037
1648 | HE 1645 | 0.00058369 | 18.1725 | 17.9075 | 14.0025 | 0.010607 | 0.010453 | 0.0081732
1649 | HE 1646 | 0.00059163 | 18.64 | 22.375 | 14.795 | 0.011028 | 0.013238 | 0.0087532
1650 | HE 1647 | 0.00056241 | 18.7525 | 34.115 | 15.8675 | 0.010547 | 0.019187 | 0.0089241
1651 | HE 1648 | 0.00046203 | 19.26 | 36.9775 | 16.0075 | 0.0088987 | 0.017085 | 0.0073959
1652 | HE 1649 | 0.00031019 | 18.97 | 33.7175 | 17.3875 | 0.0058844 | 0.010459 | 0.0053935
1653 | HE 1650 | 0.00013611 | 19.2825 | 32.86 | 20.355 | 0.0026246 | 0.0044727 | 0.0027706
1654 | HE 1651 | 6.3714e-06 | 19.84 | 183.825 | 80.41 | 0.00012641 | 0.0011712 | 0.00051232
1655 | HE 1652 | 0 | 19.4625 | 28.565 | 40.0575 | 0 | 0 | 0
1656 | HE 1653 | 0 | 18.71 | 26.615 | 23.3525 | 0 | 0 | 0
1657 | HE 1654 | 0 | 18.7025 | 24.79 | 19.335 | 0 | 0 | 0
1658 | HE 1655 | 0 | 18.5425 | 24.105 | 18.8975 | 0 | 0 | 0
1659 | HE 1656 | 0 | 18.195 | 19.8125 | 14.33 | 0 | 0 | 0
1660 | HE 1657 | 0 | 17.7325 | 17.76 | 12.0325 | 0 | 0 | 0
1661 | HE 1658 | 0 | 17.9 | 21.03 | 11.97 | 0 | 0 | 0
1662 | HE 1659 | 0 | 18.425 |  | 11.76 | 0 | 0 | 0
1663 | HE 1660 | 0 | 18.615 | 22.4725 | 11.65 | 0 | 0 | 0
1664 | HE 1661 | 0 | 18.7025 | 21.6025 | 11.1125 | 0 | 0 | 0
1665 | HE 1662 | 0 | 18.275 | 15.4 | 12.3125 | 0 | 0 | 0
1666 | HE 1663 | 0 | 18.0175 | 16.2125 | 16.465 | 0 | 0 | 0
1667 | HE 1664 | 5.9803e-05 | 17.9475 | 16.845 | 19.17 | 0.0010733 | 0.0010074 | 0.0011464
1668 | HE 1665 | 0.0001999 | 18.62 | 17.3225 | 19.73 | 0.0037222 | 0.0034628 | 0.0039441
1669 | HE 1666 | 0.00034142 | 19.325 | 17.465 | 18.5475 | 0.0065979 | 0.0059629 | 0.0063325
1670 | HE 1667 | 0.00046492 | 20.655 | 17.3625 | 18.875 | 0.009603 | 0.0080723 | 0.0087754
1671 | HE 1668 | 0.00052816 | 21.4525 | 17.9925 | 18.4875 | 0.01133 | 0.0095029 | 0.0097643
1672 | HE 1669 | 0.00058369 | 40.27 | 18.475 | 18.8775 | 0.023505 | 0.010784 | 0.011019
1673 | HE 1670 | 0.00059163 | 31.73 | 20.1025 | 18.6175 | 0.018772 | 0.011893 | 0.011015
1674 | HE 1671 | 0.00056241 | 24.64 | 23.025 | 15.635 | 0.013858 | 0.01295 | 0.0087934
1675 | HE 1672 | 0.00046203 | 26.5275 | 27.0475 | 14.7025 | 0.012256 | 0.012497 | 0.006793
1676 | HE 1673 | 0.00031019 | 26.195 | 27.37 | 14.5675 | 0.0081255 | 0.00849 | 0.0045187
1677 | HE 1674 | 0.00013611 | 25.56 | 23.0975 | 14.04 | 0.0034791 | 0.0031439 | 0.001911
1678 | HE 1675 | 6.3714e-06 | 25.3775 | 25.8025 | 15.3425 | 0.00016169 | 0.0001644 | 9.7753e-05
1679 | HE 1676 | 0 | 59.765 | 35.185 | 19.095 | 0 | 0 | 0
1680 | HE 1677 | 0 | 20.8975 | 31.825 | 15.415 | 0 | 0 | 0
1681 | HE 1678 | 0 | 19.5175 | 41.02 | 12.685 | 0 | 0 | 0
1682 | HE 1679 | 0 | 18.6725 | 67.8775 | 13.055 | 0 | 0 | 0
1683 | HE 1680 | 0 | 18.88 | 25.165 | 16.9375 | 0 | 0 | 0
1684 | HE 1681 | 0 | 18.075 | 21.335 | 11.57 | 0 | 0 | 0
1685 | HE 1682 | 0 | 13.0725 | 20.065 | 9.1025 | 0 | 0 | 0
1686 | HE 1683 | 0 |  | 19.6075 | 7.1025 | 0 | 0 | 0
1687 | HE 1684 | 0 | 5.1675 | 19.45 | 8.45 | 0 | 0 | 0
1688 | HE 1685 | 0 | 3.8225 | 20.235 | 10.7625 | 0 | 0 | 0
1689 | HE 1686 | 0 | 3.18 | 21.1525 | 11.7025 | 0 | 0 | 0
1690 | HE 1687 | 0 | 3.2625 | 28.23 | 13.365 | 0 | 0 | 0
1691 | HE 1688 | 5.9803e-05 | 3.57 | 40.6425 | 17 | 0.0002135 | 0.0024305 | 0.0010166
1692 | HE 1689 | 0.0001999 | 5.2675 | 28.28 | 16.335 | 0.001053 | 0.0056532 | 0.0032654
1693 | HE 1690 | 0.00034142 | 7.2425 | 72.9525 | 17.6825 | 0.0024727 | 0.024907 | 0.0060372
1694 | HE 1691 | 0.00046492 | 9.99 | 32.1075 | 19.0525 | 0.0046446 | 0.014928 | 0.008858
1695 | HE 1692 | 0.00052816 | 7.87 | 93.655 | 20.08 | 0.0041566 | 0.049465 | 0.010605
1696 | HE 1693 | 0.00058369 | 7.6975 | 38.3975 | 25.285 | 0.004493 | 0.022412 | 0.014759
1697 | HE 1694 | 0.00059163 | 9.495 | 48.8525 | 26.65 | 0.0056175 | 0.028903 | 0.015767
1698 | HE 1695 | 0.00056241 | 13.5525 | 74.875 | 33.7925 | 0.0076221 | 0.042111 | 0.019005
1699 | HE 1696 | 0.00046203 | 14.9525 | 51.6275 | 28.1175 | 0.0069085 | 0.023853 | 0.012991
1700 | HE 1697 | 0.00031019 | 14.5675 | 31.7575 | 44.96 | 0.0045187 | 0.009851 | 0.013946
1701 | HE 1698 | 0.00013611 | 15.455 | 32.1925 | 74.4325 | 0.0021037 | 0.0043819 | 0.010131
1702 | HE 1699 | 6.3714e-06 | 16.2275 | 28.1425 | 77.7225 | 0.00010339 | 0.00017931 | 0.0004952
1703 | HE 1700 | 0 | 19.0775 | 36.7525 | 59.81 | 0 | 0 | 0
1704 | HE 1701 | 0 | 19.6775 | 32.165 | 23.375 | 0 | 0 | 0
1705 | HE 1702 | 0 | 18.565 | 92.04 | 18.22 | 0 | 0 | 0
1706 | HE 1703 | 0 | 18.4425 | 29.8075 | 16.7925 | 0 | 0 | 0
1707 | HE 1704 | 0 | 18.2 | 20.2375 | 16.9075 | 0 | 0 | 0
1708 | HE 1705 | 0 | 17.6375 | 18.8225 | 13.9275 | 0 | 0 | 0
1709 | HE 1706 | 0 | 17.07 | 17.735 | 12.4125 | 0 | 0 | 0
1710 | HE 1707 | 0 | 16.805 | 17.4425 | 10.5425 | 0 | 0 | 0
1711 | HE 1708 | 0 | 17.02 | 17.35 | 11.2175 | 0 | 0 | 0
1712 | HE 1709 | 0 | 16.9 | 17.465 | 11.8025 | 0 | 0 | 0
1713 | HE 1710 | 0 | 18.1625 | 17.3525 | 9.12 | 0 | 0 | 0
1714 | HE 1711 | 0 | 19.1125 | 18.1875 | 13.08 | 0 | 0 | 0
1715 | HE 1712 | 5.9803e-05 | 21.655 | 19.3225 | 14.7575 | 0.001295 | 0.0011555 | 0.00088254
1716 | HE 1713 | 0.0001999 | 21.465 | 18.355 | 14.265 | 0.0042909 | 0.0036692 | 0.0028516
1717 | HE 1714 | 0.00034142 | 21.0275 | 17.8525 | 18.365 | 0.0071792 | 0.0060952 | 0.0062702
1718 | HE 1715 | 0.00046492 | 22.5125 | 17.7275 | 20.93 | 0.010467 | 0.0082419 | 0.0097309
1719 | HE 1716 | 0.00052816 | 22.95 | 17.945 | 29.99 | 0.012121 | 0.0094778 | 0.015839
1720 | HE 1717 | 0.00058369 | 20.7575 | 56.285 | 59.16 | 0.012116 | 0.032853 | 0.034531
1721 | HE 1718 | 0.00059163 | 19.835 | 15.515 | 117.875 | 0.011735 | 0.0091791 | 0.069738
1722 | HE 1719 | 0.00056241 | 19.6175 | 13.9875 | 134.59 | 0.011033 | 0.0078668 | 0.075695
1723 | HE 1720 | 0.00046203 | 19.5625 | 13.8125 | 76.71 | 0.0090384 | 0.0063818 | 0.035442
1724 | HE 1721 | 0.00031019 | 19.5275 | 14.69 | 189.885 | 0.0060573 | 0.0045567 | 0.058901
1725 | HE 1722 | 0.00013611 | 19.0875 | 15.035 | 53.575 | 0.0025981 | 0.0020465 | 0.0072923
1726 | HE 1723 | 6.3714e-06 | 19.3425 | 14.555 | 34.205 | 0.00012324 | 9.2735e-05 | 0.00021793
1727 | HE 1724 | 0 | 20.085 | 14.1575 | 36.8375 | 0 | 0 | 0
1728 | HE 1725 | 0 | 20.1675 | 14.7175 | 28.685 | 0 | 0 | 0
1729 | HE 1726 | 0 | 19.3775 | 14.92 | 28.4875 | 0 | 0 | 0
1730 | HE 1727 | 0 | 18.865 | 12.8675 | 22.5775 | 0 | 0 | 0
1731 | HE 1728 | 0 | 19.725 | 12.125 | 19.225 | 0 | 0 | 0
1732 | HE 1729 | 0 | 18.0975 | 10.615 | 20.325 | 0 | 0 | 0
1733 | HE 1730 | 0 | 17.71 | 8.53 | 16.885 | 0 | 0 | 0
1734 | HE 1731 | 0 | 17.6175 | 6.925 | 13.79 | 0 | 0 | 0
1735 | HE 1732 | 0 | 17.6475 | 6.845 | 12.77 | 0 | 0 | 0
1736 | HE 1733 | 0 | 18.085 | 10.05 | 14.0275 | 0 | 0 | 0
1737 | HE 1734 | 0 | 18.39 | 13.3075 | 13.9275 | 0 | 0 | 0
1738 | HE 1735 | 0 | 19.47 | 21.4475 | 16.59 | 0 | 0 | 0
1739 | HE 1736 | 5.9803e-05 | 20.9725 | 30.4975 | 13.4225 | 0.0012542 | 0.0018238 | 0.0008027
1740 | HE 1737 | 0.0001999 | 21.0575 | 22.845 | 15.6375 | 0.0042094 | 0.0045667 | 0.003126
1741 | HE 1738 | 0.00034142 | 26.6825 | 35.39 | 18.43 | 0.0091099 | 0.012083 | 0.0062924
1742 | HE 1739 | 0.00046492 | 29.9425 | 39.3325 | 18.51 | 0.013921 | 0.018287 | 0.0086058
1743 | HE 1740 | 0.00052816 | 21.435 | 24.3975 | 24.6925 | 0.011321 | 0.012886 | 0.013042
1744 | HE 1741 | 0.00058369 | 20.5975 | 32.91 | 42.7375 | 0.012023 | 0.019209 | 0.024946
1745 | HE 1742 | 0.00059163 | 19.6 | 32.3475 | 77.245 | 0.011596 | 0.019138 | 0.0457
1746 | HE 1743 | 0.00056241 | 19.085 | 32.16 | 88.89 | 0.010734 | 0.018087 | 0.049993
1747 | HE 1744 | 0.00046203 | 18.9825 | 46.3375 | 73.815 | 0.0087704 | 0.021409 | 0.034105
1748 | HE 1745 | 0.00031019 | 18.905 | 37.4475 | 199.2675 | 0.0058642 | 0.011616 | 0.061811
1749 | HE 1746 | 0.00013611 | 18.6075 | 36.8975 | 63.7425 | 0.0025328 | 0.0050223 | 0.0086763
1750 | HE 1747 | 6.3714e-06 | 18.6025 | 22.9275 | 50.1975 | 0.00011852 | 0.00014608 | 0.00031983
1751 | HE 1748 | 0 | 19.07 | 26.57 | 28.1525 | 0 | 0 | 0
1752 | HE 1749 | 0 | 19.195 | 37.145 | 188.91 | 0 | 0 | 0
1753 | HE 1750 | 0 | 18.5825 | 22.1775 | 72.5 | 0 | 0 | 0
1754 | HE 1751 | 0 | 17.935 | 16.2975 | 24.8175 | 0 | 0 | 0
1755 | HE 1752 | 0 | 17.2425 | 12.1125 | 35.57 | 0 | 0 | 0
1756 | HE 1753 | 0 | 16.5475 | 9.3125 | 23.59 | 0 | 0 | 0
1757 | HE 1754 | 0 | 16.6125 | 7.04 | 79.075 | 0 | 0 | 0
1758 | HE 1755 | 0 | 16.7375 | 7.275 | 34.295 | 0 | 0 | 0
1759 | HE 1756 | 0 | 17.4275 | 10.2125 | 21.2925 | 0 | 0 | 0
1760 | HE 1757 | 0 | 17.93 | 15.2875 | 23.2075 | 0 | 0 | 0
1761 | HE 1758 | 0 | 18.4525 | 15.29 | 21.4025 | 0 | 0 | 0
1762 | HE 1759 | 0 | 18.6125 | 16.0175 | 19.2875 | 0 | 0 | 0
1763 | HE 1760 | 5.9803e-05 | 18.82 | 19.32 | 20.6025 | 0.0011255 | 0.0011554 | 0.0012321
1764 | HE 1761 | 0.0001999 | 18.8525 | 20.15 | 20.055 | 0.0037686 | 0.004028 | 0.004009
1765 | HE 1762 | 0.00034142 | 19.665 | 18.4625 | 35.23 | 0.006714 | 0.0063035 | 0.012028
1766 | HE 1763 | 0.00046492 | 18.585 | 15.495 | 32.665 | 0.0086406 | 0.007204 | 0.015187
1767 | HE 1764 | 0.00052816 | 18.3375 | 14.6775 | 38.6875 | 0.0096851 | 0.007752 | 0.020433
1768 | HE 1765 | 0.00058369 | 17.735 | 14.055 | 25.2 | 0.010352 | 0.0082038 | 0.014709
1769 | HE 1766 | 0.00059163 | 18.22 | 14.8975 | 24.965 | 0.010779 | 0.0088138 | 0.01477
1770 | HE 1767 | 0.00056241 | 18.2225 | 15.7375 | 23.0275 | 0.010249 | 0.008851 | 0.012951
1771 | HE 1768 | 0.00046203 | 18.4025 | 17.375 | 22.565 | 0.0085025 | 0.0080277 | 0.010426
1772 | HE 1769 | 0.00031019 | 18.4125 | 17.95 | 21.665 | 0.0057114 | 0.005568 | 0.0067203
1773 | HE 1770 | 0.00013611 | 18.1125 | 18.5075 | 21.0325 | 0.0024654 | 0.0025191 | 0.0028628
1774 | HE 1771 | 6.3714e-06 | 17.7225 | 17.7425 | 20.965 | 0.00011292 | 0.00011304 | 0.00013358
1775 | HE 1772 | 0 | 18.1575 | 21.305 | 28.1675 | 0 | 0 | 0
1776 | HE 1773 | 0 | 17.575 | 19.215 | 24.58 | 0 | 0 | 0
1777 | HE 1774 | 0 | 16.7225 | 15.6575 | 19.805 | 0 | 0 | 0
1778 | HE 1775 | 0 | 10.835 | 13.9175 | 19.1975 | 0 | 0 | 0
1779 | HE 1776 | 0 | 7.715 | 9.425 | 19.73 | 0 | 0 | 0
1780 | HE 1777 | 0 | 7.055 | 9.0825 | 19.1125 | 0 | 0 | 0
1781 | HE 1778 | 0 | 6.9975 | 8.7775 | 18.3125 | 0 | 0 | 0
1782 | HE 1779 | 0 | 7.26 | 4.855 | 17.4675 | 0 | 0 | 0
1783 | HE 1780 | 0 | 7.54 | 2.3975 | 17.055 | 0 | 0 | 0
1784 | HE 1781 | 0 | 9.9225 | 12.82 | 16.71 | 0 | 0 | 0
1785 | HE 1782 | 0 | 11.085 | 14.0475 | 16.06 | 0 | 0 | 0
1786 | HE 1783 | 0 | 13.0175 | 17.51 | 16.92 | 0 | 0 | 0
1787 | HE 1784 | 5.9803e-05 | 15.57 | 18.9475 | 17.735 | 0.00093113 | 0.0011331 | 0.0010606
1788 | HE 1785 | 0.0001999 | 14.2925 | 20.22 | 17.6225 | 0.0028571 | 0.004042 | 0.0035228
1789 | HE 1786 | 0.00034142 | 16.48 | 19.9925 | 17.7575 | 0.0056266 | 0.0068258 | 0.0060628
1790 | HE 1787 | 0.00046492 | 14.4225 | 16.51 | 18.4975 | 0.0067054 | 0.0076759 | 0.0085999
1791 | HE 1788 | 0.00052816 | 13.6725 | 17.5925 | 19.3375 | 0.0072212 | 0.0092916 | 0.010213
1792 | HE 1789 | 0.00058369 | 13.1325 | 18.405 | 21.7675 | 0.0076654 | 0.010743 | 0.012706
1793 | HE 1790 | 0.00059163 | 12.0225 | 18.46 | 29.1425 | 0.0071129 | 0.010921 | 0.017242
1794 | HE 1791 | 0.00056241 | 13.5275 | 18.3725 | 27.5625 | 0.0076081 | 0.010333 | 0.015502
1795 | HE 1792 | 0.00046203 | 14.5475 | 18.445 | 100.735 | 0.0067213 | 0.0085221 | 0.046542
1796 | HE 1793 | 0.00031019 | 12.865 | 18.5975 | 105.495 | 0.0039906 | 0.0057688 | 0.032724
1797 | HE 1794 | 0.00013611 | 11.6 | 19.0725 | 172.4125 | 0.0015789 | 0.002596 | 0.023468
1798 | HE 1795 | 6.3714e-06 | 10.93 | 20.625 | 46.845 | 6.9639e-05 | 0.00013141 | 0.00029847
1799 | HE 1796 | 0 | 13.915 | 31.435 | 70.43 | 0 | 0 | 0
1800 | HE 1797 | 0 | 14.2625 | 30.18 | 24.7225 | 0 | 0 | 0
1801 | HE 1798 | 0 | 16.16 | 28.8 | 22.08 | 0 | 0 | 0
1802 | HE 1799 | 0 | 9.395 | 21.6825 | 26.1425 | 0 | 0 | 0
1803 | HE 1800 | 0 | 6.4925 | 20.66 | 31.0075 | 0 | 0 | 0
1804 | HE 1801 | 0 | 5.9075 | 19.8875 | 39.3475 | 0 | 0 | 0
1805 | HE 1802 | 0 | 4.785 | 18.9575 | 19.6825 | 0 | 0 | 0
1806 | HE 1803 | 0 | 4.555 | 18.835 | 21.6875 | 0 | 0 | 0
1807 | HE 1804 | 0 | 7.645 | 19.1525 | 22.3575 | 0 | 0 | 0
1808 | HE 1805 | 0 | 18.5975 | 20.3425 | 23.99 | 0 | 0 | 0
1809 | HE 1806 | 0 | 33.7325 | 20.4425 | 63.62 | 0 | 0 | 0
1810 | HE 1807 | 0 | 31.9975 | 20.7075 | 21.5025 | 0 | 0 | 0
1811 | HE 1808 | 5.9803e-05 | 20.565 | 21.77 | 26.07 | 0.0012298 | 0.0013019 | 0.0015591
1812 | HE 1809 | 0.0001999 | 18.68 | 24.7025 | 141.465 | 0.0037342 | 0.0049381 | 0.028279
1813 | HE 1810 | 0.00034142 | 19.0025 | 29.5925 | 200.405 | 0.0064878 | 0.010103 | 0.068422
1814 | HE 1811 | 0.00046492 | 18.3525 | 27.1875 | 40.3625 | 0.0085325 | 0.01264 | 0.018766
1815 | HE 1812 | 0.00052816 | 18.355 | 24.3375 | 24.6425 | 0.0096943 | 0.012854 | 0.013015
1816 | HE 1813 | 0.00058369 | 18.4875 | 21.0125 | 22.2575 | 0.010791 | 0.012265 | 0.012992
1817 | HE 1814 | 0.00059163 | 18.48 | 20.9825 | 22.5775 | 0.010933 | 0.012414 | 0.013358
1818 | HE 1815 | 0.00056241 | 18.6875 | 20.7375 | 22.545 | 0.01051 | 0.011663 | 0.01268
1819 | HE 1816 | 0.00046203 | 19.1275 | 20.93 | 23.15 | 0.0088374 | 0.0096702 | 0.010696
1820 | HE 1817 | 0.00031019 | 20.0825 | 21.6075 | 23.3625 | 0.0062294 | 0.0067025 | 0.0072469
1821 | HE 1818 | 0.00013611 | 20.12 | 22.7525 | 22.4525 | 0.0027386 | 0.0030969 | 0.0030561
1822 | HE 1819 | 6.3714e-06 | 20.1325 | 25.4225 | 22.385 | 0.00012827 | 0.00016198 | 0.00014262
1823 | HE 1820 | 0 | 20.49 | 29.395 | 23.095 | 0 | 0 | 0
1824 | HE 1821 | 0 | 20.3625 | 28.695 | 20.6525 | 0 | 0 | 0
1825 | HE 1822 | 0 | 19.1375 | 21.4925 | 18.065 | 0 | 0 | 0
1826 | HE 1823 | 0 | 19.405 | 21.52 | 19.125 | 0 | 0 | 0
1827 | HE 1824 | 0 | 19.7 | 20.7675 | 17.905 | 0 | 0 | 0
1828 | HE 1825 | 0 | 18.5 | 20.495 | 16.87 | 0 | 0 | 0
1829 | HE 1826 | 0 | 18.21 | 19.9675 | 16.5375 | 0 | 0 | 0
1830 | HE 1827 | 0 | 17.855 | 20.3925 | 16.72 | 0 | 0 | 0
1831 | HE 1828 | 0 | 17.555 | 20.7325 | 17.5775 | 0 | 0 | 0
1832 | HE 1829 | 0 | 17.015 | 21.905 | 19.475 | 0 | 0 | 0
1833 | HE 1830 | 0 | 16.8875 | 24.33 | 22 | 0 | 0 | 0
1834 | HE 1831 | 0 | 17.5975 | 32.705 | 22.0725 | 0 | 0 | 0
1835 | HE 1832 | 5.9803e-05 | 18.055 | 45.345 | 22.8975 | 0.0010797 | 0.0027118 | 0.0013693
1836 | HE 1833 | 0.0001999 | 18.585 | 30.4975 | 21.655 | 0.0037152 | 0.0060965 | 0.0043289
1837 | HE 1834 | 0.00034142 | 19.6025 | 31.475 | 20.7625 | 0.0066927 | 0.010746 | 0.0070887
1838 | HE 1835 | 0.00046492 | 19.3825 | 28.535 | 19.67 | 0.0090114 | 0.013267 | 0.0091451
1839 | HE 1836 | 0.00052816 | 19.9925 | 26.6025 | 18.53 | 0.010559 | 0.01405 | 0.0097868
1840 | HE 1837 | 0.00058369 | 20.68 | 24.1825 | 19.5375 | 0.012071 | 0.014115 | 0.011404
1841 | HE 1838 | 0.00059163 | 21.375 | 20.875 | 22.17 | 0.012646 | 0.01235 | 0.013116
1842 | HE 1839 | 0.00056241 | 24.2875 | 20.49 | 20.7525 | 0.01366 | 0.011524 | 0.011672
1843 | HE 1840 | 0.00046203 | 22.7175 | 20.775 | 20.0075 | 0.010496 | 0.0095986 | 0.009244
1844 | HE 1841 | 0.00031019 | 24.5175 | 21.055 | 21.4 | 0.0076052 | 0.0065311 | 0.0066381
1845 | HE 1842 | 0.00013611 | 21.375 | 24.46 | 20.21 | 0.0029094 | 0.0033294 | 0.0027509
1846 | HE 1843 | 6.3714e-06 | 19.725 | 28.4175 | 21.6425 | 0.00012568 | 0.00018106 | 0.00013789
1847 | HE 1844 | 0 | 18.9775 | 75.4875 | 446.1175 | 0 | 0 | 0
1848 | HE 1845 | 0 | 18.98 | 39.6875 | 53.26 | 0 | 0 | 0
1849 | HE 1846 | 0 | 18.91 | 23.295 | 33.51 | 0 | 0 | 0
1850 | HE 1847 | 0 | 18.7225 | 20.7325 | 43.08 | 0 | 0 | 0
1851 | HE 1848 | 0 | 18.44 | 20.5775 | 40.76 | 0 | 0 | 0
1852 | HE 1849 | 0 | 18.46 | 19.79 | 20.325 | 0 | 0 | 0
1853 | HE 1850 | 0 | 17.6275 | 18.8325 | 19.65 | 0 | 0 | 0
1854 | HE 1851 | 0 | 17.1675 | 17.845 | 19.44 | 0 | 0 | 0
1855 | HE 1852 | 0 | 17.17 | 18.22 | 17.79 | 0 | 0 | 0
1856 | HE 1853 | 0 | 18.0625 | 18.6475 | 16.8675 | 0 | 0 | 0
1857 | HE 1854 | 0 | 18.3375 | 24.215 | 14.845 | 0 | 0 | 0
1858 | HE 1855 | 0 | 18.44 | 330.945 | 13.805 | 0 | 0 | 0
1859 | HE 1856 | 5.9803e-05 | 18.54 | 382.415 | 14.2225 | 0.0011087 | 0.022869 | 0.00085055
1860 | HE 1857 | 0.0001999 | 18.7025 | 116.4075 | 14.985 | 0.0037387 | 0.02327 | 0.0029955
1861 | HE 1858 | 0.00034142 | 20.5825 | 64.65 | 18.1425 | 0.0070273 | 0.022073 | 0.0061942
1862 | HE 1859 | 0.00046492 | 24.5925 | 34.635 | 19.4775 | 0.011434 | 0.016103 | 0.0090556
1863 | HE 1860 | 0.00052816 | 22.0675 | 39.7375 | 19.6375 | 0.011655 | 0.020988 | 0.010372
1864 | HE 1861 | 0.00058369 | 22.0525 | 31.9275 | 34.8975 | 0.012872 | 0.018636 | 0.020369
1865 | HE 1862 | 0.00059163 | 19.1175 | 27.5175 | 23.7225 | 0.01131 | 0.01628 | 0.014035
1866 | HE 1863 | 0.00056241 | 18.45 | 28.095 | 29.3275 | 0.010377 | 0.015801 | 0.016494
1867 | HE 1864 | 0.00046203 | 18.3975 | 21.455 | 49.81 | 0.0085002 | 0.0099128 | 0.023014
1868 | HE 1865 | 0.00031019 | 18.5375 | 22.5375 | 29.69 | 0.0057502 | 0.006991 | 0.0092096
1869 | HE 1866 | 0.00013611 | 18.5625 | 22.02 | 21.03 | 0.0025266 | 0.0029972 | 0.0028625
1870 | HE 1867 | 6.3714e-06 | 17.76 | 23.9875 | 20.005 | 0.00011316 | 0.00015283 | 0.00012746
1871 | HE 1868 | 0 | 20.105 | 30.8725 | 21.0675 | 0 | 0 | 0
1872 | HE 1869 | 0 | 20.495 | 30.79 | 23.05 | 0 | 0 | 0
1873 | HE 1870 | 0 | 19.2825 | 23.02 | 20.225 | 0 | 0 | 0
1874 | HE 1871 | 0 | 17.975 | 20.5975 | 17.6875 | 0 | 0 | 0
1875 | HE 1872 | 0 | 12.63 | 19.765 | 16.9125 | 0 | 0 | 0
1876 | HE 1873 | 0 | 15.165 | 18.715 | 30.405 | 0 | 0 | 0
1877 | HE 1874 | 0 | 10.345 | 15.0275 | 15.685 | 0 | 0 | 0
1878 | HE 1875 | 0 | 6.6825 | 14.2325 | 14.5675 | 0 | 0 | 0
1879 | HE 1876 | 0 | 6.22 | 14.79 | 12.64 | 0 | 0 | 0
1880 | HE 1877 | 0 | 6.68 | 15.8625 | 12.78 | 0 | 0 | 0
1881 | HE 1878 | 0 | 9.4075 | 16.28 | 8.01 | 0 | 0 | 0
1882 | HE 1879 | 0 | 12.665 | 19.67 | 8.6 | 0 | 0 | 0
1883 | HE 1880 | 5.9803e-05 | 14.1225 | 33.875 | 10.7775 | 0.00084457 | 0.0020258 | 0.00064452
1884 | HE 1881 | 0.0001999 | 14.185 | 27.395 | 13.6975 | 0.0028356 | 0.0054763 | 0.0027381
1885 | HE 1882 | 0.00034142 | 11.5725 | 18.9375 | 14.2125 | 0.0039511 | 0.0064656 | 0.0048524
1886 | HE 1883 | 0.00046492 | 11.155 | 16.035 | 12.855 | 0.0051862 | 0.0074551 | 0.0059766
1887 | HE 1884 | 0.00052816 | 11.3775 | 14.9 | 13.32 | 0.0060091 | 0.0078695 | 0.0070351
1888 | HE 1885 | 0.00058369 | 12.4875 | 18.4825 | 15.57 | 0.0072889 | 0.010788 | 0.0090881
1889 | HE 1886 | 0.00059163 | 16.3475 | 19.5425 | 16.7275 | 0.0096717 | 0.011562 | 0.0098965
1890 | HE 1887 | 0.00056241 | 18.8925 | 20.6275 | 19.03 | 0.010625 | 0.011601 | 0.010703
1891 | HE 1888 | 0.00046203 | 19.195 | 20.5225 | 16.5775 | 0.0088686 | 0.009482 | 0.0076593
1892 | HE 1889 | 0.00031019 | 20.4675 | 20.415 | 21.6625 | 0.0063489 | 0.0063326 | 0.0067196
1893 | HE 1890 | 0.00013611 | 31.975 | 21.04 | 18.53 | 0.0043523 | 0.0028639 | 0.0025222
1894 | HE 1891 | 6.3714e-06 | 20.995 | 24.775 | 19.805 | 0.00013377 | 0.00015785 | 0.00012619
1895 | HE 1892 | 0 | 146.93 | 70.3275 | 22.1625 | 0 | 0 | 0
1896 | HE 1893 | 0 | 27.71 | 25.0675 | 22.2275 | 0 | 0 | 0
1897 | HE 1894 | 0 | 18.1925 | 20.155 | 18.66 | 0 | 0 | 0
1898 | HE 1895 | 0 | 16.2875 | 18.195 | 19.1175 | 0 | 0 | 0
1899 | HE 1896 | 0 | 15.5325 | 13.655 | 17.5475 | 0 | 0 | 0
1900 | HE 1897 | 0 | 15.5625 | 9.6275 | 19.13 | 0 | 0 | 0
1901 | HE 1898 | 0 | 15.5275 | 8.8075 | 19.1775 | 0 | 0 | 0
1902 | HE 1899 | 0 | 15.4575 | 13.845 | 19.84 | 0 | 0 | 0
1903 | HE 1900 | 0 | 15.535 | 15.125 | 13.925 | 0 | 0 | 0
1904 | HE 1901 | 0 | 15.9 | 16.5925 | 10.0675 | 0 | 0 | 0
1905 | HE 1902 | 0 | 16.925 | 19.0575 | 11.6475 | 0 | 0 | 0
1906 | HE 1903 | 0 | 20.3075 | 29.3975 | 17.085 | 0 | 0 | 0
1907 | HE 1904 | 5.9803e-05 | 22.5075 | 22.76 | 11.7225 | 0.001346 | 0.0013611 | 0.00070104
1908 | HE 1905 | 0.0001999 | 20.3825 | 21.3525 | 13.5575 | 0.0040745 | 0.0042684 | 0.0027102
1909 | HE 1906 | 0.00034142 | 22.165 | 21.675 | 14.815 | 0.0075676 | 0.0074003 | 0.0050581
1910 | HE 1907 | 0.00046492 | 19.8225 | 21.2675 | 15.7 | 0.009216 | 0.0098878 | 0.0072993
1911 | HE 1908 | 0.00052816 | 28.2 | 23.4975 | 16.9375 | 0.014894 | 0.01241 | 0.0089457
1912 | HE 1909 | 0.00058369 | 25.7725 | 26.545 | 15.1925 | 0.015043 | 0.015494 | 0.0088678
1913 | HE 1910 | 0.00059163 | 25.4125 | 25.48 | 15.445 | 0.015035 | 0.015075 | 0.0091377
1914 | HE 1911 | 0.00056241 | 24.8775 | 31.93 | 16.4175 | 0.013991 | 0.017958 | 0.0092334
1915 | HE 1912 | 0.00046203 | 22.9925 | 24.895 | 16.3 | 0.010623 | 0.011502 | 0.007531
1916 | HE 1913 | 0.00031019 | 24.87 | 21.5175 | 16 | 0.0077145 | 0.0066746 | 0.0049631
1917 | HE 1914 | 0.00013611 | 24.58 | 22.615 | 16.265 | 0.0033457 | 0.0030782 | 0.0022139
1918 | HE 1915 | 6.3714e-06 | 26.7125 | 22.73 | 17.1425 | 0.0001702 | 0.00014482 | 0.00010922
1919 | HE 1916 | 0 | 49.905 | 30.5875 | 28.32 | 0 | 0 | 0
1920 | HE 1917 | 0 | 126.61 | 37.7825 | 27.0325 | 0 | 0 | 0
1921 | HE 1918 | 0 | 30.535 | 39.2125 | 22.065 | 0 | 0 | 0
1922 | HE 1919 | 0 | 119.275 | 28.405 | 15.9775 | 0 | 0 | 0
1923 | HE 1920 | 0 | 19.4675 | 21.045 | 16.34 | 0 | 0 | 0
1924 | HE 1921 | 0 | 17.7675 | 19.1925 | 16.63 | 0 | 0 | 0
1925 | HE 1922 | 0 | 16.835 | 18.6125 | 17.4325 | 0 | 0 | 0
1926 | HE 1923 | 0 | 16.4175 | 18.2375 | 17.6275 | 0 | 0 | 0
1927 | HE 1924 | 0 | 16.77 | 17.985 | 17.855 | 0 | 0 | 0
1928 | HE 1925 | 0 | 17.0375 | 18.515 | 17.85 | 0 | 0 | 0
1929 | HE 1926 | 0 | 18.4125 | 19.205 | 17.5875 | 0 | 0 | 0
1930 | HE 1927 | 0 | 241.5875 | 22.2325 | 16.71 | 0 | 0 | 0
1931 | HE 1928 | 5.9803e-05 | 22.43 | 24.0775 | 17.5825 | 0.0013414 | 0.0014399 | 0.0010515
1932 | HE 1929 | 0.0001999 | 23.45 | 20.815 | 17.845 | 0.0046877 | 0.0041609 | 0.0035672
1933 | HE 1930 | 0.00034142 | 53.2875 | 25.4675 | 18.6675 | 0.018193 | 0.0086951 | 0.0063735
1934 | HE 1931 | 0.00046492 | 18.4025 | 29.0025 | 24.495 | 0.0085558 | 0.013484 | 0.011388
1935 | HE 1932 | 0.00052816 | 18.285 | 30.5575 | 23.3125 | 0.0096574 | 0.016139 | 0.012313
1936 | HE 1933 | 0.00058369 | 18.33 | 30.38 | 21.2775 | 0.010699 | 0.017733 | 0.01242
1937 | HE 1934 | 0.00059163 | 19.245 | 41.1475 | 22.2 | 0.011386 | 0.024344 | 0.013134
1938 | HE 1935 | 0.00056241 | 19.6475 | 36.89 | 19.4325 | 0.01105 | 0.020747 | 0.010929
1939 | HE 1936 | 0.00046203 | 19.7375 | 34.635 | 19.985 | 0.0091193 | 0.016002 | 0.0092336
1940 | HE 1937 | 0.00031019 | 19.6775 | 30.165 | 19.285 | 0.0061038 | 0.009357 | 0.0059821
1941 | HE 1938 | 0.00013611 | 19.14 | 36.16 | 19.2375 | 0.0026052 | 0.0049219 | 0.0026185
1942 | HE 1939 | 6.3714e-06 | 18.46 | 24.19 | 19.9575 | 0.00011762 | 0.00015412 | 0.00012716
1943 | HE 1940 | 0 | 18.9975 | 34.245 | 22.565 | 0 | 0 | 0
1944 | HE 1941 | 0 | 18.5875 | 31.835 | 21.665 | 0 | 0 | 0
1945 | HE 1942 | 0 | 17.955 | 20.7625 | 21.8725 | 0 | 0 | 0
1946 | HE 1943 | 0 | 14.66 | 18.805 | 22.8775 | 0 | 0 | 0
1947 | HE 1944 | 0 | 8.87 | 16.5325 | 21.9225 | 0 | 0 | 0
1948 | HE 1945 | 0 | 7.1875 | 14.715 | 19.6775 | 0 | 0 | 0
1949 | HE 1946 | 0 | 6.97 | 12.67 | 19.2725 | 0 | 0 | 0
1950 | HE 1947 | 0 | 6.425 | 2.33 | 19.14 | 0 | 0 | 0
1951 | HE 1948 | 0 | 6.3175 | -0.0275 | 19.0125 | 0 | 0 | 0
1952 | HE 1949 | 0 | 6.565 | 2.06 | 18.77 | 0 | 0 | 0
1953 | HE 1950 | 0 | 9.26 | 14.9575 | 18.585 | 0 | 0 | 0
1954 | HE 1951 | 0 | 16.665 | 19.8 | 19.2175 | 0 | 0 | 0
1955 | HE 1952 | 5.9803e-05 | 17.055 | 20.215 | 18.93 | 0.0010199 | 0.0012089 | 0.0011321
1956 | HE 1953 | 0.0001999 | 15.41 | 20.2725 | 19.57 | 0.0030805 | 0.0040525 | 0.0039121
1957 | HE 1954 | 0.00034142 | 48.095 | 41.725 | 21.18 | 0.016421 | 0.014246 | 0.0072313
1958 | HE 1955 | 0.00046492 | 18.655 | 26.675 | 23.295 | 0.0086732 | 0.012402 | 0.01083
1959 | HE 1956 | 0.00052816 | 18.88 | 22.335 | 22.235 | 0.0099716 | 0.011796 | 0.011744
1960 | HE 1957 | 0.00058369 | 22.745 | 18.6225 | 20.335 | 0.013276 | 0.01087 | 0.011869
1961 | HE 1958 | 0.00059163 | 30.1125 | 14.775 | 18.8175 | 0.017815 | 0.0087413 | 0.011133
1962 | HE 1959 | 0.00056241 | 19.6825 | 16.6275 | 17.6875 | 0.01107 | 0.0093515 | 0.0099477
1963 | HE 1960 | 0.00046203 | 20.36 | 16.4475 | 16.6825 | 0.0094069 | 0.0075992 | 0.0077078
1964 | HE 1961 | 0.00031019 | 20.28 | 16.6125 | 13.665 | 0.0062907 | 0.0051531 | 0.0042388
1965 | HE 1962 | 0.00013611 | 19.425 | 15.595 | 13.44 | 0.002644 | 0.0021227 | 0.0018294
1966 | HE 1963 | 6.3714e-06 | 18.775 | 16.1275 | 15.1575 | 0.00011962 | 0.00010275 | 9.6574e-05
1967 | HE 1964 | 0 | 20.085 | 17.365 | 20.095 | 0 | 0 | 0
1968 | HE 1965 | 0 | 20.2075 | 18.2075 | 18.8775 | 0 | 0 | 0
1969 | HE 1966 | 0 | 18.4725 | 13.94 | 14.9475 | 0 | 0 | 0
1970 | HE 1967 | 0 | 12.4025 | 11.6425 | 12.32 | 0 | 0 | 0
1971 | HE 1968 | 0 | 7.9925 | 4.285 | 10.2025 | 0 | 0 | 0
1972 | HE 1969 | 0 | 6.8875 | 5.7325 | 11.63 | 0 | 0 | 0
1973 | HE 1970 | 0 | 5.58 | 2.2575 | 10.8075 | 0 | 0 | 0
1974 | HE 1971 | 0 | 4.3425 | 2.0225 | 10.48 | 0 | 0 | 0
1975 | HE 1972 | 0 | 3.905 | 8.465 | 12.105 | 0 | 0 | 0
1976 | HE 1973 | 0 | 4.625 | 12.2025 | 14.8525 | 0 | 0 | 0
1977 | HE 1974 | 0 | 8.7175 | 14.5 | 15.26 | 0 | 0 | 0
1978 | HE 1975 | 0 | 14.18 | 18.09 | 18.785 | 0 | 0 | 0
1979 | HE 1976 | 5.9803e-05 | 15.5725 | 19.655 | 19.95 | 0.00093128 | 0.0011754 | 0.0011931
1980 | HE 1977 | 0.0001999 | 14.3125 | 19.7825 | 27.1825 | 0.0028611 | 0.0039545 | 0.0054338
1981 | HE 1978 | 0.00034142 | 15.7625 | 20.1125 | 33.8025 | 0.0053816 | 0.0068668 | 0.011541
1982 | HE 1979 | 0.00046492 | 15.745 | 19.8325 | 19.56 | 0.0073202 | 0.0092206 | 0.0090939
1983 | HE 1980 | 0.00052816 | 14.705 | 20.0275 | 34.615 | 0.0077666 | 0.010578 | 0.018282
1984 | HE 1981 | 0.00058369 | 13.6275 | 22.9775 | 21.885 | 0.0079543 | 0.013412 | 0.012774
1985 | HE 1982 | 0.00059163 | 12.9425 | 20.5175 | 23.3325 | 0.0076572 | 0.012139 | 0.013804
1986 | HE 1983 | 0.00056241 | 13.7125 | 19.48 | 24.645 | 0.0077121 | 0.010956 | 0.013861
1987 | HE 1984 | 0.00046203 | 13.7925 | 18.6575 | 36.065 | 0.0063725 | 0.0086203 | 0.016663
1988 | HE 1985 | 0.00031019 | 38.1575 | 18.2325 | 32.9425 | 0.011836 | 0.0056556 | 0.010219
1989 | HE 1986 | 0.00013611 | 25.595 | 19.1075 | 26.8425 | 0.0034839 | 0.0026008 | 0.0036537
1990 | HE 1987 | 6.3714e-06 | 16.6075 | 22.1025 | 20.545 | 0.00010581 | 0.00014082 | 0.0001309
1991 | HE 1988 | 0 | 16.605 | 22.09 | 24.12 | 0 | 0 | 0
1992 | HE 1989 | 0 | 15.7475 | 21.9525 | 24.3275 | 0 | 0 | 0
1993 | HE 1990 | 0 | 16.5725 | 20.83 | 15.1375 | 0 | 0 | 0
1994 | HE 1991 | 0 | 10.13 | 20.4225 | 20.6875 | 0 | 0 | 0
1995 | HE 1992 | 0 | 6.6525 | 18.8625 | 11.3475 | 0 | 0 | 0
1996 | HE 1993 | 0 | 4.165 | 17.8425 | 11.2625 | 0 | 0 | 0
1997 | HE 1994 | 0 | -0.1425 | 7.3075 | 11.175 | 0 | 0 | 0
1998 | HE 1995 | 0 | 0.0975 | 8.3125 | 10.01 | 0 | 0 | 0
1999 | HE 1996 | 0 | 4.3375 | 5.165 | 9.4825 | 0 | 0 | 0
2000 | HE 1997 | 0 | 10.8525 | 4.1775 | 9.69 | 0 | 0 | 0
2001 | HE 1998 | 0 | 14.1375 | 5.39 | 9.345 | 0 | 0 | 0
2002 | HE 1999 | 0 | 15.4875 | 15.235 | 10.22 | 0 | 0 | 0
2003 | HE 2000 | 5.9803e-05 | 15.9975 | 17.56 | 11.3225 | 0.0009567 | 0.0010501 | 0.00067712
2004 | HE 2001 | 0.0001999 | 16.32 | 19.56 | 14.0575 | 0.0032624 | 0.0039101 | 0.0028101
2005 | HE 2002 | 0.00034142 | 16.805 | 20.125 | 11.365 | 0.0057376 | 0.0068711 | 0.0038802
2006 | HE 2003 | 0.00046492 | 16.9925 | 19.8775 | 14.1675 | 0.0079002 | 0.0092415 | 0.0065868
2007 | HE 2004 | 0.00052816 | 18.2375 | 25.8675 | 17.0425 | 0.0096323 | 0.013662 | 0.0090011
2008 | HE 2005 | 0.00058369 | 19.1825 | 21.0075 | 19.2925 | 0.011197 | 0.012262 | 0.011261
2009 | HE 2006 | 0.00059163 | 21.1425 | 26.265 | 22.16 | 0.012509 | 0.015539 | 0.013111
2010 | HE 2007 | 0.00056241 | 25.085 | 29.7525 | 18.53 | 0.014108 | 0.016733 | 0.010422
2011 | HE 2008 | 0.00046203 | 26.8675 | 51.2175 | 19.2925 | 0.012414 | 0.023664 | 0.0089137
2012 | HE 2009 | 0.00031019 | 27.2725 | 45.5725 | 30.04 | 0.0084597 | 0.014136 | 0.0093182
2013 | HE 2010 | 0.00013611 | 26.8375 | 64.9475 | 83.4275 | 0.003653 | 0.0088403 | 0.011356
2014 | HE 2011 | 6.3714e-06 | 30.7975 | 102.5775 | 279.37 | 0.00019622 | 0.00065356 | 0.00178
2015 | HE 2012 | 0 | 22.1675 | 465.46 | 920.7375 | 0 | 0 | 0
2016 | HE 2013 | 0 | 21.865 | 59.1975 | 387.395 | 0 | 0 | 0
2017 | HE 2014 | 0 | 19.345 | 23.2075 | 38.635 | 0 | 0 | 0
2018 | HE 2015 | 0 | 17.74 | 20.31 | 23.7225 | 0 | 0 | 0
2019 | HE 2016 | 0 | 17.2975 | 18.345 | 20.0475 | 0 | 0 | 0
2020 | HE 2017 | 0 | 16.005 | 18.2525 | 17.815 | 0 | 0 | 0
2021 | HE 2018 | 0 | 16.4175 | 18.2675 | 14.695 | 0 | 0 | 0
2022 | HE 2019 | 0 | 16.145 | 18.94 | 12.7575 | 0 | 0 | 0
2023 | HE 2020 | 0 | 15.85 | 20.2525 | 11.0975 | 0 | 0 | 0
2024 | HE 2021 | 0 | 15.8475 | 19.215 | 10.9825 | 0 | 0 | 0
2025 | HE 2022 | 0 | 16.0675 | 18.7075 | 12.1275 | 0 | 0 | 0
2026 | HE 2023 | 0 | 16.2375 | 21.34 | 14.655 | 0 | 0 | 0
2027 | HE 2024 | 5.9803e-05 | 16.3675 | 21.0325 | 14.8225 | 0.00097882 | 0.0012578 | 0.00088643
2028 | HE 2025 | 0.0001999 | 17.4125 | 20.9 | 13.6725 | 0.0034808 | 0.0041779 | 0.0027331
2029 | HE 2026 | 0.00034142 | 18.835 | 26.355 | 16.0525 | 0.0064306 | 0.0089981 | 0.0054806
2030 | HE 2027 | 0.00046492 | 19.155 | 25.9675 | 17.625 | 0.0089056 | 0.012073 | 0.0081943
2031 | HE 2028 | 0.00052816 | 18.8675 | 27.9475 | 16.6625 | 0.009965 | 0.014761 | 0.0088004
2032 | HE 2029 | 0.00058369 | 19.0525 | 29.79 | 19.2375 | 0.011121 | 0.017388 | 0.011229
2033 | HE 2030 | 0.00059163 | 19.1225 | 28.57 | 21.03 | 0.011313 | 0.016903 | 0.012442
2034 | HE 2031 | 0.00056241 | 20.0325 | 31.3325 | 20.2575 | 0.011267 | 0.017622 | 0.011393
2035 | HE 2032 | 0.00046203 | 19.64 | 30.695 | 19.7475 | 0.0090742 | 0.014182 | 0.0091239
2036 | HE 2033 | 0.00031019 | 18.9925 | 35.0225 | 19.6775 | 0.0058913 | 0.010864 | 0.0061038
2037 | HE 2034 | 0.00013611 | 18.705 | 31.59 | 22.47 | 0.002546 | 0.0042999 | 0.0030585
2038 | HE 2035 | 6.3714e-06 | 18.23 | 31.575 | 26.5775 | 0.00011615 | 0.00020118 | 0.00016934
2039 | HE 2036 | 0 | 19.0075 | 29.45 | 22.7325 | 0 | 0 | 0
2040 | HE 2037 | 0 | 20.28 | 27.55 | 22.4375 | 0 | 0 | 0
2041 | HE 2038 | 0 | 19.4325 | 21.7025 | 17.9675 | 0 | 0 | 0
2042 | HE 2039 | 0 | 19.58 | 19.4625 | 16.82 | 0 | 0 | 0
2043 | HE 2040 | 0 | 13.955 | 17.54 | 13.19 | 0 | 0 | 0
2044 | HE 2041 | 0 | 8.4625 | 15.8725 | 14.5 | 0 | 0 | 0
2045 | HE 2042 | 0 | 9.215 | 13.72 | 13.8625 | 0 | 0 | 0
2046 | HE 2043 | 0 | 9.955 | 13.31 | 11.995 | 0 | 0 | 0
2047 | HE 2044 | 0 | 10.775 | 13.7325 | 9.87 | 0 | 0 | 0
2048 | HE 2045 | 0 | 11.4625 | 16.935 | 7.8375 | 0 | 0 | 0
2049 | HE 2046 | 0 | 14.9875 | 18.1525 | 10.0375 | 0 | 0 | 0
2050 | HE 2047 | 0 | 18.2925 | 27.095 | 11.425 | 0 | 0 | 0
2051 | HE 2048 | 5.9803e-05 | 19.4475 | 23.9125 | 13.96 | 0.001163 | 0.00143 | 0.00083485
2052 | HE 2049 | 0.0001999 | 18.9825 | 25.645 | 15.735 | 0.0037946 | 0.0051265 | 0.0031454
2053 | HE 2050 | 0.00034142 | 19.555 | 27.65 | 16.205 | 0.0066765 | 0.0094403 | 0.0055327
2054 | HE 2051 | 0.00046492 | 22.92 | 25.125 | 18.0425 | 0.010656 | 0.011681 | 0.0083884
2055 | HE 2052 | 0.00052816 | 33.195 | 21.015 | 18.735 | 0.017532 | 0.011099 | 0.009895
2056 | HE 2053 | 0.00058369 | 24.07 | 20.145 | 19.6425 | 0.01405 | 0.011759 | 0.011465
2057 | HE 2054 | 0.00059163 | 24.445 | 19.7975 | 27.29 | 0.014462 | 0.011713 | 0.016146
2058 | HE 2055 | 0.00056241 | 25.6575 | 20.1775 | 34.1025 | 0.01443 | 0.011348 | 0.01918
2059 | HE 2056 | 0.00046203 | 48.675 | 20.395 | 44.1525 | 0.022489 | 0.0094231 | 0.0204
2060 | HE 2057 | 0.00031019 | 33.1525 | 20.9675 | 24.66 | 0.010284 | 0.006504 | 0.0076494
2061 | HE 2058 | 0.00013611 | 28.665 | 19.8125 | 25.8775 | 0.0039017 | 0.0026968 | 0.0035223
2062 | HE 2059 | 6.3714e-06 | 27.5175 | 18.9125 | 27.8425 | 0.00017532 | 0.0001205 | 0.0001774
2063 | HE 2060 | 0 | 57.3875 | 19.675 | 21.67 | 0 | 0 | 0
2064 | HE 2061 | 0 | 31.855 | 19.445 | 18.6575 | 0 | 0 | 0
2065 | HE 2062 | 0 | 29.6225 | 18.265 | 16.95 | 0 | 0 | 0
2066 | HE 2063 | 0 | 24.805 | 18.6875 | 16.4675 | 0 | 0 | 0
2067 | HE 2064 | 0 | 19.915 | 8.9725 | 17.165 | 0 | 0 | 0
2068 | HE 2065 | 0 | 18.295 | 11.985 | 15.99 | 0 | 0 | 0
2069 | HE 2066 | 0 | 17.25 | 9.3525 | 15.98 | 0 | 0 | 0
2070 | HE 2067 | 0 | 17.4975 | 5.975 | 16.725 | 0 | 0 | 0
2071 | HE 2068 | 0 | 18.1775 | 3.8525 | 17.935 | 0 | 0 | 0
2072 | HE 2069 | 0 | 17.0825 | 2.7075 | 18.995 | 0 | 0 | 0
2073 | HE 2070 | 0 | 17.905 | 9.575 | 18.1175 | 0 | 0 | 0
2074 | HE 2071 | 0 | 19.07 | 20.065 | 18.235 | 0 | 0 | 0
2075 | HE 2072 | 5.9803e-05 | 18.79 | 16.515 | 17.715 | 0.0011237 | 0.00098764 | 0.0010594
2076 | HE 2073 | 0.0001999 | 19.5325 | 16.96 | 16.5075 | 0.0039046 | 0.0033903 | 0.0032999
2077 | HE 2074 | 0.00034142 | 20.2425 | 13.9975 | 18.7275 | 0.0069112 | 0.004779 | 0.0063939
2078 | HE 2075 | 0.00046492 | 20.3625 | 15.22 | 23.9 | 0.009467 | 0.0070761 | 0.011112
2079 | HE 2076 | 0.00052816 | 20.2975 | 18.43 | 110.715 | 0.01072 | 0.0097339 | 0.058475
2080 | HE 2077 | 0.00058369 | 19.835 | 16.785 | 190.8175 | 0.011578 | 0.0097973 | 0.11138
2081 | HE 2078 | 0.00059163 | 20.2125 | 19.0425 | 43.01 | 0.011958 | 0.011266 | 0.025446
2082 | HE 2079 | 0.00056241 | 19.3925 | 19.3025 | 21.7825 | 0.010907 | 0.010856 | 0.012251
2083 | HE 2080 | 0.00046203 | 18.9725 | 18.24 | 51.7775 | 0.0087658 | 0.0084274 | 0.023923
2084 | HE 2081 | 0.00031019 | 18.495 | 19.7075 | 37.6575 | 0.005737 | 0.0061131 | 0.011681
2085 | HE 2082 | 0.00013611 | 18.185 | 20.7025 | 24.515 | 0.0024752 | 0.0028179 | 0.0033368
2086 | HE 2083 | 6.3714e-06 | 18.2675 | 19.735 | 28.8375 | 0.00011639 | 0.00012574 | 0.00018373
2087 | HE 2084 | 0 | 18.9325 | 21.4025 | 23.28 | 0 | 0 | 0
2088 | HE 2085 | 0 | 20.2625 | 23.605 | 19.7025 | 0 | 0 | 0
2089 | HE 2086 | 0 | 18.9975 | 20.9675 | 17.39 | 0 | 0 | 0
2090 | HE 2087 | 0 | 18.555 | 15.91 | 15.0375 | 0 | 0 | 0
2091 | HE 2088 | 0 | 17.6525 | 6.8225 | 14.79 | 0 | 0 | 0
2092 | HE 2089 | 0 | 17.19 | 4.83 | 15.1725 | 0 | 0 | 0
2093 | HE 2090 | 0 | 16.81 | 11.47 | 10.71 | 0 | 0 | 0
2094 | HE 2091 | 0 | 16.885 | 7.33 | 9.215 | 0 | 0 | 0
2095 | HE 2092 | 0 | 17.3925 | 6.0375 | 9.7175 | 0 | 0 | 0
2096 | HE 2093 | 0 | 18.915 | 3.6525 | 11.6625 | 0 | 0 | 0
2097 | HE 2094 | 0 | 20.0375 | 12.28 | 12.81 | 0 | 0 | 0
2098 | HE 2095 | 0 | 30.0275 | 19.1675 | 14.3125 | 0 | 0 | 0
2099 | HE 2096 | 5.9803e-05 | 29.8625 | 19.475 | 9.8075 | 0.0017859 | 0.0011647 | 0.00058652
2100 | HE 2097 | 0.0001999 | 23.38 | 18.6275 | 8.4275 | 0.0046737 | 0.0037237 | 0.0016847
2101 | HE 2098 | 0.00034142 | 26.0375 | 17.6825 | 7.74 | 0.0088897 | 0.0060372 | 0.0026426
2102 | HE 2099 | 0.00046492 | 23.9225 | 19.105 | 8.3375 | 0.011122 | 0.0088824 | 0.0038763
2103 | HE 2100 | 0.00052816 | 23.85 | 19.7725 | 8.48 | 0.012597 | 0.010443 | 0.0044788
2104 | HE 2101 | 0.00058369 | 23.0725 | 18.4275 | 9.68 | 0.013467 | 0.010756 | 0.0056502
2105 | HE 2102 | 0.00059163 | 24.0075 | 18.7975 | 10.7275 | 0.014204 | 0.011121 | 0.0063467
2106 | HE 2103 | 0.00056241 | 24.4475 | 19.0775 | 11.27 | 0.01375 | 0.010729 | 0.0063384
2107 | HE 2104 | 0.00046203 | 23.0625 | 19.8275 | 12.1175 | 0.010656 | 0.0091609 | 0.0055986
2108 | HE 2105 | 0.00031019 | 23.9975 | 20.385 | 12.9675 | 0.0074439 | 0.0063233 | 0.0040224
2109 | HE 2106 | 0.00013611 | 23.1675 | 19.6225 | 13.7825 | 0.0031534 | 0.0026709 | 0.001876
2110 | HE 2107 | 6.3714e-06 | 22.685 | 19.1075 | 14.865 | 0.00014453 | 0.00012174 | 9.4711e-05
2111 | HE 2108 | 0 | 21.8075 | 19.395 | 20.09 | 0 | 0 | 0
2112 | HE 2109 | 0 | 28.9425 | 22.34 | 28.925 | 0 | 0 | 0
2113 | HE 2110 | 0 | 21.325 | 22.07 | 19.165 | 0 | 0 | 0
2114 | HE 2111 | 0 | 20.1 | 16.98 | 17.055 | 0 | 0 | 0
2115 | HE 2112 | 0 | 17.415 | 12.655 | 16.2625 | 0 | 0 | 0
2116 | HE 2113 | 0 | 17.435 | 7.8875 | 15.0525 | 0 | 0 | 0
2117 | HE 2114 | 0 | 17.54 | 4.52 | 14.8175 | 0 | 0 | 0
2118 | HE 2115 | 0 | 16.5975 | -0.085 | 14.2175 | 0 | 0 | 0
2119 | HE 2116 | 0 | 15.64 | 1.54 | 13.4525 | 0 | 0 | 0
2120 | HE 2117 | 0 | 15.8725 | 4.14 | 14.425 | 0 | 0 | 0
2121 | HE 2118 | 0 | 16.0675 | 16.935 | 14.505 | 0 | 0 | 0
2122 | HE 2119 | 0 | 18.3975 | 19.775 | 16.9225 | 0 | 0 | 0
2123 | HE 2120 | 5.9803e-05 | 18.365 | 19.3775 | 16.8325 | 0.0010983 | 0.0011588 | 0.0010066
2124 | HE 2121 | 0.0001999 | 18.5375 | 20.225 | 16.4425 | 0.0037057 | 0.004043 | 0.0032869
2125 | HE 2122 | 0.00034142 | 18.84 | 19.2625 | 18.4375 | 0.0064323 | 0.0065766 | 0.0062949
2126 | HE 2123 | 0.00046492 | 18.7675 | 18.615 | 17.63 | 0.0087255 | 0.0086546 | 0.0081966
2127 | HE 2124 | 0.00052816 | 18.495 | 19.65 | 17.6725 | 0.0097683 | 0.010378 | 0.0093339
2128 | HE 2125 | 0.00058369 | 19.1425 | 19.4025 | 19.44 | 0.011173 | 0.011325 | 0.011347
2129 | HE 2126 | 0.00059163 | 20.0975 | 20.4025 | 18.8075 | 0.01189 | 0.012071 | 0.011127
2130 | HE 2127 | 0.00056241 | 21.0875 | 26.3425 | 18.18 | 0.01186 | 0.014815 | 0.010225
2131 | HE 2128 | 0.00046203 | 25.9025 | 21 | 18.6575 | 0.011968 | 0.0097026 | 0.0086203
2132 | HE 2129 | 0.00031019 | 29.5775 | 19.94 | 18.755 | 0.0091747 | 0.0061852 | 0.0058177
2133 | HE 2130 | 0.00013611 | 25.87 | 19.22 | 18.3375 | 0.0035213 | 0.0026161 | 0.002496
2134 | HE 2131 | 6.3714e-06 | 25.195 | 18.5825 | 16.8875 | 0.00016053 | 0.0001184 | 0.0001076
2135 | HE 2132 | 0 | 25.615 | 18.125 | 18.0775 | 0 | 0 | 0
2136 | HE 2133 | 0 | 24.0675 | 11.5475 | 18.6075 | 0 | 0 | 0
2137 | HE 2134 | 0 | 20.8875 | 1.97 | 16.1975 | 0 | 0 | 0
2138 | HE 2135 | 0 | 18.4225 | 11.145 | 14.8 | 0 | 0 | 0
2139 | HE 2136 | 0 | 17.4925 | 16.0775 | 13.95 | 0 | 0 | 0
2140 | HE 2137 | 0 | 17.915 | 13.1725 | 11.845 | 0 | 0 | 0
2141 | HE 2138 | 0 | 17.3425 | 10.145 | 10.7575 | 0 | 0 | 0
2142 | HE 2139 | 0 | 16.9775 | 2.7775 | 10.6175 | 0 | 0 | 0
2143 | HE 2140 | 0 | 16.6 | 2.075 | 12.82 | 0 | 0 | 0
2144 | HE 2141 | 0 | 16.985 | 6.5225 | 14.805 | 0 | 0 | 0
2145 | HE 2142 | 0 | 17.82 | 6.1175 | 17.83 | 0 | 0 | 0
2146 | HE 2143 | 0 | 17.49 | 6.735 | 24.485 | 0 | 0 | 0
2147 | HE 2144 | 5.9803e-05 | 17.445 | 8.2025 | 18.7925 | 0.0010433 | 0.00049053 | 0.0011238
2148 | HE 2145 | 0.0001999 | 18.235 | 16.3 | 20.055 | 0.0036452 | 0.0032584 | 0.004009
2149 | HE 2146 | 0.00034142 | 18.6075 | 19.7625 | 18.6225 | 0.006353 | 0.0067473 | 0.0063581
2150 | HE 2147 | 0.00046492 | 18.28 | 20.805 | 17.2575 | 0.0084988 | 0.0096728 | 0.0080234
2151 | HE 2148 | 0.00052816 | 17.645 | 22.065 | 20.6075 | 0.0093193 | 0.011654 | 0.010884
2152 | HE 2149 | 0.00058369 | 17.675 | 21.0525 | 34.525 | 0.010317 | 0.012288 | 0.020152
2153 | HE 2150 | 0.00059163 | 17.8225 | 20.875 | 42.6925 | 0.010544 | 0.01235 | 0.025258
2154 | HE 2151 | 0.00056241 | 18.0775 | 20.04 | 30.645 | 0.010167 | 0.011271 | 0.017235
2155 | HE 2152 | 0.00046203 | 18.1225 | 18.68 | 18.53 | 0.0083731 | 0.0086307 | 0.0085614
2156 | HE 2153 | 0.00031019 | 18.4625 | 17.2825 | 16.99 | 0.0057269 | 0.0053609 | 0.0052702
2157 | HE 2154 | 0.00013611 | 18.19 | 16.505 | 16.375 | 0.0024759 | 0.0022466 | 0.0022289
2158 | HE 2155 | 6.3714e-06 | 17.635 | 17.2375 | 19.2725 | 0.00011236 | 0.00010983 | 0.00012279
2159 | HE 2156 | 0 | 17.7275 | 16.6975 | 25.1175 | 0 | 0 | 0
2160 | HE 2157 | 0 | 17.7275 | 19.25 | 20.245 | 0 | 0 | 0
2161 | HE 2158 | 0 | 13.7625 | 20.405 | 19.245 | 0 | 0 | 0
2162 | HE 2159 | 0 | 9.1975 | 23.705 | 27.4625 | 0 | 0 | 0
2163 | HE 2160 | 0 | 8.65 | 30.225 | 40.05 | 0 | 0 | 0
2164 | HE 2161 | 0 | 7.8625 | 19.98 | 101.105 | 0 | 0 | 0
2165 | HE 2162 | 0 | 7 | 19.9125 | 20.4125 | 0 | 0 | 0
2166 | HE 2163 | 0 | 0.76 | 20.1725 | 18.4075 | 0 | 0 | 0
2167 | HE 2164 | 0 | -0.1375 | 20.81 | 20.7075 | 0 | 0 | 0
2168 | HE 2165 | 0 | -1.095 | 19.9725 | 14.6425 | 0 | 0 | 0
2169 | HE 2166 | 0 | 0.655 | 18.5725 | 14.05 | 0 | 0 | 0
2170 | HE 2167 | 0 | 5.8525 | 20.185 | 13.79 | 0 | 0 | 0
2171 | HE 2168 | 5.9803e-05 | 6.7125 | 20.835 | 17.6075 | 0.00040143 | 0.001246 | 0.001053
2172 | HE 2169 | 0.0001999 | 14.6025 | 26.5375 | 18.38 | 0.0029191 | 0.0053049 | 0.0036742
2173 | HE 2170 | 0.00034142 | 14.2625 | 21.0825 | 17.14 | 0.0048695 | 0.007198 | 0.0058519
2174 | HE 2171 | 0.00046492 | 10.5525 | 20.7225 | 14.2025 | 0.0049061 | 0.0096344 | 0.0066031
2175 | HE 2172 | 0.00052816 | 9.6375 | 20.8575 | 15.29 | 0.0050901 | 0.011016 | 0.0080755
2176 | HE 2173 | 0.00058369 | 10.3325 | 21.75 | 16.7 | 0.006031 | 0.012695 | 0.0097477
2177 | HE 2174 | 0.00059163 | 16.0825 | 21.4725 | 18.0875 | 0.0095149 | 0.012704 | 0.010701
2178 | HE 2175 | 0.00056241 | 17.41 | 20.845 | 18.0475 | 0.0097916 | 0.011724 | 0.01015
2179 | HE 2176 | 0.00046203 | 18.9875 | 20.4425 | 18.7825 | 0.0087727 | 0.009445 | 0.008678
2180 | HE 2177 | 0.00031019 | 19.42 | 19.9725 | 19.265 | 0.0060239 | 0.0061953 | 0.0059759
2181 | HE 2178 | 0.00013611 | 19.1725 | 20.265 | 19.31 | 0.0026097 | 0.0027584 | 0.0026284
2182 | HE 2179 | 6.3714e-06 | 19.3375 | 20.4575 | 18.685 | 0.00012321 | 0.00013034 | 0.00011905
2183 | HE 2180 | 0 | 19.2175 | 87.8875 | 17.5675 | 0 | 0 | 0
2184 | HE 2181 | 0 | 18.725 | 35.97 | 15.2575 | 0 | 0 | 0
2185 | HE 2182 | 0 | 17.815 | 27.7 | 11.555 | 0 | 0 | 0
2186 | HE 2183 | 0 | 16.395 | 33.905 | 7.5525 | 0 | 0 | 0
2187 | HE 2184 | 0 | 16.6275 | 30.2125 | 1.0475 | 0 | 0 | 0
2188 | HE 2185 | 0 | 16.7425 | 28.5975 | 0.5275 | 0 | 0 | 0
2189 | HE 2186 | 0 | 16.3175 | 27.6425 | -1.5175 | 0 | 0 | 0
2190 | HE 2187 | 0 | 16.325 | 28.245 | -2.9775 | 0 | 0 | 0
2191 | HE 2188 | 0 | 16.2525 | 29.4475 | -2.695 | 0 | 0 | 0
2192 | HE 2189 | 0 | 16.49 | 31.7325 | -0.28 | 0 | 0 | 0
2193 | HE 2190 | 0 | 16.3075 | 26.525 | 1.14 | 0 | 0 | 0
2194 | HE 2191 | 1.5499e-05 | 16.1725 | 34.5025 | 5.7175 | 0.00025066 | 0.00053475 | 8.8615e-05
2195 | HE 2192 | 0.00011426 | 16.4725 | 30.765 | 7.1375 | 0.0018821 | 0.0035151 | 0.0008155
2196 | HE 2193 | 0.00025006 | 17.485 | 30.995 | 8.31 | 0.0043724 | 0.0077507 | 0.002078
2197 | HE 2194 | 0.00039649 | 18.59 | 27.0725 | 8.7825 | 0.0073707 | 0.010734 | 0.0034821
2198 | HE 2195 | 0.00051666 | 18.8275 | 27.535 | 7.4775 | 0.0097275 | 0.014226 | 0.0038633
2199 | HE 2196 | 0.00057816 | 20.4825 | 24.55 | 8.02 | 0.011842 | 0.014194 | 0.0046369
2200 | HE 2197 | 0.00061608 | 23.2175 | 23.005 | 8.7725 | 0.014304 | 0.014173 | 0.0054046
2201 | HE 2198 | 0.00061088 | 22.3775 | 20.3675 | 10.1425 | 0.01367 | 0.012442 | 0.0061958
2202 | HE 2199 | 0.0005472 | 22.9525 | 19.8675 | 11.7075 | 0.01256 | 0.010871 | 0.0064063
2203 | HE 2200 | 0.00045442 | 22.1875 | 19.58 | 15.32 | 0.010082 | 0.0088975 | 0.0069617
2204 | HE 2201 | 0.0003264 | 21.03 | 19.85 | 10.1175 | 0.0068642 | 0.0064791 | 0.0033024
2205 | HE 2202 | 0.00015901 | 19.1875 | 20.445 | 9.9425 | 0.0030511 | 0.003251 | 0.001581
2206 | HE 2203 | 2.2692e-05 | 18.1725 | 21.98 | 10.1575 | 0.00041236 | 0.00049876 | 0.00023049
2207 | HE 2204 | 0 | 18.5325 | 41.83 | 10.21 | 0 | 0 | 0
2208 | HE 2205 | 0 | 19.2275 | 94.01 | 10.79 | 0 | 0 | 0
2209 | HE 2206 | 0 | 19.1075 | 24.9 | 10.3075 | 0 | 0 | 0
2210 | HE 2207 | 0 | 18.8275 | 24.315 | 11.745 | 0 | 0 | 0
2211 | HE 2208 | 0 | 18.55 | 19.035 | 7.145 | 0 | 0 | 0
2212 | HE 2209 | 0 | 19.475 | 18.965 | -2.445 | 0 | 0 | 0
2213 | HE 2210 | 0 | 19.8175 | 16.335 | -13.18 | 0 | 0 | 0
2214 | HE 2211 | 0 | 20.3825 | 16.635 | -15.715 | 0 | 0 | 0
2215 | HE 2212 | 0 | 20.36 | 16.2025 | -9.105 | 0 | 0 | 0
2216 | HE 2213 | 0 | 21.505 | 16.955 | 1.675 | 0 | 0 | 0
2217 | HE 2214 | 0 | 33.2225 | 17.85 | 5.135 | 0 | 0 | 0
2218 | HE 2215 | 1.5499e-05 | 99.9375 | 31.1775 | 10.0425 | 0.0015489 | 0.00048322 | 0.00015565
2219 | HE 2216 | 0.00011426 | 63.15 | 30.2725 | 11.7 | 0.0072153 | 0.0034588 | 0.0013368
2220 | HE 2217 | 0.00025006 | 73.32 | 21.87 | 12.94 | 0.018335 | 0.0054689 | 0.0032358
2221 | HE 2218 | 0.00039649 | 285.5375 | 21.91 | 16.0925 | 0.11321 | 0.008687 | 0.0063805
2222 | HE 2219 | 0.00051666 | 124.5325 | 19.4975 | 13.6125 | 0.064341 | 0.010074 | 0.0070331
2223 | HE 2220 | 0.00057816 | 138.6175 | 18.84 | 14.5225 | 0.080143 | 0.010893 | 0.0083964
2224 | HE 2221 | 0.00061608 | 53.5475 | 19.18 | 16.615 | 0.03299 | 0.011816 | 0.010236
2225 | HE 2222 | 0.00061088 | 334.7725 | 19.2525 | 17.4675 | 0.2045 | 0.011761 | 0.01067
2226 | HE 2223 | 0.0005472 | 38.335 | 30.255 | 17.8925 | 0.020977 | 0.016555 | 0.0097907
2227 | HE 2224 | 0.00045442 | 27.4975 | 23.08 | 17.195 | 0.012495 | 0.010488 | 0.0078137
2228 | HE 2225 | 0.0003264 | 24.42 | 19.5925 | 16.7675 | 0.0079707 | 0.006395 | 0.0054729
2229 | HE 2226 | 0.00015901 | 24.135 | 19.0125 | 15.36 | 0.0038378 | 0.0030232 | 0.0024424
2230 | HE 2227 | 2.2692e-05 | 23.41 | 17.8175 | 13.745 | 0.00053121 | 0.00040431 | 0.0003119
2231 | HE 2228 | 0 | 23.7025 | 32.325 | 14.9675 | 0 | 0 | 0
2232 | HE 2229 | 0 | 20.155 | 22.38 | 15.1125 | 0 | 0 | 0
2233 | HE 2230 | 0 | 16.155 | 18.095 | 11.6675 | 0 | 0 | 0
2234 | HE 2231 | 0 | 16.075 | 17.7725 | 9.9725 | 0 | 0 | 0
2235 | HE 2232 | 0 | 11.4075 | 16.515 | 7.08 | 0 | 0 | 0
2236 | HE 2233 | 0 | 12.4375 | 13.9525 | 6.875 | 0 | 0 | 0
2237 | HE 2234 | 0 | 10.28 | 11.78 | 10.08 | 0 | 0 | 0
2238 | HE 2235 | 0 | 9.0075 | 11.355 | 10.465 | 0 | 0 | 0
2239 | HE 2236 | 0 | 8.9875 | 12.795 | 11.755 | 0 | 0 | 0
2240 | HE 2237 | 0 | 8.7075 | 14.205 | 14.9925 | 0 | 0 | 0
2241 | HE 2238 | 0 | 10.0975 | 18.0725 | 14.3675 | 0 | 0 | 0
2242 | HE 2239 | 1.5499e-05 | 21.9325 | 51.62 | 14.1 | 0.00033993 | 0.00080005 | 0.00021853
2243 | HE 2240 | 0.00011426 | 17.6575 | 26.855 | 14.795 | 0.0020175 | 0.0030683 | 0.0016904
2244 | HE 2241 | 0.00025006 | 18.8175 | 19.5175 | 16.0775 | 0.0047056 | 0.0048806 | 0.0040204
2245 | HE 2242 | 0.00039649 | 19.7375 | 19.3425 | 11.57 | 0.0078256 | 0.007669 | 0.0045873
2246 | HE 2243 | 0.00051666 | 21.9625 | 16.6975 | 11.135 | 0.011347 | 0.008627 | 0.005753
2247 | HE 2244 | 0.00057816 | 18.885 | 17.4475 | 11.57 | 0.010919 | 0.010087 | 0.0066893
2248 | HE 2245 | 0.00061608 | 18.16 | 18.1375 | 14.1 | 0.011188 | 0.011174 | 0.0086868
2249 | HE 2246 | 0.00061088 | 22.41 | 17.1775 | 19.13 | 0.01369 | 0.010493 | 0.011686
2250 | HE 2247 | 0.0005472 | 22.47 | 15.3075 | 18.37 | 0.012295 | 0.0083762 | 0.010052
2251 | HE 2248 | 0.00045442 | 37.4075 | 15.1675 | 16.3325 | 0.016999 | 0.0068924 | 0.0074218
2252 | HE 2249 | 0.0003264 | 37.48 | 14.94 | 16.5225 | 0.012233 | 0.0048764 | 0.005393
2253 | HE 2250 | 0.00015901 | 46.33 | 15.245 | 17.9075 | 0.0073671 | 0.0024242 | 0.0028475
2254 | HE 2251 | 2.2692e-05 | 16.1925 | 19.0375 | 18.81 | 0.00036743 | 0.00043199 | 0.00042683
2255 | HE 2252 | 0 | 18.2825 | 20.765 | 23.6975 | 0 | 0 | 0
2256 | HE 2253 | 0 | 23.5125 | 21.3025 | 20.89 | 0 | 0 | 0
2257 | HE 2254 | 0 | 16.63 | 20.09 | 19.785 | 0 | 0 | 0
2258 | HE 2255 | 0 | 23.8775 | 18.6 | 17.88 | 0 | 0 | 0
2259 | HE 2256 | 0 | 28.0825 | 10.2875 | 17.6225 | 0 | 0 | 0
2260 | HE 2257 | 0 | 18.095 | 12.48 | 17.275 | 0 | 0 | 0
2261 | HE 2258 | 0 | 17.54 | 15.4075 | 16.38 | 0 | 0 | 0
2262 | HE 2259 | 0 | 16.945 | 17.1875 | 16.3425 | 0 | 0 | 0
2263 | HE 2260 | 0 | 16.97 | 17.325 | 16.565 | 0 | 0 | 0
2264 | HE 2261 | 0 | 17.04 | 17.3175 | 16.7175 | 0 | 0 | 0
2265 | HE 2262 | 0 | 17.11 | 15.7375 | 14.525 | 0 | 0 | 0
2266 | HE 2263 | 1.5499e-05 | 18.99 | 18.1575 | 12.675 | 0.00029432 | 0.00028142 | 0.00019645
2267 | HE 2264 | 0.00011426 | 20.3425 | 18.7075 | 12.41 | 0.0023243 | 0.0021374 | 0.0014179
2268 | HE 2265 | 0.00025006 | 21.91 | 18.795 | 15.6975 | 0.0054789 | 0.0047 | 0.0039254
2269 | HE 2266 | 0.00039649 | 20.0525 | 18.7625 | 18.2325 | 0.0079505 | 0.0074391 | 0.0072289
2270 | HE 2267 | 0.00051666 | 18.7775 | 18.92 | 19.545 | 0.0097016 | 0.0097753 | 0.010098
2271 | HE 2268 | 0.00057816 | 18.845 | 21.6925 | 31.8825 | 0.010895 | 0.012542 | 0.018433
2272 | HE 2269 | 0.00061608 | 18.5775 | 19.7725 | 21.555 | 0.011445 | 0.012182 | 0.01328
2273 | HE 2270 | 0.00061088 | 18.5525 | 23.365 | 19.7925 | 0.011333 | 0.014273 | 0.012091
2274 | HE 2271 | 0.0005472 | 18.755 | 23.9175 | 19.1575 | 0.010263 | 0.013088 | 0.010483
2275 | HE 2272 | 0.00045442 | 18.89 | 28.5875 | 18.63 | 0.008584 | 0.012991 | 0.0084658
2276 | HE 2273 | 0.0003264 | 19.0075 | 38.4725 | 18.3225 | 0.0062041 | 0.012557 | 0.0059805
2277 | HE 2274 | 0.00015901 | 19.055 | 35.225 | 18.845 | 0.00303 | 0.0056013 | 0.0029966
2278 | HE 2275 | 2.2692e-05 | 18.7325 | 125.8025 | 18.93 | 0.00042507 | 0.0028547 | 0.00042955
2279 | HE 2276 | 0 | 19.695 | 37.875 | 18.79 | 0 | 0 | 0
2280 | HE 2277 | 0 | 120.845 | 43.09 | 18.865 | 0 | 0 | 0
2281 | HE 2278 | 0 | 25.935 | 24.8775 | 18.05 | 0 | 0 | 0
2282 | HE 2279 | 0 | 16.5825 | 26.4225 | 17.6325 | 0 | 0 | 0
2283 | HE 2280 | 0 | 49.45 | 19.2825 | 17.245 | 0 | 0 | 0
2284 | HE 2281 | 0 | 9.4325 | 18.0475 | 16.83 | 0 | 0 | 0
2285 | HE 2282 | 0 | 9.4575 | 16.37 | 16.59 | 0 | 0 | 0
2286 | HE 2283 | 0 | 8.515 | 14.89 | 16.195 | 0 | 0 | 0
2287 | HE 2284 | 0 | 9.15 | 14.245 | 13.5725 | 0 | 0 | 0
2288 | HE 2285 | 0 | 13.2 | 15.435 | 14.1775 | 0 | 0 | 0
2289 | HE 2286 | 0 | 16.2475 | 16.8525 | 13.6875 | 0 | 0 | 0
2290 | HE 2287 | 1.5499e-05 | 16.2925 | 18.485 | 15.13 | 0.00025252 | 0.0002865 | 0.0002345
2291 | HE 2288 | 0.00011426 | 16.345 | 18.67 | 15.715 | 0.0018675 | 0.0021332 | 0.0017955
2292 | HE 2289 | 0.00025006 | 17.555 | 18.8025 | 16.5625 | 0.0043899 | 0.0047018 | 0.0041417
2293 | HE 2290 | 0.00039649 | 17.725 | 20.1325 | 17.4275 | 0.0070277 | 0.0079823 | 0.0069098
2294 | HE 2291 | 0.00051666 | 18.4125 | 22.4175 | 18.065 | 0.0095131 | 0.011582 | 0.0093335
2295 | HE 2292 | 0.00057816 | 19.1975 | 19.875 | 17.825 | 0.011099 | 0.011491 | 0.010306
2296 | HE 2293 | 0.00061608 | 19.43 | 19.925 | 17.5725 | 0.01197 | 0.012275 | 0.010826
2297 | HE 2294 | 0.00061088 | 21.42 | 20.09 | 15.435 | 0.013085 | 0.012273 | 0.0094289
2298 | HE 2295 | 0.0005472 | 22.115 | 20.46 | 11.925 | 0.012101 | 0.011196 | 0.0065253
2299 | HE 2296 | 0.00045442 | 22.355 | 20.5575 | 10.9475 | 0.010159 | 0.0093417 | 0.0049748
2300 | HE 2297 | 0.0003264 | 23.6075 | 20.5825 | 9.7775 | 0.0077055 | 0.0067181 | 0.0031914
2301 | HE 2298 | 0.00015901 | 23.1875 | 20.5175 | 9.3025 | 0.0036871 | 0.0032626 | 0.0014792
2302 | HE 2299 | 2.2692e-05 | 22.1825 | 19.32 | 8.87 | 0.00050336 | 0.0004384 | 0.00020127
2303 | HE 2300 | 0 | 22.5575 | 23.8175 | 10.7275 | 0 | 0 | 0
2304 | HE 2301 | 0 | 23.295 | 27.575 | 12.5825 | 0 | 0 | 0
2305 | HE 2302 | 0 | 21.51 | 17.1725 | 10.03 | 0 | 0 | 0
2306 | HE 2303 | 0 | 19.91 | 17.635 | 6.3325 | 0 | 0 | 0
2307 | HE 2304 | 0 | 17.9375 | 8.8975 | 2.4675 | 0 | 0 | 0
2308 | HE 2305 | 0 | 16.4 | 1.5675 | -0.68 | 0 | 0 | 0
2309 | HE 2306 | 0 | 15.805 | 5.82 | -1.2325 | 0 | 0 | 0
2310 | HE 2307 | 0 | 15.84 | 13.6325 | -0.9025 | 0 | 0 | 0
2311 | HE 2308 | 0 | 16.36 | 18.0275 | -0.8275 | 0 | 0 | 0
2312 | HE 2309 | 0 | 16.8475 | 20.14 | 0.305 | 0 | 0 | 0
2313 | HE 2310 | 0 | 17.245 | 20.32 | 4.335 | 0 | 0 | 0
2314 | HE 2311 | 1.5499e-05 | 19.1225 | 19.43 | 10.345 | 0.00029638 | 0.00030114 | 0.00016034
2315 | HE 2312 | 0.00011426 | 19.77 | 20.4325 | 11.3575 | 0.0022588 | 0.0023345 | 0.0012977
2316 | HE 2313 | 0.00025006 | 19.575 | 20.735 | 14.3325 | 0.004895 | 0.0051851 | 0.003584
2317 | HE 2314 | 0.00039649 | 18.9425 | 90.3375 | 16.51 | 0.0075104 | 0.035818 | 0.006546
2318 | HE 2315 | 0.00051666 | 19.0775 | 32.82 | 14.9825 | 0.0098566 | 0.016957 | 0.0077409
2319 | HE 2316 | 0.00057816 | 21.3075 | 27.8675 | 15.64 | 0.012319 | 0.016112 | 0.0090425
2320 | HE 2317 | 0.00061608 | 26.3425 | 23.025 | 17.12 | 0.016229 | 0.014185 | 0.010547
2321 | HE 2318 | 0.00061088 | 24.915 | 26.4925 | 16.945 | 0.01522 | 0.016184 | 0.010351
2322 | HE 2319 | 0.0005472 | 23.26 | 27.6625 | 16.9775 | 0.012728 | 0.015137 | 0.00929
2323 | HE 2320 | 0.00045442 | 28.27 | 33.57 | 16.6425 | 0.012846 | 0.015255 | 0.0075627
2324 | HE 2321 | 0.0003264 | 24.8025 | 46.1225 | 17.01 | 0.0080955 | 0.015054 | 0.0055521
2325 | HE 2322 | 0.00015901 | 19.1475 | 77.395 | 18.08 | 0.0030447 | 0.012307 | 0.002875
2326 | HE 2323 | 2.2692e-05 | 15.9825 | 26.855 | 18.5825 | 0.00036267 | 0.00060938 | 0.00042167
2327 | HE 2324 | 0 | 13.7475 | 26.5275 | 18.5825 | 0 | 0 | 0
2328 | HE 2325 | 0 | 15.25 | 21.945 | 18.885 | 0 | 0 | 0
2329 | HE 2326 | 0 | 16.235 | 19.255 | 15.105 | 0 | 0 | 0
2330 | HE 2327 | 0 | 13.14 | 17.6725 | 13.985 | 0 | 0 | 0
2331 | HE 2328 | 0 | 10.845 | 15.945 | 13.355 | 0 | 0 | 0
2332 | HE 2329 | 0 | 8.8075 | 14.6075 | 11.9625 | 0 | 0 | 0
2333 | HE 2330 | 0 | 8.1425 | 11.1 | 10.315 | 0 | 0 | 0
2334 | HE 2331 | 0 | 8.4225 | 12.025 | 9.3125 | 0 | 0 | 0
2335 | HE 2332 | 0 | 8.7225 | 13.695 | 7.9725 | 0 | 0 | 0
2336 | HE 2333 | 0 | 13.965 | 12.1925 | 9.5675 | 0 | 0 | 0
2337 | HE 2334 | 0 | 16.2175 | 13.5775 | 10.975 | 0 | 0 | 0
2338 | HE 2335 | 1.5499e-05 | 21.8225 | 16.8325 | 11.44 | 0.00033822 | 0.00026089 | 0.00017731
2339 | HE 2336 | 0.00011426 | 17.765 | 16.935 | 11.54 | 0.0020298 | 0.0019349 | 0.0013185
2340 | HE 2337 | 0.00025006 | 18.5625 | 17.345 | 12.4425 | 0.0046418 | 0.0043374 | 0.0031114
2341 | HE 2338 | 0.00039649 | 18.6575 | 18 | 16.5475 | 0.0073974 | 0.0071368 | 0.0065609
2342 | HE 2339 | 0.00051666 | 19.5225 | 18.8175 | 17 | 0.010087 | 0.0097223 | 0.0087833
2343 | HE 2340 | 0.00057816 | 20 | 19.4 | 17.7375 | 0.011563 | 0.011216 | 0.010255
2344 | HE 2341 | 0.00061608 | 20.06 | 19.9725 | 18.895 | 0.012359 | 0.012305 | 0.011641
2345 | HE 2342 | 0.00061088 | 19.8725 | 19.225 | 18.5825 | 0.01214 | 0.011744 | 0.011352
2346 | HE 2343 | 0.0005472 | 20.345 | 18.0825 | 18.435 | 0.011133 | 0.0098947 | 0.010088
2347 | HE 2344 | 0.00045442 | 22.1075 | 18.42 | 18.2975 | 0.010046 | 0.0083704 | 0.0083147
2348 | HE 2345 | 0.0003264 | 21.8 | 19.1025 | 18.53 | 0.0071155 | 0.0062351 | 0.0060482
2349 | HE 2346 | 0.00015901 | 21.6825 | 19.69 | 19.7875 | 0.0034478 | 0.003131 | 0.0031465
2350 | HE 2347 | 2.2692e-05 | 23.8575 | 22.48 | 20.3225 | 0.00054137 | 0.00051011 | 0.00046115
2351 | HE 2348 | 0 | 38.165 | 28.4775 | 20.21 | 0 | 0 | 0
2352 | HE 2349 | 0 | 38.3375 | 29.6925 | 19.5925 | 0 | 0 | 0
2353 | HE 2350 | 0 | 37.705 | 21.485 | 18.475 | 0 | 0 | 0
2354 | HE 2351 | 0 | 26.075 | 19.4875 | 17.28 | 0 | 0 | 0
2355 | HE 2352 | 0 | 25.85 | 18.5125 | 2.665 | 0 | 0 | 0
2356 | HE 2353 | 0 | 22.4675 | 19.4275 | 12.08 | 0 | 0 | 0
2357 | HE 2354 | 0 | 20.5275 | 18.6325 | 8.83 | 0 | 0 | 0
2358 | HE 2355 | 0 | 20.655 | 18.9975 | 5.7275 | 0 | 0 | 0
2359 | HE 2356 | 0 | 22.1875 | 19.8275 | 7.1875 | 0 | 0 | 0
2360 | HE 2357 | 0 | 28.845 | 23.3975 | 9.8875 | 0 | 0 | 0
2361 | HE 2358 | 0 | 33.3375 | 36.215 | 10.555 | 0 | 0 | 0
2362 | HE 2359 | 1.5499e-05 | 31.5575 | 44.9075 | 11.3825 | 0.00048911 | 0.00069602 | 0.00017642
2363 | HE 2360 | 0.00011426 | 34.66 | 25.505 | 11.725 | 0.0039601 | 0.0029141 | 0.0013397
2364 | HE 2361 | 0.00025006 | 118.36 | 27.1 | 12.0475 | 0.029598 | 0.0067767 | 0.0030127
2365 | HE 2362 | 0.00039649 | 25.4025 | 32.59 | 15.9075 | 0.010072 | 0.012921 | 0.0063071
2366 | HE 2363 | 0.00051666 | 35.9725 | 32.3075 | 4.5575 | 0.018586 | 0.016692 | 0.0023547
2367 | HE 2364 | 0.00057816 | 26.5225 | 33.01 | 23.98 | 0.015334 | 0.019085 | 0.013864
2368 | HE 2365 | 0.00061608 | 25.115 | 29.3025 | 20.4375 | 0.015473 | 0.018053 | 0.012591
2369 | HE 2366 | 0.00061088 | 21.8575 | 33.5425 | 41.925 | 0.013352 | 0.02049 | 0.025611
2370 | HE 2367 | 0.0005472 | 20.755 | 36.735 | 33.3075 | 0.011357 | 0.020101 | 0.018226
2371 | HE 2368 | 0.00045442 | 19.8675 | 51.45 | 52.73 | 0.0090282 | 0.02338 | 0.023962
2372 | HE 2369 | 0.0003264 | 19.2125 | 100.1475 | 118.17 | 0.006271 | 0.032688 | 0.038571
2373 | HE 2370 | 0.00015901 | 18.6075 | 141.9 | 264.4175 | 0.0029588 | 0.022564 | 0.042046
2374 | HE 2371 | 2.2692e-05 | 18.0925 | 200.17 | 141.135 | 0.00041055 | 0.0045422 | 0.0032026
2375 | HE 2372 | 0 | 18.1175 | 69.6725 | 38.125 | 0 | 0 | 0
2376 | HE 2373 | 0 | 18.32 | 53.8975 | 22.755 | 0 | 0 | 0
2377 | HE 2374 | 0 | 18.2975 | 27.425 | 6.96 | 0 | 0 | 0
2378 | HE 2375 | 0 | 17.4925 | 21.4275 | 21.4025 | 0 | 0 | 0
2379 | HE 2376 | 0 | 17.315 | 18.1675 | 18.6325 | 0 | 0 | 0
2380 | HE 2377 | 0 | 17.35 | 16.91 | 17.8575 | 0 | 0 | 0
2381 | HE 2378 | 0 | 17.8325 | 14.085 | 17.645 | 0 | 0 | 0
2382 | HE 2379 | 0 | 18.5175 | 10.3475 | 15.6325 | 0 | 0 | 0
2383 | HE 2380 | 0 | 18.6475 | 9.5275 | 14.255 | 0 | 0 | 0
2384 | HE 2381 | 0 | 19.5125 | 11.6275 | 15.3375 | 0 | 0 | 0
2385 | HE 2382 | 0 | 19.4875 | 15.445 | 16.3325 | 0 | 0 | 0
2386 | HE 2383 | 1.5499e-05 | 31.855 | 18.4625 | 17.4325 | 0.00049372 | 0.00028615 | 0.00027018
2387 | HE 2384 | 0.00011426 | 24.52 | 18.5925 | 17.3475 | 0.0028016 | 0.0021243 | 0.0019821
2388 | HE 2385 | 0.00025006 | 23.425 | 18.44 | 17.8225 | 0.0058578 | 0.0046112 | 0.0044568
2389 | HE 2386 | 0.00039649 | 23.8675 | 24.145 | 18.795 | 0.0094631 | 0.0095732 | 0.007452
2390 | HE 2387 | 0.00051666 | 21.6825 | 27.4925 | 18.7675 | 0.011203 | 0.014204 | 0.0096965
2391 | HE 2388 | 0.00057816 | 21.125 | 30.35 | 23.265 | 0.012214 | 0.017547 | 0.013451
2392 | HE 2389 | 0.00061608 | 20.6675 | 30.0075 | 111.6275 | 0.012733 | 0.018487 | 0.068772
2393 | HE 2390 | 0.00061088 | 20.12 | 29.1875 | 143.3175 | 0.012291 | 0.01783 | 0.087549
2394 | HE 2391 | 0.0005472 | 19.535 | 40.35 | 222.6775 | 0.010689 | 0.022079 | 0.12185
2395 | HE 2392 | 0.00045442 | 18.6525 | 50.09 | 37.8525 | 0.0084761 | 0.022762 | 0.017201
2396 | HE 2393 | 0.0003264 | 18.5025 | 167.6075 | 28.705 | 0.0060392 | 0.054707 | 0.0093693
2397 | HE 2394 | 0.00015901 | 18.2175 | 152.125 | 21.0075 | 0.0028968 | 0.02419 | 0.0033405
2398 | HE 2395 | 2.2692e-05 | 17.795 | 46.56 | 17.335 | 0.0004038 | 0.0010565 | 0.00039336
2399 | HE 2396 | 0 | 18.34 | 39.655 | 17.5175 | 0 | 0 | 0
2400 | HE 2397 | 0 | 18.6125 | 27.9225 | 15.9475 | 0 | 0 | 0
2401 | HE 2398 | 0 | 17.8075 | 21.5725 | 14.7525 | 0 | 0 | 0
2402 | HE 2399 | 0 | 16.625 | 19.685 | 15.785 | 0 | 0 | 0
2403 | HE 2400 | 0 | 14.2125 | 19.1275 | 14.01 | 0 | 0 | 0
2404 | HE 2401 | 0 | 8.0275 | 13.29 | 12.31 | 0 | 0 | 0
2405 | HE 2402 | 0 | 6.68 | 2.7075 | 11.35 | 0 | 0 | 0
2406 | HE 2403 | 0 | 14.935 | -0.635 | 9.0375 | 0 | 0 | 0
2407 | HE 2404 | 0 | 15.9725 | -0.83 | 7.8675 | 0 | 0 | 0
2408 | HE 2405 | 0 | 16.7825 | -0.8225 | 8.5325 | 0 | 0 | 0
2409 | HE 2406 | 0 | 18.735 | 6.42 | 10.4625 | 0 | 0 | 0
2410 | HE 2407 | 1.5499e-05 | 21.975 | 19.075 | 11.5875 | 0.00034059 | 0.00029564 | 0.00017959
2411 | HE 2408 | 0.00011426 | 23.2125 | 17.555 | 12.8775 | 0.0026522 | 0.0020058 | 0.0014713
2412 | HE 2409 | 0.00025006 | 23.4625 | 14.9825 | 15.5725 | 0.0058671 | 0.0037466 | 0.0038941
2413 | HE 2410 | 0.00039649 | 22.7 | 17.9175 | 13.5725 | 0.0090002 | 0.007104 | 0.0053813
2414 | HE 2411 | 0.00051666 | 21.3325 | 19.245 | 15.085 | 0.011022 | 0.0099432 | 0.0077939
2415 | HE 2412 | 0.00057816 | 19.9475 | 19.555 | 17.1525 | 0.011533 | 0.011306 | 0.0099169
2416 | HE 2413 | 0.00061608 | 20.375 | 18.005 | 17.1475 | 0.012553 | 0.011093 | 0.010564
2417 | HE 2414 | 0.00061088 | 20.6475 | 20.855 | 17.985 | 0.012613 | 0.01274 | 0.010987
2418 | HE 2415 | 0.0005472 | 20.085 | 25.11 | 17.5925 | 0.01099 | 0.01374 | 0.0096265
2419 | HE 2416 | 0.00045442 | 19.73 | 35.265 | 17.7125 | 0.0089657 | 0.016025 | 0.0080489
2420 | HE 2417 | 0.0003264 | 20.3025 | 44.455 | 16.9325 | 0.0066267 | 0.01451 | 0.0055268
2421 | HE 2418 | 0.00015901 | 20.6625 | 38.4025 | 17.545 | 0.0032856 | 0.0061065 | 0.0027899
2422 | HE 2419 | 2.2692e-05 | 21.2975 | 71.76 | 16.1 | 0.00048328 | 0.0016284 | 0.00036534
2423 | HE 2420 | 0 | 22.1775 | 25.76 | 17.1325 | 0 | 0 | 0
2424 | HE 2421 | 0 | 27.6525 | 25.57 | 17.495 | 0 | 0 | 0
2425 | HE 2422 | 0 | 19.755 | 21.9525 | 14.6475 | 0 | 0 | 0
2426 | HE 2423 | 0 | 15.965 | 19.355 | 13.5325 | 0 | 0 | 0
2427 | HE 2424 | 0 | 10.47 | 17.985 | 20.94 | 0 | 0 | 0
2428 | HE 2425 | 0 | 9.98 | 19.4175 | 14.91 | 0 | 0 | 0
2429 | HE 2426 | 0 | 9.6575 | 18.22 | 13.9425 | 0 | 0 | 0
2430 | HE 2427 | 0 | 5.61 | 16.74 | 10.745 | 0 | 0 | 0
2431 | HE 2428 | 0 | 7.2025 | 17.7075 | 9.6525 | 0 | 0 | 0
2432 | HE 2429 | 0 | 7.185 | 17.2075 | 10.0375 | 0 | 0 | 0
2433 | HE 2430 | 0 | 11.77 | 19.9675 | 10.7075 | 0 | 0 | 0
2434 | HE 2431 | 1.5499e-05 | 19 | 41.49 | 9.7825 | 0.00029448 | 0.00064305 | 0.00015162
2435 | HE 2432 | 0.00011426 | 17.665 | 25.18 | 11.0325 | 0.0020183 | 0.002877 | 0.0012605
2436 | HE 2433 | 0.00025006 | 16.71 | 22.2325 | 14.4925 | 0.0041786 | 0.0055596 | 0.0036241
2437 | HE 2434 | 0.00039649 | 16.845 | 19.6625 | 13.43 | 0.0066788 | 0.0077959 | 0.0053248
2438 | HE 2435 | 0.00051666 | 15.13 | 20.4225 | 14.36 | 0.0078171 | 0.010552 | 0.0074193
2439 | HE 2436 | 0.00057816 | 14.86 | 22 | 15.25 | 0.0085915 | 0.01272 | 0.008817
2440 | HE 2437 | 0.00061608 | 15.4925 | 19.825 | -19.015 | 0.0095447 | 0.012214 | -0.011715
2441 | HE 2438 | 0.00061088 | 16.5225 | 19.145 | 17.59 | 0.010093 | 0.011695 | 0.010745
2442 | HE 2439 | 0.0005472 | 16.2325 | 19.56 | 16.7825 | 0.0088824 | 0.010703 | 0.0091833
2443 | HE 2440 | 0.00045442 | 17.8825 | 21.8775 | 16.5775 | 0.0081262 | 0.0099416 | 0.0075331
2444 | HE 2441 | 0.0003264 | 20.3 | 26.41 | 16.045 | 0.0066259 | 0.0086202 | 0.0052371
2445 | HE 2442 | 0.00015901 | 19.8825 | 29.6325 | 14.945 | 0.0031616 | 0.004712 | 0.0023765
2446 | HE 2443 | 2.2692e-05 | 19.5225 | 30.3525 | 16.75 | 0.000443 | 0.00068875 | 0.00038008
2447 | HE 2444 | 0 | 18.1975 | 40.445 | 17.845 | 0 | 0 | 0
2448 | HE 2445 | 0 | 19.8975 | 190.73 | 19.3925 | 0 | 0 | 0
2449 | HE 2446 | 0 | 17.39 | 27.99 | 18.7 | 0 | 0 | 0
2450 | HE 2447 | 0 | 14.635 | 31.475 | 16.2725 | 0 | 0 | 0
2451 | HE 2448 | 0 | 9.7775 | 21.535 | 11.0225 | 0 | 0 | 0
2452 | HE 2449 | 0 | 4.315 | 18.41 | 12.1725 | 0 | 0 | 0
2453 | HE 2450 | 0 | 0.09 | 17.7625 | 11.9425 | 0 | 0 | 0
2454 | HE 2451 | 0 | -1.63 | 18.1025 | 17.765 | 0 | 0 | 0
2455 | HE 2452 | 0 | -2.2125 | 17.6075 | 17.6175 | 0 | 0 | 0
2456 | HE 2453 | 0 | 0.055 | 17.22 | 17.535 | 0 | 0 | 0
2457 | HE 2454 | 0 | 8.195 | 17.3175 | 17.555 | 0 | 0 | 0
2458 | HE 2455 | 1.5499e-05 | 15.8675 | 19.4525 | 18.2125 | 0.00024593 | 0.00030149 | 0.00028227
2459 | HE 2456 | 0.00011426 | 15.085 | 19.7525 | 22.7525 | 0.0017236 | 0.0022568 | 0.0025996
2460 | HE 2457 | 0.00025006 | 15.655 | 20.9825 | 18.1 | 0.0039148 | 0.005247 | 0.0045262
2461 | HE 2458 | 0.00039649 | 15.54 | 20.465 | 18.23 | 0.0061614 | 0.0081141 | 0.0072279
2462 | HE 2459 | 0.00051666 | 14.845 | 19.38 | 18.7525 | 0.0076699 | 0.010013 | 0.0096887
2463 | HE 2460 | 0.00057816 | 15.275 | 19.4475 | 17.4075 | 0.0088314 | 0.011244 | 0.010064
2464 | HE 2461 | 0.00061608 | 16.61 | 19.075 | 18.3625 | 0.010233 | 0.011752 | 0.011313
2465 | HE 2462 | 0.00061088 | 19.275 | 18.94 | 23.2275 | 0.011775 | 0.01157 | 0.014189
2466 | HE 2463 | 0.0005472 | 21.3975 | 18.9375 | 16.525 | 0.011709 | 0.010363 | 0.0090424
2467 | HE 2464 | 0.00045442 | 21.4975 | 19.0625 | 15.8025 | 0.0097689 | 0.0086624 | 0.007181
2468 | HE 2465 | 0.0003264 | 29.41 | 19.125 | 15.3325 | 0.0095994 | 0.0062424 | 0.0050045
2469 | HE 2466 | 0.00015901 | 24.4225 | 19.115 | 16.055 | 0.0038835 | 0.0030395 | 0.002553
2470 | HE 2467 | 2.2692e-05 | 21.4525 | 18.605 | 14.9825 | 0.00048679 | 0.00042218 | 0.00033998
2471 | HE 2468 | 0 | 20.045 | 19.1425 | 14.57 | 0 | 0 | 0
2472 | HE 2469 | 0 | 28.96 | 22.5025 | 13.945 | 0 | 0 | 0
2473 | HE 2470 | 0 | 20.1025 | 19.9975 | 11.5475 | 0 | 0 | 0
2474 | HE 2471 | 0 | 17.7175 | 20.525 | 8.4825 | 0 | 0 | 0
2475 | HE 2472 | 0 | 14.8975 | 19.7575 | 5.575 | 0 | 0 | 0
2476 | HE 2473 | 0 | 13.815 | 18.015 | 4.35 | 0 | 0 | 0
2477 | HE 2474 | 0 | 12.65 | 18.0775 | 4.23 | 0 | 0 | 0
2478 | HE 2475 | 0 | 12.285 | 17.625 | 1.465 | 0 | 0 | 0
2479 | HE 2476 | 0 | 12.2725 | 17.3975 | -0.845 | 0 | 0 | 0
2480 | HE 2477 | 0 | 13.0425 | 19.2025 | -0.5075 | 0 | 0 | 0
2481 | HE 2478 | 0 | 13.74 | 20.6325 | -0.4325 | 0 | 0 | 0
2482 | HE 2479 | 1.5499e-05 | 19.6775 | 15.15 | 8.825 | 0.00030498 | 0.00023481 | 0.00013678
2483 | HE 2480 | 0.00011426 | 24.915 | 17.27 | 13.2625 | 0.0028467 | 0.0019732 | 0.0015153
2484 | HE 2481 | 0.00025006 | 33.65 | 18.445 | 13.805 | 0.0084147 | 0.0046124 | 0.0034521
2485 | HE 2482 | 0.00039649 | 53.1475 | 21.27 | 13.0075 | 0.021072 | 0.0084333 | 0.0051573
2486 | HE 2483 | 0.00051666 | 26.7325 | 22.725 | 18.3975 | 0.013812 | 0.011741 | 0.0095053
2487 | HE 2484 | 0.00057816 | 29.905 | 23.105 | 17.515 | 0.01729 | 0.013358 | 0.010127
2488 | HE 2485 | 0.00061608 | 17.58 | 21.455 | 17.9325 | 0.010831 | 0.013218 | 0.011048
2489 | HE 2486 | 0.00061088 | 26.125 | 20.3425 | 18.34 | 0.015959 | 0.012427 | 0.011203
2490 | HE 2487 | 0.0005472 | 28.8525 | 20.2225 | 18.575 | 0.015788 | 0.011066 | 0.010164
2491 | HE 2488 | 0.00045442 | 30.095 | 18.41 | 18.675 | 0.013676 | 0.0083659 | 0.0084863
2492 | HE 2489 | 0.0003264 | 30.1725 | 12.3475 | 18.7275 | 0.0098483 | 0.0040302 | 0.0061127
2493 | HE 2490 | 0.00015901 | 28.6875 | 12.185 | 18.565 | 0.0045617 | 0.0019376 | 0.0029521
2494 | HE 2491 | 2.2692e-05 | 16.7475 | 15.3575 | 17.3 | 0.00038003 | 0.00034849 | 0.00039257
2495 | HE 2492 | 0 | 17.6825 | 16.635 | 16.935 | 0 | 0 | 0
2496 | HE 2493 | 0 | 18.315 | 18.19 | 17.2075 | 0 | 0 | 0
2497 | HE 2494 | 0 | 15.26 | 18.4775 | 14.88 | 0 | 0 | 0
2498 | HE 2495 | 0 | 14.685 | 20.3175 | 11.5025 | 0 | 0 | 0
2499 | HE 2496 | 0 | 12.255 | 20.5375 | 9.8375 | 0 | 0 | 0
2500 | HE 2497 | 0 | 14.2025 | 38.1225 | 9.945 | 0 | 0 | 0
2501 | HE 2498 | 0 | 11.1025 | 26.96 | 9.2925 | 0 | 0 | 0
2502 | HE 2499 | 0 | 9.845 | 43.4825 | 10.3875 | 0 | 0 | 0
2503 | HE 2500 | 0 | 8.365 | 22.78 | 10.9825 | 0 | 0 | 0
2504 | HE 2501 | 0 | 7.42 | 19.44 | 11.8975 | 0 | 0 | 0
2505 | HE 2502 | 0 | 9.4925 | 18.205 | 13.9725 | 0 | 0 | 0
2506 | HE 2503 | 1.5499e-05 | 15.1975 | 19.3475 | 17.2925 | 0.00023554 | 0.00029986 | 0.00026801
2507 | HE 2504 | 0.00011426 | 18.0075 | 19.7425 | 18.9375 | 0.0020575 | 0.0022557 | 0.0021637
2508 | HE 2505 | 0.00025006 | 17.31 | 21.9225 | 19.9425 | 0.0043286 | 0.005482 | 0.0049869
2509 | HE 2506 | 0.00039649 | 14.23 | 25.65 | 23.8275 | 0.005642 | 0.01017 | 0.0094473
2510 | HE 2507 | 0.00051666 | 15.5625 | 22.005 | 19.765 | 0.0080406 | 0.011369 | 0.010212
2511 | HE 2508 | 0.00057816 | 15.1525 | 19.69 | 18.88 | 0.0087606 | 0.011384 | 0.010916
2512 | HE 2509 | 0.00061608 | 13.9875 | 18.8825 | 18.59 | 0.0086175 | 0.011633 | 0.011453
2513 | HE 2510 | 0.00061088 | 13.655 | 18.1925 | 17.5025 | 0.0083415 | 0.011113 | 0.010692
2514 | HE 2511 | 0.0005472 | 12.59 | 17.6825 | 17.125 | 0.0068892 | 0.0096758 | 0.0093707
2515 | HE 2512 | 0.00045442 | 13.14 | 17.4275 | 17.7775 | 0.0059711 | 0.0079194 | 0.0080784
2516 | HE 2513 | 0.0003264 | 11.7125 | 17.23 | 17.75 | 0.003823 | 0.0056239 | 0.0057936
2517 | HE 2514 | 0.00015901 | 11.9 | 17.4375 | 18.01 | 0.0018923 | 0.0027728 | 0.0028638
2518 | HE 2515 | 2.2692e-05 | 10.82 | 18.5025 | 18.5675 | 0.00024552 | 0.00041985 | 0.00042133
2519 | HE 2516 | 0 | 13.9425 | 24.2525 | 20.4525 | 0 | 0 | 0
2520 | HE 2517 | 0 | 20.7075 | 21.695 | 21.865 | 0 | 0 | 0
2521 | HE 2518 | 0 | 21.615 | 16.1875 | 18.5975 | 0 | 0 | 0
2522 | HE 2519 | 0 | 19.2125 | 8.7375 | 16.975 | 0 | 0 | 0
2523 | HE 2520 | 0 | 18.49 | 5.625 | 16.9275 | 0 | 0 | 0
2524 | HE 2521 | 0 | 18.7175 | -1.2425 | 16.39 | 0 | 0 | 0
2525 | HE 2522 | 0 | 18.7175 | -1.5575 | 15.2375 | 0 | 0 | 0
2526 | HE 2523 | 0 | 19.0375 | -1.615 | 13.715 | 0 | 0 | 0
2527 | HE 2524 | 0 | 19.0475 | -1.3775 | 13.99 | 0 | 0 | 0
2528 | HE 2525 | 0 | 19.1025 | -0.815 | 15.595 | 0 | 0 | 0
2529 | HE 2526 | 0 | 18.8625 | 5.5675 | 17.9325 | 0 | 0 | 0
2530 | HE 2527 | 1.5499e-05 | 18.9 | 15.585 | 19.1375 | 0.00029293 | 0.00024155 | 0.00029661
2531 | HE 2528 | 0.00011426 | 19.07 | 15.35 | 18.91 | 0.0021789 | 0.0017538 | 0.0021606
2532 | HE 2529 | 0.00025006 | 20.165 | 14.2975 | 19 | 0.0050425 | 0.0035753 | 0.0047512
2533 | HE 2530 | 0.00039649 | 19.9475 | 14.2925 | 17.735 | 0.0079089 | 0.0056668 | 0.0070317
2534 | HE 2531 | 0.00051666 | 19.9375 | 13.22 | 16.7875 | 0.010301 | 0.0068303 | 0.0086735
2535 | HE 2532 | 0.00057816 | 20.805 | 13.3875 | 14.9625 | 0.012029 | 0.0077401 | 0.0086507
2536 | HE 2533 | 0.00061608 | 22.25 | 13.72 | 14.875 | 0.013708 | 0.0084527 | 0.0091642
2537 | HE 2534 | 0.00061088 | 22.0025 | 14.81 | 14.1025 | 0.013441 | 0.0090471 | 0.0086149
2538 | HE 2535 | 0.0005472 | 20.6525 | 14.54 | 12.915 | 0.011301 | 0.0079562 | 0.007067
2539 | HE 2536 | 0.00045442 | 20.695 | 16.3025 | 12.705 | 0.0094042 | 0.0074082 | 0.0057734
2540 | HE 2537 | 0.0003264 | 21.895 | 17.6875 | 12.075 | 0.0071465 | 0.0057732 | 0.0039413
2541 | HE 2538 | 0.00015901 | 23.53 | 17.395 | 23.6425 | 0.0037416 | 0.002766 | 0.0037595
2542 | HE 2539 | 2.2692e-05 | 26.065 | 16.95 | 18.04 | 0.00059146 | 0.00038462 | 0.00040936
2543 | HE 2540 | 0 | 35.725 | 18.31 | 17.2375 | 0 | 0 | 0
2544 | HE 2541 | 0 | 35.2575 | 18.585 | 18.2175 | 0 | 0 | 0
2545 | HE 2542 | 0 | 19.8975 | 28.755 | 15.565 | 0 | 0 | 0
2546 | HE 2543 | 0 | 18.6775 | 17.91 | 14.5275 | 0 | 0 | 0
2547 | HE 2544 | 0 | 17.425 | 10.9 | 11.3225 | 0 | 0 | 0
2548 | HE 2545 | 0 | 14.645 | 11.0275 | 16.135 | 0 | 0 | 0
2549 | HE 2546 | 0 | 9.03 | 7.37 | 11.2725 | 0 | 0 | 0
2550 | HE 2547 | 0 | 8.065 | 5.935 | 3.925 | 0 | 0 | 0
2551 | HE 2548 | 0 | 6.785 | 6.3875 | 6.0775 | 0 | 0 | 0
2552 | HE 2549 | 0 | 8.9 | 6.535 | 11.805 | 0 | 0 | 0
2553 | HE 2550 | 0 | 13.0675 | 11.1725 | 15.255 | 0 | 0 | 0
2554 | HE 2551 | 1.5499e-05 | 16.695 | 14.255 | 13.955 | 0.00025875 | 0.00022094 | 0.00021629
2555 | HE 2552 | 0.00011426 | 15.5175 | 14.0975 | 13.4425 | 0.001773 | 0.0016107 | 0.0015359
2556 | HE 2553 | 0.00025006 | 15.9475 | 15.5675 | 14.4725 | 0.0039879 | 0.0038929 | 0.0036191
2557 | HE 2554 | 0.00039649 | 15.1825 | 16.31 | 12.94 | 0.0060197 | 0.0064667 | 0.0051305
2558 | HE 2555 | 0.00051666 | 13.9225 | 16.0625 | 12.065 | 0.0071932 | 0.0082989 | 0.0062335
2559 | HE 2556 | 0.00057816 | 13.6075 | 16.24 | 20.505 | 0.0078673 | 0.0093893 | 0.011855
2560 | HE 2557 | 0.00061608 | 14.015 | 17.3675 | 15.8375 | 0.0086344 | 0.0107 | 0.0097572
2561 | HE 2558 | 0.00061088 | 14.6975 | 34.9275 | 16.715 | 0.0089784 | 0.021336 | 0.010211
2562 | HE 2559 | 0.0005472 | 14.985 | 44.7275 | 15.965 | 0.0081997 | 0.024475 | 0.008736
2563 | HE 2560 | 0.00045442 | 15.2075 | 19.5725 | 16.175 | 0.0069106 | 0.0088941 | 0.0073502
2564 | HE 2561 | 0.0003264 | 17.7975 | 20.4325 | 13.7775 | 0.0058091 | 0.0066692 | 0.004497
2565 | HE 2562 | 0.00015901 | 20.8575 | 19.68 | 18.2175 | 0.0033166 | 0.0031294 | 0.0028968
2566 | HE 2563 | 2.2692e-05 | 17.795 | 18.8475 | 17.9 | 0.0004038 | 0.00042768 | 0.00040618
2567 | HE 2564 | 0 | 17.4975 | 19.075 | 19.0325 | 0 | 0 | 0
2568 | HE 2565 | 0 | 21.065 | 20.21 | 18.8 | 0 | 0 | 0
2569 | HE 2566 | 0 | 15.5675 | 18.965 | 18.565 | 0 | 0 | 0
2570 | HE 2567 | 0 | 12.3725 | 18 | 17.6825 | 0 | 0 | 0
2571 | HE 2568 | 0 | 9.1125 | 15.4825 | 18.0525 | 0 | 0 | 0
2572 | HE 2569 | 0 | 8.8775 | 8.8825 | 15.98 | 0 | 0 | 0
2573 | HE 2570 | 0 | 5.5675 | 4.625 | 15.355 | 0 | 0 | 0
2574 | HE 2571 | 0 | 3.1725 | 0.9975 | 15.675 | 0 | 0 | 0
2575 | HE 2572 | 0 | -1.4475 | 1.445 | 14.1575 | 0 | 0 | 0
2576 | HE 2573 | 0 | 5.09 | 8.69 | 14.2725 | 0 | 0 | 0
2577 | HE 2574 | 0 | 8.58 | 16.7575 | 13.6625 | 0 | 0 | 0
2578 | HE 2575 | 1.5499e-05 | 16.955 | 25.935 | 12.1475 | 0.00026278 | 0.00040196 | 0.00018827
2579 | HE 2576 | 0.00011426 | 15.14 | 23.4525 | 12.07 | 0.0017298 | 0.0026796 | 0.0013791
2580 | HE 2577 | 0.00025006 | 14.9075 | 20.485 | 12.5225 | 0.0037278 | 0.0051226 | 0.0031314
2581 | HE 2578 | 0.00039649 | 15.0575 | 54.6475 | 12.3225 | 0.0059701 | 0.021667 | 0.0048857
2582 | HE 2579 | 0.00051666 | 15.8225 | 19.4825 | 13.8125 | 0.0081749 | 0.010066 | 0.0071364
2583 | HE 2580 | 0.00057816 | 18.2475 | 22.2325 | 16.6025 | 0.01055 | 0.012854 | 0.0095989
2584 | HE 2581 | 0.00061608 | 18.58 | 22.0125 | 17.5 | 0.011447 | 0.013562 | 0.010781
2585 | HE 2582 | 0.00061088 | 17.3375 | 26.08 | 18.6325 | 0.010591 | 0.015932 | 0.011382
2586 | HE 2583 | 0.0005472 | 18.58 | 48.99 | 19.115 | 0.010167 | 0.026807 | 0.01046
2587 | HE 2584 | 0.00045442 | 20.755 | 47.705 | 22.4075 | 0.0094315 | 0.021678 | 0.010182
2588 | HE 2585 | 0.0003264 | 22.9225 | 77.315 | 19.6125 | 0.0074819 | 0.025236 | 0.0064015
2589 | HE 2586 | 0.00015901 | 23.3025 | 37.535 | 18.6375 | 0.0037054 | 0.0059686 | 0.0029636
2590 | HE 2587 | 2.2692e-05 | 38.94 | 92.01 | 18.4675 | 0.00088361 | 0.0020879 | 0.00041906
2591 | HE 2588 | 0 | 35.21 | 33.655 | 19.7975 | 0 | 0 | 0
2592 | HE 2589 | 0 | 31.7175 | 73.8475 | 23.0425 | 0 | 0 | 0
2593 | HE 2590 | 0 | 18.5575 | 19.425 | 18.86 | 0 | 0 | 0
2594 | HE 2591 | 0 | 15.6325 | 20.4375 | 18.3325 | 0 | 0 | 0
2595 | HE 2592 | 0 | 11.96 | 35.88 | 17.175 | 0 | 0 | 0
2596 | HE 2593 | 0 | 11.3475 | 27.2125 | 17.66 | 0 | 0 | 0
2597 | HE 2594 | 0 | 10.5175 | 20.47 | 17.77 | 0 | 0 | 0
2598 | HE 2595 | 0 | 10.3925 | 18.0975 | 17.9975 | 0 | 0 | 0
2599 | HE 2596 | 0 | 14.055 | 9.045 | 18.2525 | 0 | 0 | 0
2600 | HE 2597 | 0 | 11.9575 | 14.1375 | 18.2825 | 0 | 0 | 0
2601 | HE 2598 | 0 | 11.725 | 14.3875 | 18.3925 | 0 | 0 | 0
2602 | HE 2599 | 1.5499e-05 | 14.7575 | 14.7625 | 18.4375 | 0.00022872 | 0.0002288 | 0.00028576
2603 | HE 2600 | 0.00011426 | 14.5475 | 16.805 | 18.3075 | 0.0016621 | 0.0019201 | 0.0020917
2604 | HE 2601 | 0.00025006 | 15.4025 | 16.36 | 18.8325 | 0.0038516 | 0.0040911 | 0.0047093
2605 | HE 2602 | 0.00039649 | 12.875 | 16.785 | 20.125 | 0.0051048 | 0.006655 | 0.0079793
2606 | HE 2603 | 0.00051666 | 13.3 | 16.8775 | 19.3075 | 0.0068716 | 0.00872 | 0.0099755
2607 | HE 2604 | 0.00057816 | 13.945 | 15.365 | 19.375 | 0.0080625 | 0.0088835 | 0.011202
2608 | HE 2605 | 0.00061608 | 15.095 | 12.3175 | 19.21 | 0.0092998 | 0.0075886 | 0.011835
2609 | HE 2606 | 0.00061088 | 17.62 | 10.5475 | 18.61 | 0.010764 | 0.0064432 | 0.011368
2610 | HE 2607 | 0.0005472 | 19.65 | 6.9425 | 18.2675 | 0.010752 | 0.0037989 | 0.0099959
2611 | HE 2608 | 0.00045442 | 22.1425 | 7.8075 | 18.425 | 0.010062 | 0.0035479 | 0.0083727
2612 | HE 2609 | 0.0003264 | 23.25 | 7.5425 | 18.0875 | 0.0075888 | 0.0024619 | 0.0059038
2613 | HE 2610 | 0.00015901 | 23.415 | 14.6575 | 18.5175 | 0.0037233 | 0.0023307 | 0.0029445
2614 | HE 2611 | 2.2692e-05 | 24.4575 | 15.2375 | 18.6975 | 0.00055498 | 0.00034576 | 0.00042428
2615 | HE 2612 | 0 | 25.515 | 21.335 | 20.1375 | 0 | 0 | 0
2616 | HE 2613 | 0 | 29.66 | 25.215 | 18.4575 | 0 | 0 | 0
2617 | HE 2614 | 0 | 23.1675 | 19.6625 | 17.475 | 0 | 0 | 0
2618 | HE 2615 | 0 | 20.105 | 16.8625 | 14.215 | 0 | 0 | 0
2619 | HE 2616 | 0 | 18.765 | 16.91 | 13.2325 | 0 | 0 | 0
2620 | HE 2617 | 0 | 19.37 | 15.05 | 14.57 | 0 | 0 | 0
2621 | HE 2618 | 0 | 18.34 | 12.7475 | 16.79 | 0 | 0 | 0
2622 | HE 2619 | 0 | 17.4675 | 15.3 | 16.885 | 0 | 0 | 0
2623 | HE 2620 | 0 | 16.7725 | 15.515 | 17.5675 | 0 | 0 | 0
2624 | HE 2621 | 0 | 16.775 | 15.8675 | 17.9325 | 0 | 0 | 0
2625 | HE 2622 | 0 | 17.585 | 16.1775 | 18.105 | 0 | 0 | 0
2626 | HE 2623 | 1.5499e-05 | 18.8025 | 16.06 | 16.245 | 0.00029142 | 0.00024891 | 0.00025178
2627 | HE 2624 | 0.00011426 | 18.7 | 16.2025 | 13.69 | 0.0021366 | 0.0018512 | 0.0015642
2628 | HE 2625 | 0.00025006 | 18.8425 | 19.2875 | 12.31 | 0.0047118 | 0.0048231 | 0.0030783
2629 | HE 2626 | 0.00039649 | 18.7625 | 18.505 | 11.545 | 0.0074391 | 0.007337 | 0.0045774
2630 | HE 2627 | 0.00051666 | 19.425 | 17.4025 | 11.7575 | 0.010036 | 0.0089912 | 0.0060747
2631 | HE 2628 | 0.00057816 | 19.47 | 18.0925 | 12.1375 | 0.011257 | 0.01046 | 0.0070174
2632 | HE 2629 | 0.00061608 | 20.0375 | 18.495 | 14.7175 | 0.012345 | 0.011394 | 0.0090672
2633 | HE 2630 | 0.00061088 | 20.3325 | 18.5 | 13.785 | 0.012421 | 0.011301 | 0.0084209
2634 | HE 2631 | 0.0005472 | 20.25 | 18.7775 | 13.6175 | 0.011081 | 0.010275 | 0.0074514
2635 | HE 2632 | 0.00045442 | 19.8925 | 18.9675 | 23.2075 | 0.0090395 | 0.0086192 | 0.010546
2636 | HE 2633 | 0.0003264 | 19.5075 | 19.5625 | 19.205 | 0.0063673 | 0.0063852 | 0.0062685
2637 | HE 2634 | 0.00015901 | 19.3525 | 20.475 | 20.6025 | 0.0030773 | 0.0032558 | 0.0032761
2638 | HE 2635 | 2.2692e-05 | 19.565 | 22.7875 | 31.635 | 0.00044396 | 0.00051709 | 0.00071785
2639 | HE 2636 | 0 | 19.28 | 25.3675 | 244.4675 | 0 | 0 | 0
2640 | HE 2637 | 0 | 21.1575 | 28.3375 | 66.2225 | 0 | 0 | 0
2641 | HE 2638 | 0 | 19.0975 | 21.545 | 19.13 | 0 | 0 | 0
2642 | HE 2639 | 0 | 17.94 | 22.6475 | 19.2825 | 0 | 0 | 0
2643 | HE 2640 | 0 | 14.3675 | 19.715 | 17.9725 | 0 | 0 | 0
2644 | HE 2641 | 0 | 15.685 | 17.79 | 15.5625 | 0 | 0 | 0
2645 | HE 2642 | 0 | 15.77 | 16.4025 | 14.18 | 0 | 0 | 0
2646 | HE 2643 | 0 | 9.4175 | 15.4475 | 13.535 | 0 | 0 | 0
2647 | HE 2644 | 0 | 3.885 | 13.7775 | 14.76 | 0 | 0 | 0
2648 | HE 2645 | 0 | 13.6575 | 12.39 | 16.355 | 0 | 0 | 0
2649 | HE 2646 | 0 | 11.87 | 11.2725 | 17.1125 | 0 | 0 | 0
2650 | HE 2647 | 1.5499e-05 | 15.505 | 13.3225 | 17.38 | 0.00024031 | 0.00020648 | 0.00026937
2651 | HE 2648 | 0.00011426 | 14.7025 | 13.36 | 17.05 | 0.0016798 | 0.0015265 | 0.0019481
2652 | HE 2649 | 0.00025006 | 14.1775 | 14.5225 | 17.045 | 0.0035453 | 0.0036316 | 0.0042623
2653 | HE 2650 | 0.00039649 | 13.9875 | 16.855 | 17.4075 | 0.0055459 | 0.0066828 | 0.0069018
2654 | HE 2651 | 0.00051666 | 14.6625 | 15.2975 | 17.57 | 0.0075756 | 0.0079037 | 0.0090778
2655 | HE 2652 | 0.00057816 | 14.0325 | 16.5175 | 17.22 | 0.0081131 | 0.0095498 | 0.0099559
2656 | HE 2653 | 0.00061608 | 13.945 | 16.895 | 17.9725 | 0.0085913 | 0.010409 | 0.011073
2657 | HE 2654 | 0.00061088 | 13.6425 | 15.8525 | 18.7425 | 0.0083339 | 0.0096839 | 0.011449
2658 | HE 2655 | 0.0005472 | 13.185 | 15.46 | 19.2725 | 0.0072148 | 0.0084596 | 0.010546
2659 | HE 2656 | 0.00045442 | 13.6475 | 16.125 | 22.895 | 0.0062017 | 0.0073275 | 0.010404
2660 | HE 2657 | 0.0003264 | 13.645 | 16.9925 | 21.295 | 0.0044537 | 0.0055464 | 0.0069507
2661 | HE 2658 | 0.00015901 | 13.665 | 17.265 | 24.8925 | 0.0021729 | 0.0027454 | 0.0039582
2662 | HE 2659 | 2.2692e-05 | 13.4425 | 16.905 | 31.505 | 0.00030503 | 0.0003836 | 0.0007149
2663 | HE 2660 | 0 | 12.6875 | 17.0175 | 27.815 | 0 | 0 | 0
2664 | HE 2661 | 0 | 14.285 | 15.985 | 24.86 | 0 | 0 | 0
2665 | HE 2662 | 0 | 13.025 | 12.3025 | 18.805 | 0 | 0 | 0
2666 | HE 2663 | 0 | 13.04 | 8.315 | 18.39 | 0 | 0 | 0
2667 | HE 2664 | 0 | 12.8525 | 3 | 17.0025 | 0 | 0 | 0
2668 | HE 2665 | 0 | 16.12 | 2.8275 | 15.925 | 0 | 0 | 0
2669 | HE 2666 | 0 | 16.0025 | -1.835 | 15.06 | 0 | 0 | 0
2670 | HE 2667 | 0 | 10.88 | -9.1975 | 14.525 | 0 | 0 | 0
2671 | HE 2668 | 0 | 6.155 | -11.5375 | 13.445 | 0 | 0 | 0
2672 | HE 2669 | 0 | 8.9775 | -3.8075 | 13.1425 | 0 | 0 | 0
2673 | HE 2670 | 0 | 15.6225 | -1.965 | 14.3425 | 0 | 0 | 0
2674 | HE 2671 | 1.5499e-05 | 17.235 | -1.02 | 17.53 | 0.00026712 | -1.5809e-05 | 0.0002717
2675 | HE 2672 | 0.00011426 | 18.0725 | 0.9175 | 17.31 | 0.0020649 | 0.00010483 | 0.0019778
2676 | HE 2673 | 0.00025006 | 18.1525 | 14.225 | 18.6425 | 0.0045393 | 0.0035572 | 0.0046618
2677 | HE 2674 | 0.00039649 | 18.0825 | 15.9625 | 20.375 | 0.0071695 | 0.0063289 | 0.0080784
2678 | HE 2675 | 0.00051666 | 18.21 | 16.47 | 19.3875 | 0.0094084 | 0.0085094 | 0.010017
2679 | HE 2676 | 0.00057816 | 16.835 | 17.37 | 18.8525 | 0.0097334 | 0.010043 | 0.0109
2680 | HE 2677 | 0.00061608 | 16.6325 | 17.9275 | 25.21 | 0.010247 | 0.011045 | 0.015531
2681 | HE 2678 | 0.00061088 | 16.3175 | 19.58 | 24.2625 | 0.009968 | 0.011961 | 0.014821
2682 | HE 2679 | 0.0005472 | 15.1675 | 21.4675 | 33.88 | 0.0082996 | 0.011747 | 0.018539
2683 | HE 2680 | 0.00045442 | 14.1275 | 50.665 | 44.1575 | 0.0064198 | 0.023023 | 0.020066
2684 | HE 2681 | 0.0003264 | 13.2575 | 22.51 | 37.43 | 0.0043273 | 0.0073473 | 0.012217
2685 | HE 2682 | 0.00015901 | 16.6375 | 20.735 | 22.6075 | 0.0026456 | 0.0032971 | 0.0035949
2686 | HE 2683 | 2.2692e-05 | 15.2025 | 21.1425 | 19.9275 | 0.00034497 | 0.00047976 | 0.00045219
2687 | HE 2684 | 0 | 15.9 | 24.83 | 18.0525 | 0 | 0 | 0
2688 | HE 2685 | 0 | 53.9625 | 23.01 | 16.215 | 0 | 0 | 0
2689 | HE 2686 | 0 | 20.225 | 18.9375 | 13.28 | 0 | 0 | 0
2690 | HE 2687 | 0 | 20.15 | 17.2475 | 13.0175 | 0 | 0 | 0
2691 | HE 2688 | 0 | 19.205 | 15.14 | 11.0475 | 0 | 0 | 0
2692 | HE 2689 | 0 | 18.785 | 12.65 | 11.245 | 0 | 0 | 0
2693 | HE 2690 | 0 | 18.6325 | 2.1375 | 8.27 | 0 | 0 | 0
2694 | HE 2691 | 0 | 18.94 | 0.325 | 2.7475 | 0 | 0 | 0
2695 | HE 2692 | 0 | 18.99 | 0.245 | 2.685 | 0 | 0 | 0
2696 | HE 2693 | 0 | 18.475 | 0.9725 | 11.0275 | 0 | 0 | 0
2697 | HE 2694 | 0 | 18.2975 | 3.675 | 14.13 | 0 | 0 | 0
2698 | HE 2695 | 1.5499e-05 | 18.0375 | 15.6625 | 14.18 | 0.00027956 | 0.00024275 | 0.00021977
2699 | HE 2696 | 0.00011426 | 17.305 | 16.4275 | 15.19 | 0.0019772 | 0.0018769 | 0.0017355
2700 | HE 2697 | 0.00025006 | 17.895 | 18.185 | 17.1975 | 0.0044749 | 0.0045474 | 0.0043005
2701 | HE 2698 | 0.00039649 | 17.795 | 18.3575 | 18.825 | 0.0070555 | 0.0072785 | 0.0074639
2702 | HE 2699 | 0.00051666 | 18.8825 | 31.3875 | 18.4275 | 0.0097559 | 0.016217 | 0.0095208
2703 | HE 2700 | 0.00057816 | 19.58 | 36.6175 | 17.1525 | 0.01132 | 0.021171 | 0.0099169
2704 | HE 2701 | 0.00061608 | 19.8325 | 24.6 | 17.2825 | 0.012218 | 0.015156 | 0.010647
2705 | HE 2702 | 0.00061088 | 20.415 | 37.035 | 14.99 | 0.012471 | 0.022624 | 0.009157
2706 | HE 2703 | 0.0005472 | 20.0625 | 193.5875 | 13.6425 | 0.010978 | 0.10593 | 0.0074651
2707 | HE 2704 | 0.00045442 | 21.2075 | 96.65 | 17.5025 | 0.0096371 | 0.04392 | 0.0079535
2708 | HE 2705 | 0.0003264 | 24.095 | 157.7225 | 18.4375 | 0.0078646 | 0.051481 | 0.006018
2709 | HE 2706 | 0.00015901 | 26.095 | 26.61 | 18.8675 | 0.0041495 | 0.0042314 | 0.0030002
2710 | HE 2707 | 2.2692e-05 | 27.6475 | 33.21 | 17.8975 | 0.00062737 | 0.00075359 | 0.00040612
2711 | HE 2708 | 0 | 29.46 | 102.42 | 21.0575 | 0 | 0 | 0
2712 | HE 2709 | 0 | 61.125 | 176.44 | 68.7 | 0 | 0 | 0
2713 | HE 2710 | 0 | 25.9275 | 72.8175 | 20.2525 | 0 | 0 | 0
2714 | HE 2711 | 0 | 22.4225 | 34.455 | 18.8 | 0 | 0 | 0
2715 | HE 2712 | 0 | 19.4275 | 22.3 | 17.65 | 0 | 0 | 0
2716 | HE 2713 | 0 | 18.3325 | 19.165 | 17.1775 | 0 | 0 | 0
2717 | HE 2714 | 0 | 17.6425 | 19.295 | 16.68 | 0 | 0 | 0
2718 | HE 2715 | 0 | 17.665 | 17.5325 | 16.445 | 0 | 0 | 0
2719 | HE 2716 | 0 | 17.7325 | 18.705 | 16.5575 | 0 | 0 | 0
2720 | HE 2717 | 0 | 17.9775 | 20.0425 | 17.01 | 0 | 0 | 0
2721 | HE 2718 | 0 | 18.25 | 26.745 | 17.9875 | 0 | 0 | 0
2722 | HE 2719 | 1.5499e-05 | 19.9225 | 519.8925 | 18.4825 | 0.00030878 | 0.0080578 | 0.00028646
2723 | HE 2720 | 0.00011426 | 21.105 | 167.4925 | 16.8225 | 0.0024114 | 0.019137 | 0.0019221
2724 | HE 2721 | 0.00025006 | 21.42 | 24.8975 | 16.91 | 0.0053564 | 0.006226 | 0.0042286
2725 | HE 2722 | 0.00039649 | 20.7625 | 22.5575 | 17.715 | 0.008232 | 0.0089437 | 0.0070238
2726 | HE 2723 | 0.00051666 | 23.8525 | 21.13 | 18.4275 | 0.012324 | 0.010917 | 0.0095208
2727 | HE 2724 | 0.00057816 | 26.7875 | 50.625 | 18.8075 | 0.015488 | 0.029269 | 0.010874
2728 | HE 2725 | 0.00061608 | 27.9675 | 23.6375 | 19.355 | 0.01723 | 0.014563 | 0.011924
2729 | HE 2726 | 0.00061088 | 28.91 | 37.4525 | 21.0375 | 0.01766 | 0.022879 | 0.012851
2730 | HE 2727 | 0.0005472 | 34.2925 | 32.0225 | 20.1675 | 0.018765 | 0.017523 | 0.011036
2731 | HE 2728 | 0.00045442 | 46.8625 | 27.1 | 21.07 | 0.021295 | 0.012315 | 0.0095746
2732 | HE 2729 | 0.0003264 | 119.2425 | 26.0075 | 21.4225 | 0.038921 | 0.0084889 | 0.0069923
2733 | HE 2730 | 0.00015901 | 80.61 | 21.14 | 20.625 | 0.012818 | 0.0033615 | 0.0032797
2734 | HE 2731 | 2.2692e-05 | 54.425 | 20.31 | 19.9 | 0.001235 | 0.00046087 | 0.00045156
2735 | HE 2732 | 0 | 36.3325 | 21.3475 | 20.14 | 0 | 0 | 0
2736 | HE 2733 | 0 | 32.5775 | 24.215 | 23.0975 | 0 | 0 | 0
2737 | HE 2734 | 0 | 26.1 | 20.33 | 17.535 | 0 | 0 | 0
2738 | HE 2735 | 0 | 19.4875 | 21.975 | 16.0475 | 0 | 0 | 0
2739 | HE 2736 | 0 | 17.03 | 18.295 | 12.44 | 0 | 0 | 0
2740 | HE 2737 | 0 | 15.635 | 18.23 | 9.0975 | 0 | 0 | 0
2741 | HE 2738 | 0 | 13.855 | 17.04 | 7.4825 | 0 | 0 | 0
2742 | HE 2739 | 0 | 7.8 | 16.82 | 1.0575 | 0 | 0 | 0
2743 | HE 2740 | 0 | 5.8525 | 17.66 | 0.9 | 0 | 0 | 0
2744 | HE 2741 | 0 | 8.98 | 18.675 | -0.665 | 0 | 0 | 0
2745 | HE 2742 | 0 | 15.4875 | 19.02 | -0.84 | 0 | 0 | 0
2746 | HE 2743 | 1.5499e-05 | 19.5475 | 23.8475 | -0.2375 | 0.00030296 | 0.00036961 | -3.681e-06
2747 | HE 2744 | 0.00011426 | 28.1775 | 31.6725 | -0.1425 | 0.0032194 | 0.0036188 | -1.6281e-05
2748 | HE 2745 | 0.00025006 | 19.545 | 29.565 | 7.4925 | 0.0048875 | 0.0073932 | 0.0018736
2749 | HE 2746 | 0.00039649 | 20.7125 | 27.5625 | 10.0025 | 0.0082122 | 0.010928 | 0.0039659
2750 | HE 2747 | 0.00051666 | 21.3725 | 24.495 | 11.84 | 0.011042 | 0.012656 | 0.0061173
2751 | HE 2748 | 0.00057816 | 21.5325 | 23.2725 | 15.315 | 0.012449 | 0.013455 | 0.0088545
2752 | HE 2749 | 0.00061608 | 21.2075 | 23.8125 | 17.25 | 0.013066 | 0.01467 | 0.010627
2753 | HE 2750 | 0.00061088 | 29.25 | 24.045 | 16.8375 | 0.017868 | 0.014689 | 0.010286
2754 | HE 2751 | 0.0005472 | 34.025 | 23.3825 | 23.9475 | 0.018618 | 0.012795 | 0.013104
2755 | HE 2752 | 0.00045442 | 60.19 | 29.0775 | 34.845 | 0.027352 | 0.013213 | 0.015834
2756 | HE 2753 | 0.0003264 | 33.8 | 30.2375 | 58.7925 | 0.011032 | 0.0098695 | 0.01919
2757 | HE 2754 | 0.00015901 | 31.2075 | 26.9775 | 30.0175 | 0.0049624 | 0.0042898 | 0.0047732
2758 | HE 2755 | 2.2692e-05 | 25.0175 | 25.725 | 23.0725 | 0.00056769 | 0.00058374 | 0.00052355
2759 | HE 2756 | 0 | 22.9 | 33.0025 | 22.11 | 0 | 0 | 0
2760 | HE 2757 | 0 | 20.105 | 52.3775 | 20.49 | 0 | 0 | 0
2761 | HE 2758 | 0 | 19.755 | 23.31 | 17.0625 | 0 | 0 | 0
2762 | HE 2759 | 0 | 16.2225 | 26.2825 | 15.475 | 0 | 0 | 0
2763 | HE 2760 | 0 | 14.7675 | 21.0025 | 15.41 | 0 | 0 | 0
2764 | HE 2761 | 0 | 17.195 | 19.3775 | 12.74 | 0 | 0 | 0
2765 | HE 2762 | 0 | 17.6525 | 17.305 | 9.5375 | 0 | 0 | 0
2766 | HE 2763 | 0 | 17.6775 | 16.325 | 8.77 | 0 | 0 | 0
2767 | HE 2764 | 0 | 16.3325 | 16.2725 | 7.0225 | 0 | 0 | 0
2768 | HE 2765 | 0 | 13.625 | 16.7075 | 3.4275 | 0 | 0 | 0
2769 | HE 2766 | 0 | 14.7675 | 16.665 | 6.145 | 0 | 0 | 0
2770 | HE 2767 | 1.5499e-05 | 17.18 | 18.525 | 9.77 | 0.00026627 | 0.00028712 | 0.00015142
2771 | HE 2768 | 0.00011426 | 16.3025 | 18.08 | 11.2375 | 0.0018627 | 0.0020657 | 0.001284
2772 | HE 2769 | 0.00025006 | 16.085 | 18.6825 | 14.495 | 0.0040223 | 0.0046718 | 0.0036247
2773 | HE 2770 | 0.00039649 | 13.9625 | 20.2325 | 13.7975 | 0.0055359 | 0.0080219 | 0.0054705
2774 | HE 2771 | 0.00051666 | 14.3375 | 20.7475 | 15.995 | 0.0074077 | 0.010719 | 0.008264
2775 | HE 2772 | 0.00057816 | 14.86 | 38.365 | 18.0125 | 0.0085915 | 0.022181 | 0.010414
2776 | HE 2773 | 0.00061608 | 17.9 | 24.16 | 20.0925 | 0.011028 | 0.014885 | 0.012379
2777 | HE 2774 | 0.00061088 | 21.0025 | 30.755 | 20.7175 | 0.01283 | 0.018788 | 0.012656
2778 | HE 2775 | 0.0005472 | 24.8725 | 29.4925 | 19.84 | 0.01361 | 0.016138 | 0.010856
2779 | HE 2776 | 0.00045442 | 29.3275 | 137.23 | 19.3675 | 0.013327 | 0.06236 | 0.008801
2780 | HE 2777 | 0.0003264 | 28.1325 | 71.63 | 19.2975 | 0.0091825 | 0.02338 | 0.0062987
2781 | HE 2778 | 0.00015901 | 28.245 | 70.255 | 20.1875 | 0.0044913 | 0.011172 | 0.0032101
2782 | HE 2779 | 2.2692e-05 | 25 | 34.1925 | 20.135 | 0.00056729 | 0.00077588 | 0.0004569
2783 | HE 2780 | 0 | 29.4875 | 39.205 | 25.965 | 0 | 0 | 0
2784 | HE 2781 | 0 | 117.1325 | 31.135 | 20.315 | 0 | 0 | 0
2785 | HE 2782 | 0 | 23.6025 | 21.5625 | 17.9425 | 0 | 0 | 0
2786 | HE 2783 | 0 | 20.6375 | 19.3725 | 15.805 | 0 | 0 | 0
2787 | HE 2784 | 0 | 18.9175 | 19.2225 | 13.2825 | 0 | 0 | 0
2788 | HE 2785 | 0 | 18.7875 | 19.155 | 15.8425 | 0 | 0 | 0
2789 | HE 2786 | 0 | 18.1225 | 17.4425 | 12.985 | 0 | 0 | 0
2790 | HE 2787 | 0 | 17.6525 | 16.625 | 10.0125 | 0 | 0 | 0
2791 | HE 2788 | 0 | 16.9225 | 15.6325 | 5.495 | 0 | 0 | 0
2792 | HE 2789 | 0 | 16.5325 | 3.7025 | 2.0925 | 0 | 0 | 0
2793 | HE 2790 | 0 | 17.0925 | 11.35 | 1.535 | 0 | 0 | 0
2794 | HE 2791 | 1.5499e-05 | 18.59 | 16.1025 | 1.22 | 0.00028812 | 0.00024957 | 1.8909e-05
2795 | HE 2792 | 0.00011426 | 18.9725 | 17.4175 | -0.1825 | 0.0021677 | 0.0019901 | -2.0852e-05
2796 | HE 2793 | 0.00025006 | 19.0575 | 18.8875 | 6.605 | 0.0047656 | 0.0047231 | 0.0016517
2797 | HE 2794 | 0.00039649 | 19.815 | 18.2325 | 4.5875 | 0.0078564 | 0.0072289 | 0.0018189
2798 | HE 2795 | 0.00051666 | 18.8575 | 19.2725 | 7.56 | 0.009743 | 0.0099574 | 0.003906
2799 | HE 2796 | 0.00057816 | 18.99 | 20.295 | 11.5725 | 0.010979 | 0.011734 | 0.0066908
2800 | HE 2797 | 0.00061608 | 19.0825 | 21.5625 | 12.9725 | 0.011756 | 0.013284 | 0.0079921
2801 | HE 2798 | 0.00061088 | 19.345 | 24.86 | 16.49 | 0.011817 | 0.015186 | 0.010073
2802 | HE 2799 | 0.0005472 | 19.285 | 30.575 | 18.395 | 0.010553 | 0.016731 | 0.010066
2803 | HE 2800 | 0.00045442 | 20.055 | 30.6675 | 22.36 | 0.0091134 | 0.013936 | 0.010161
2804 | HE 2801 | 0.0003264 | 25.4225 | 31.51 | 20.04 | 0.0082979 | 0.010285 | 0.0065411
2805 | HE 2802 | 0.00015901 | 28.2475 | 27.5525 | 20.56 | 0.0044917 | 0.0043812 | 0.0032693
2806 | HE 2803 | 2.2692e-05 | 21.9375 | 37.3275 | 19.325 | 0.0004978 | 0.00084702 | 0.00043852
2807 | HE 2804 | 0 | 20.2 | 22.4425 | 19.075 | 0 | 0 | 0
2808 | HE 2805 | 0 | 20.53 | 20.155 | 18.145 | 0 | 0 | 0
2809 | HE 2806 | 0 | 20.0025 | 19.8 | 16.31 | 0 | 0 | 0
2810 | HE 2807 | 0 | 18.1125 | 20.0725 | 12.035 | 0 | 0 | 0
2811 | HE 2808 | 0 | 15.285 | 15.615 | 9.925 | 0 | 0 | 0
2812 | HE 2809 | 0 | 12.6925 | 15.665 | 4.5375 | 0 | 0 | 0
2813 | HE 2810 | 0 | 15.25 | 15.1925 | -0.2375 | 0 | 0 | 0
2814 | HE 2811 | 0 | 14.8175 | 16.8475 | -0.9675 | 0 | 0 | 0
2815 | HE 2812 | 0 | 16.2625 | 19.4125 | -1.0525 | 0 | 0 | 0
2816 | HE 2813 | 0 | 17.245 | 17.5625 | -1.475 | 0 | 0 | 0
2817 | HE 2814 | 0 | 18.7375 | 10.04 | -1.3825 | 0 | 0 | 0
2818 | HE 2815 | 1.5499e-05 | 20.96 | 12.5375 | 0.17 | 0.00032486 | 0.00019432 | 2.6348e-06
2819 | HE 2816 | 0.00011426 | 20.51 | 15.0475 | 4.1225 | 0.0023434 | 0.0017193 | 0.00047102
2820 | HE 2817 | 0.00025006 | 37.895 | 14.8725 | 10.9225 | 0.0094762 | 0.0037191 | 0.0027313
2821 | HE 2818 | 0.00039649 | 29.6375 | 18.085 | 11.17 | 0.011751 | 0.0071705 | 0.0044288
2822 | HE 2819 | 0.00051666 | 44.8525 | 23.28 | 11.7375 | 0.023174 | 0.012028 | 0.0060643
2823 | HE 2820 | 0.00057816 | 31.3025 | 29.2025 | 13.7275 | 0.018098 | 0.016884 | 0.0079367
2824 | HE 2821 | 0.00061608 | 28.35 | 27.4075 | 16.3325 | 0.017466 | 0.016885 | 0.010062
2825 | HE 2822 | 0.00061088 | 48.195 | 26.0225 | 20.3375 | 0.029441 | 0.015897 | 0.012424
2826 | HE 2823 | 0.0005472 | 40.86 | 34.7375 | 60.255 | 0.022358 | 0.019008 | 0.032971
2827 | HE 2824 | 0.00045442 | 32.7 | 29.0075 | 461.1675 | 0.01486 | 0.013182 | 0.20956
2828 | HE 2825 | 0.0003264 | 42.7975 | 74.545 | 1062.47 | 0.013969 | 0.024332 | 0.34679
2829 | HE 2826 | 0.00015901 | 34.0725 | 51.2025 | 335.7875 | 0.005418 | 0.0081419 | 0.053395
2830 | HE 2827 | 2.2692e-05 | 27.255 | 21.72 | 67.295 | 0.00061846 | 0.00049286 | 0.001527
2831 | HE 2828 | 0 | 26.5 | 23.6575 | 21.6825 | 0 | 0 | 0
2832 | HE 2829 | 0 | 28.1525 | 19.9825 | 20.1375 | 0 | 0 | 0
2833 | HE 2830 | 0 | 25.0275 | 17.8075 | 19.97 | 0 | 0 | 0
2834 | HE 2831 | 0 | 21.7525 | 18.5875 | 16.7975 | 0 | 0 | 0
2835 | HE 2832 | 0 | 20.98 | 18.1175 | 17.53 | 0 | 0 | 0
2836 | HE 2833 | 0 | 19.1025 | 15.83 | 17.815 | 0 | 0 | 0
2837 | HE 2834 | 0 | 18.17 | 13.98 | 18.23 | 0 | 0 | 0
2838 | HE 2835 | 0 | 17.3 | 12.9375 | 17.605 | 0 | 0 | 0
2839 | HE 2836 | 0 | 16.9475 | 7.595 | 13.785 | 0 | 0 | 0
2840 | HE 2837 | 0 | 16.765 | 9.5725 | 1.6475 | 0 | 0 | 0
2841 | HE 2838 | 0 | 17.1275 | 15.13 | 0.11 | 0 | 0 | 0
2842 | HE 2839 | 1.5499e-05 | 18.005 | 15.9325 | 2.35 | 0.00027906 | 0.00024694 | 3.6422e-05
2843 | HE 2840 | 0.00011426 | 17.75 | 14.89 | 8.765 | 0.002028 | 0.0017013 | 0.0010015
2844 | HE 2841 | 0.00025006 | 18.6375 | 16.2825 | 12.4275 | 0.0046606 | 0.0040717 | 0.0031077
2845 | HE 2842 | 0.00039649 | 19.8475 | 16.2375 | 9.6725 | 0.0078693 | 0.0064379 | 0.003835
2846 | HE 2843 | 0.00051666 | 20.42 | 17.2775 | 13.83 | 0.01055 | 0.0089266 | 0.0071455
2847 | HE 2844 | 0.00057816 | 29.1975 | 17.76 | 17.2675 | 0.016881 | 0.010268 | 0.0099834
2848 | HE 2845 | 0.00061608 | 34.6875 | 18.2175 | 18.51 | 0.02137 | 0.011223 | 0.011404
2849 | HE 2846 | 0.00061088 | 36.0525 | 21.3075 | 18.355 | 0.022024 | 0.013016 | 0.011213
2850 | HE 2847 | 0.0005472 | 56.9875 | 29.16 | 19.2 | 0.031183 | 0.015956 | 0.010506
2851 | HE 2848 | 0.00045442 | 56.695 | 29.3 | 20.625 | 0.025763 | 0.013314 | 0.0093724
2852 | HE 2849 | 0.0003264 | 62.8825 | 31.73 | 22.045 | 0.020525 | 0.010357 | 0.0071955
2853 | HE 2850 | 0.00015901 | 126.0575 | 34.405 | 22.9775 | 0.020045 | 0.0054709 | 0.0036537
2854 | HE 2851 | 2.2692e-05 | 37.04 | 27.885 | 23.5725 | 0.0008405 | 0.00063276 | 0.0005349
2855 | HE 2852 | 0 | 26.255 | 23.79 | 23.3075 | 0 | 0 | 0
2856 | HE 2853 | 0 | 22.785 | 22.72 | 19.9575 | 0 | 0 | 0
2857 | HE 2854 | 0 | 19.65 | 22.4975 | 17.89 | 0 | 0 | 0
2858 | HE 2855 | 0 | 19.3125 | 17.745 | 15.9325 | 0 | 0 | 0
2859 | HE 2856 | 0 | 17.98 | 13.935 | 16.585 | 0 | 0 | 0
2860 | HE 2857 | 0 | 15.8625 | 10.1 | 16.515 | 0 | 0 | 0
2861 | HE 2858 | 0 | 12.1575 | 8.58 | 16.08 | 0 | 0 | 0
2862 | HE 2859 | 0 | 8.0225 | 8.725 | 15.2725 | 0 | 0 | 0
2863 | HE 2860 | 0 | 6.3775 | 8.64 | 14.3875 | 0 | 0 | 0
2864 | HE 2861 | 0 | 7.4575 | 9.455 | 14.5725 | 0 | 0 | 0
2865 | HE 2862 | 0 | 12.8375 | 13.9825 | 12.155 | 0 | 0 | 0
2866 | HE 2863 | 1.5499e-05 | 13.58 | 17.7475 | 11.765 | 0.00021047 | 0.00027507 | 0.00018234
2867 | HE 2864 | 0.00011426 | 11.4 | 18.1075 | 13.9925 | 0.0013025 | 0.0020689 | 0.0015987
2868 | HE 2865 | 0.00025006 | 17.34 | 18.37 | 14.87 | 0.0043361 | 0.0045937 | 0.0037185
2869 | HE 2866 | 0.00039649 | 17.4975 | 18.495 | 13.25 | 0.0069375 | 0.007333 | 0.0052534
2870 | HE 2867 | 0.00051666 | 16.62 | 20.6 | 13.765 | 0.0085869 | 0.010643 | 0.0071119
2871 | HE 2868 | 0.00057816 | 16.1025 | 15.8375 | 12.595 | 0.0093099 | 0.0091566 | 0.0072819
2872 | HE 2869 | 0.00061608 | 16.3275 | 63.1175 | 11.425 | 0.010059 | 0.038886 | 0.0070387
2873 | HE 2870 | 0.00061088 | 17.7125 | 62.8675 | 12.84 | 0.01082 | 0.038404 | 0.0078437
2874 | HE 2871 | 0.0005472 | 24.455 | 32.4875 | 13.8525 | 0.013382 | 0.017777 | 0.00758
2875 | HE 2872 | 0.00045442 | 32.2275 | 42.4575 | 16.9025 | 0.014645 | 0.019294 | 0.0076808
2876 | HE 2873 | 0.0003264 | 36.3875 | 31.2625 | 17.7775 | 0.011877 | 0.010204 | 0.0058026
2877 | HE 2874 | 0.00015901 | 26.095 | 28.54 | 18.195 | 0.0041495 | 0.0045382 | 0.0028933
2878 | HE 2875 | 2.2692e-05 | 20.1675 | 26.6475 | 18.685 | 0.00045763 | 0.00060468 | 0.00042399
2879 | HE 2876 | 0 | 18.4875 | 31.505 | 22.185 | 0 | 0 | 0
2880 | HE 2877 | 0 | 20.7475 | 55.285 | 30.8825 | 0 | 0 | 0
2881 | HE 2878 | 0 | 20.015 | 43.615 | 20.4425 | 0 | 0 | 0
2882 | HE 2879 | 0 | 17.42 | 35.45 | 20.75 | 0 | 0 | 0
2883 | HE 2880 | 0 | 10.7775 | 26.7075 | 18.8 | 0 | 0 | 0
2884 | HE 2881 | 0 | 8.2775 | 27.2525 | 17.9275 | 0 | 0 | 0
2885 | HE 2882 | 0 | 2.5475 | 22.6575 | 16.775 | 0 | 0 | 0
2886 | HE 2883 | 0 | -1.155 | 20.335 | 15.865 | 0 | 0 | 0
2887 | HE 2884 | 0 | -3.86 | 20.08 | 15.0025 | 0 | 0 | 0
2888 | HE 2885 | 0 | -0.0475 | 19.9375 | 14.0925 | 0 | 0 | 0
2889 | HE 2886 | 0 | 13.38 | 30.7 | 13.32 | 0 | 0 | 0
2890 | HE 2887 | 1.5499e-05 | 17.19 | 165.89 | 12.6525 | 0.00026643 | 0.0025711 | 0.0001961
2891 | HE 2888 | 0.00011426 | 16.2575 | 55.7625 | 11.8475 | 0.0018575 | 0.0063712 | 0.0013536
2892 | HE 2889 | 0.00025006 | 14.3725 | 37.29 | 12.035 | 0.003594 | 0.0093249 | 0.0030095
2893 | HE 2890 | 0.00039649 | 10.12 | 83.3875 | 14.1675 | 0.0040124 | 0.033062 | 0.0056172
2894 | HE 2891 | 0.00051666 | 11.9425 | 43.5625 | 13.31 | 0.0061702 | 0.022507 | 0.0068768
2895 | HE 2892 | 0.00057816 | 13.8525 | 22.9125 | 13.6475 | 0.008009 | 0.013247 | 0.0078905
2896 | HE 2893 | 0.00061608 | 17.1625 | 19.1225 | 15.085 | 0.010574 | 0.011781 | 0.0092936
2897 | HE 2894 | 0.00061088 | 16.05 | 24.0675 | 16.655 | 0.0098046 | 0.014702 | 0.010174
2898 | HE 2895 | 0.0005472 | 17.845 | 23.81 | 17.66 | 0.0097647 | 0.013029 | 0.0096635
2899 | HE 2896 | 0.00045442 | 21.0625 | 24.7625 | 18.6175 | 0.0095712 | 0.011253 | 0.0084602
2900 | HE 2897 | 0.0003264 | 19.88 | 24.6925 | 19.0675 | 0.0064888 | 0.0080596 | 0.0062236
2901 | HE 2898 | 0.00015901 | 16.5 | 25.095 | 18.99 | 0.0026237 | 0.0039904 | 0.0030197
2902 | HE 2899 | 2.2692e-05 | 16.1 | 22.9775 | 17.9775 | 0.00036534 | 0.0005214 | 0.00040794
2903 | HE 2900 | 0 | 15.6575 | 30.795 | 17.485 | 0 | 0 | 0
2904 | HE 2901 | 0 | 17.19 | 75.085 | 15.0975 | 0 | 0 | 0
2905 | HE 2902 | 0 | 17.8325 | 29.9125 | 11.625 | 0 | 0 | 0
2906 | HE 2903 | 0 | 14.0975 | 25.065 | 13.565 | 0 | 0 | 0
2907 | HE 2904 | 0 | 10.08 | 23.2525 | 12.0625 | 0 | 0 | 0
2908 | HE 2905 | 0 | 8.81 | 18.9125 | 14.3675 | 0 | 0 | 0
2909 | HE 2906 | 0 | 5.0725 | 18.1075 | -0.1225 | 0 | 0 | 0
2910 | HE 2907 | 0 | 3.8375 | 17.71 | -3.5525 | 0 | 0 | 0
2911 | HE 2908 | 0 | 8.5 | 17.9675 | -5.8725 | 0 | 0 | 0
2912 | HE 2909 | 0 | 13.2225 | 18.4575 | -2.2325 | 0 | 0 | 0
2913 | HE 2910 | 0 | 18.295 | 19.2 | -0.69 | 0 | 0 | 0
2914 | HE 2911 | 3.836e-05 | 20.6225 | 25.5075 | 3.89 | 0.00079109 | 0.00097848 | 0.00014922
2915 | HE 2912 | 0.00014345 | 19.81 | 26.985 | 3.38 | 0.0028417 | 0.0038709 | 0.00048485
2916 | HE 2913 | 0.00027598 | 19.245 | 26.6375 | 14.25 | 0.0053111 | 0.0073513 | 0.0039326
2917 | HE 2914 | 0.00040848 | 19.955 | 28.715 | 15.4225 | 0.0081513 | 0.01173 | 0.0062998
2918 | HE 2915 | 0.00050054 | 17.6525 | 43.705 | 15.7325 | 0.0088357 | 0.021876 | 0.0078747
2919 | HE 2916 | 0.00058023 | 16.515 | 66.07 | 16.645 | 0.0095825 | 0.038336 | 0.0096579
2920 | HE 2917 | 0.00060689 | 16.895 | 54.82 | 16.9 | 0.010253 | 0.03327 | 0.010256
2921 | HE 2918 | 0.00058876 | 16.6875 | 202.0325 | 17.5625 | 0.0098249 | 0.11895 | 0.01034
2922 | HE 2919 | 0.00054901 | 18.93 | 37.955 | 18.1825 | 0.010393 | 0.020838 | 0.0099824
2923 | HE 2920 | 0.00043571 | 19.7325 | 34.42 | 18.69 | 0.0085977 | 0.014997 | 0.0081435
2924 | HE 2921 | 0.00030393 | 19.0325 | 26.3275 | 18.425 | 0.0057846 | 0.0080017 | 0.0055999
2925 | HE 2922 | 0.00016608 | 18.745 | 24.8775 | 17.0275 | 0.0031132 | 0.0041317 | 0.002828
2926 | HE 2923 | 4.0266e-05 | 19.145 | 25.355 | 14.8525 | 0.0007709 | 0.001021 | 0.00059806
2927 | HE 2924 | 0 | 43.9175 | 43.075 | 14.435 | 0 | 0 | 0
2928 | HE 2925 | 0 | 28.6075 | 29.0525 | 13.845 | 0 | 0 | 0
2929 | HE 2926 | 0 | 20.205 | 22.4275 | 11.03 | 0 | 0 | 0
2930 | HE 2927 | 0 | 17.96 | 18 | 12.865 | 0 | 0 | 0
2931 | HE 2928 | 0 | 14.685 | 16.465 | 15.145 | 0 | 0 | 0
2932 | HE 2929 | 0 | 13.87 | 15.95 | 13.47 | 0 | 0 | 0
2933 | HE 2930 | 0 | 11.0575 | 11.27 | 8.26 | 0 | 0 | 0
2934 | HE 2931 | 0 | 7.8 | 2.0875 | 1.18 | 0 | 0 | 0
2935 | HE 2932 | 0 | 8.27 | 2.6125 | -0.85 | 0 | 0 | 0
2936 | HE 2933 | 0 | 10.185 | 10.8425 | -0.67 | 0 | 0 | 0
2937 | HE 2934 | 0 | 13.005 | 16.0425 | -0.64 | 0 | 0 | 0
2938 | HE 2935 | 3.836e-05 | 15.0775 | 20.2775 | -0.04 | 0.00057838 | 0.00077785 | -1.5344e-06
2939 | HE 2936 | 0.00014345 | 16.3425 | 24.965 | 4.3025 | 0.0023443 | 0.0035812 | 0.00061718
2940 | HE 2937 | 0.00027598 | 15.28 | 21.5975 | 8.1475 | 0.0042169 | 0.0059604 | 0.0022485
2941 | HE 2938 | 0.00040848 | 14.3375 | 17.4825 | 7.6425 | 0.0058566 | 0.0071413 | 0.0031218
2942 | HE 2939 | 0.00050054 | 14.415 | 19.395 | 12.2325 | 0.0072153 | 0.0097079 | 0.0061228
2943 | HE 2940 | 0.00058023 | 15.7575 | 22.55 | 14.255 | 0.009143 | 0.013084 | 0.0082712
2944 | HE 2941 | 0.00060689 | 18.6425 | 27.005 | 17.0675 | 0.011314 | 0.016389 | 0.010358
2945 | HE 2942 | 0.00058876 | 27.4675 | 28.4675 | 18.3225 | 0.016172 | 0.01676 | 0.010788
2946 | HE 2943 | 0.00054901 | 30.8175 | 31.7125 | 19.48 | 0.016919 | 0.017411 | 0.010695
2947 | HE 2944 | 0.00043571 | 32.3325 | 27.115 | 22.2575 | 0.014088 | 0.011814 | 0.0096979
2948 | HE 2945 | 0.00030393 | 31.8975 | 29.7625 | 24.23 | 0.0096946 | 0.0090457 | 0.0073642
2949 | HE 2946 | 0.00016608 | 28.685 | 26.26 | 33.36 | 0.0047641 | 0.0043613 | 0.0055405
2950 | HE 2947 | 4.0266e-05 | 23.575 | 25.155 | 19.4 | 0.00094928 | 0.0010129 | 0.00078117
2951 | HE 2948 | 0 | 40.8175 | 25.575 | 19.1 | 0 | 0 | 0
2952 | HE 2949 | 0 | 41.565 | 25.4325 | 18.435 | 0 | 0 | 0
2953 | HE 2950 | 0 | 22.105 | 22.0525 | 14.8625 | 0 | 0 | 0
2954 | HE 2951 | 0 | 28.91 | 22.0525 | 13.7575 | 0 | 0 | 0
2955 | HE 2952 | 0 | 26.585 | 17.91 | 12.145 | 0 | 0 | 0
2956 | HE 2953 | 0 | 19.48 | 16.8225 | 11.2375 | 0 | 0 | 0
2957 | HE 2954 | 0 | 18.4075 | 15.865 | 10.6275 | 0 | 0 | 0
2958 | HE 2955 | 0 | 16.965 | 15.01 | 10.0775 | 0 | 0 | 0
2959 | HE 2956 | 0 | 17.7225 | 13.9575 | 2.735 | 0 | 0 | 0
2960 | HE 2957 | 0 | 18.15 | 15.5875 | 1.1425 | 0 | 0 | 0
2961 | HE 2958 | 0 | 19.525 | 16.54 | 3.075 | 0 | 0 | 0
2962 | HE 2959 | 3.836e-05 | 22.0425 | 18.7125 | 1.895 | 0.00084556 | 0.00071782 | 7.2693e-05
2963 | HE 2960 | 0.00014345 | 20.515 | 21.5575 | 3.6425 | 0.0029428 | 0.0030924 | 0.00052251
2964 | HE 2961 | 0.00027598 | 31.3775 | 24.3425 | 9.045 | 0.0086594 | 0.0067179 | 0.0024962
2965 | HE 2962 | 0.00040848 | 22.0425 | 31.2575 | 11.365 | 0.009004 | 0.012768 | 0.0046424
2966 | HE 2963 | 0.00050054 | 25.425 | 22.2075 | 15.4775 | 0.012726 | 0.011116 | 0.0077471
2967 | HE 2964 | 0.00058023 | 30.09 | 21.5575 | 16.9325 | 0.017459 | 0.012508 | 0.0098247
2968 | HE 2965 | 0.00060689 | 36.0975 | 23.2425 | 18.5675 | 0.021907 | 0.014106 | 0.011268
2969 | HE 2966 | 0.00058876 | 39.3275 | 24.1425 | 19.7325 | 0.023154 | 0.014214 | 0.011618
2970 | HE 2967 | 0.00054901 | 53.8475 | 27.675 | 24.6825 | 0.029563 | 0.015194 | 0.013551
2971 | HE 2968 | 0.00043571 | 46.65 | 28.0375 | 30.5925 | 0.020326 | 0.012216 | 0.01333
2972 | HE 2969 | 0.00030393 | 49.9625 | 27.145 | 32.35 | 0.015185 | 0.0082502 | 0.0098322
2973 | HE 2970 | 0.00016608 | 42.32 | 30.1025 | 26.0225 | 0.0070286 | 0.0049995 | 0.0043219
2974 | HE 2971 | 4.0266e-05 | 33.91 | 26.7575 | 20.1575 | 0.0013654 | 0.0010774 | 0.00081167
2975 | HE 2972 | 0 | 30.06 | 20.8075 | 18.83 | 0 | 0 | 0
2976 | HE 2973 | 0 | 31.7225 | 21.875 | 17.945 | 0 | 0 | 0
2977 | HE 2974 | 0 | 24.9525 | 14.4475 | 16.2825 | 0 | 0 | 0
2978 | HE 2975 | 0 | 22.04 | 13.8975 | 13.3 | 0 | 0 | 0
2979 | HE 2976 | 0 | 19.03 | 19.4725 | 11.9575 | 0 | 0 | 0
2980 | HE 2977 | 0 | 18.1325 | 20.9775 | 13.22 | 0 | 0 | 0
2981 | HE 2978 | 0 | 17.08 | 19.72 | 13.0975 | 0 | 0 | 0
2982 | HE 2979 | 0 | 15.295 | 19.4225 | 12.415 | 0 | 0 | 0
2983 | HE 2980 | 0 | 8.3725 | 18.8925 | 11.3025 | 0 | 0 | 0
2984 | HE 2981 | 0 | 9.9975 | 19.06 | 9.18 | 0 | 0 | 0
2985 | HE 2982 | 0 | 14.89 | 20.4725 | 11.12 | 0 | 0 | 0
2986 | HE 2983 | 3.836e-05 | 17.5625 | 20.4125 | 8.99 | 0.0006737 | 0.00078303 | 0.00034486
2987 | HE 2984 | 0.00014345 | 17.63 | 20.23 | 3.6975 | 0.002529 | 0.0029019 | 0.0005304
2988 | HE 2985 | 0.00027598 | 17.175 | 24.0275 | 10.7625 | 0.0047399 | 0.006631 | 0.0029702
2989 | HE 2986 | 0.00040848 | 14.915 | 26.0875 | 10.895 | 0.0060925 | 0.010656 | 0.0044504
2990 | HE 2987 | 0.00050054 | 14.61 | 34.045 | 12.755 | 0.0073129 | 0.017041 | 0.0063844
2991 | HE 2988 | 0.00058023 | 15.24 | 40.7125 | 15.765 | 0.0088427 | 0.023623 | 0.0091473
2992 | HE 2989 | 0.00060689 | 18.88 | 69.6525 | 18.3775 | 0.011458 | 0.042271 | 0.011153
2993 | HE 2990 | 0.00058876 | 26.3325 | 78.41 | 21.0125 | 0.015503 | 0.046165 | 0.012371
2994 | HE 2991 | 0.00054901 | 26.2325 | 113.995 | 22.07 | 0.014402 | 0.062585 | 0.012117
2995 | HE 2992 | 0.00043571 | 26.0775 | 81.56 | 34.1175 | 0.011362 | 0.035537 | 0.014865
2996 | HE 2993 | 0.00030393 | 22.56 | 130.4825 | 54.245 | 0.0068567 | 0.039658 | 0.016487
2997 | HE 2994 | 0.00016608 | 20.6525 | 64.7 | 23.5325 | 0.00343 | 0.010746 | 0.0039083
2998 | HE 2995 | 4.0266e-05 | 20.145 | 34.7175 | 21.77 | 0.00081117 | 0.001398 | 0.0008766
2999 | HE 2996 | 0 | 21.1825 | 26.8725 | 21.015 | 0 | 0 | 0
3000 | HE 2997 | 0 | 24.2825 | 26.3875 | 21.57 | 0 | 0 | 0
3001 | HE 2998 | 0 | 24.4525 | 23.2725 | 17.915 | 0 | 0 | 0
3002 | HE 2999 | 0 | 20.695 | 20.5725 | 17.4625 | 0 | 0 | 0
3003 | HE 3000 | 0 | 18.295 | 18.9175 | 13.73 | 0 | 0 | 0
3004 | HE 3001 | 0 | 16.9625 | 18.25 | 14.79 | 0 | 0 | 0
3005 | HE 3002 | 0 | 15.9 | 17.6325 | 13.5125 | 0 | 0 | 0
3006 | HE 3003 | 0 | 22.81 | 17.7725 | 10.9525 | 0 | 0 | 0
3007 | HE 3004 | 0 | 22.4825 | 17.18 | 10.9425 | 0 | 0 | 0
3008 | HE 3005 | 0 | 22.46 | 17.165 | 11.315 | 0 | 0 | 0
3009 | HE 3006 | 0 | 22.4725 | 16.725 | 11.48 | 0 | 0 | 0
3010 | HE 3007 | 3.836e-05 | 22.2725 | 16.61 | 12.5575 | 0.00085438 | 0.00063716 | 0.00048171
3011 | HE 3008 | 0.00014345 | 19.48 | 17.2975 | 12.4525 | 0.0027944 | 0.0024813 | 0.0017863
3012 | HE 3009 | 0.00027598 | 18.16 | 19.095 | 11.6525 | 0.0050117 | 0.0052697 | 0.0032158
3013 | HE 3010 | 0.00040848 | 19.27 | 18.825 | 12.2275 | 0.0078715 | 0.0076897 | 0.0049947
3014 | HE 3011 | 0.00050054 | 23.03 | 19.7675 | 13.6775 | 0.011527 | 0.0098944 | 0.0068461
3015 | HE 3012 | 0.00058023 | 25.16 | 21.05 | 18.5075 | 0.014599 | 0.012214 | 0.010739
3016 | HE 3013 | 0.00060689 | 23.865 | 23.9025 | 15.6725 | 0.014483 | 0.014506 | 0.0095114
3017 | HE 3014 | 0.00058876 | 22.3325 | 26.9525 | 15.81 | 0.013148 | 0.015869 | 0.0093083
3018 | HE 3015 | 0.00054901 | 24.5375 | 25.87 | 18.4475 | 0.013471 | 0.014203 | 0.010128
3019 | HE 3016 | 0.00043571 | 39.06 | 30.505 | 17.265 | 0.017019 | 0.013291 | 0.0075226
3020 | HE 3017 | 0.00030393 | 212.32 | 36.54 | 18.8375 | 0.064531 | 0.011106 | 0.0057253
3021 | HE 3018 | 0.00016608 | 171.2075 | 34.4575 | 19.0525 | 0.028435 | 0.0057228 | 0.0031643
3022 | HE 3019 | 4.0266e-05 | 37.47 | 24.825 | 18.9125 | 0.0015088 | 0.00099962 | 0.00076154
3023 | HE 3020 | 0 | 28.795 | 22.5675 | 19.1425 | 0 | 0 | 0
3024 | HE 3021 | 0 | 25.4925 | 21.0875 | 19.7725 | 0 | 0 | 0
3025 | HE 3022 | 0 | 21.0825 | 18.67 | 17.94 | 0 | 0 | 0
3026 | HE 3023 | 0 | 21.95 | 20.78 | 17.3025 | 0 | 0 | 0
3027 | HE 3024 | 0 | 20.415 | 18.055 | 15.92 | 0 | 0 | 0
3028 | HE 3025 | 0 | 18.6425 | 17.0175 | 14.76 | 0 | 0 | 0
3029 | HE 3026 | 0 | 7.47 | 15.915 | 13.6 | 0 | 0 | 0
3030 | HE 3027 | 0 | -1.3 | 16.7875 | 12.845 | 0 | 0 | 0
3031 | HE 3028 | 0 | -4.205 | 16.2175 | 10.77 | 0 | 0 | 0
3032 | HE 3029 | 0 | -1.76 | 15.0075 | 9.79 | 0 | 0 | 0
3033 | HE 3030 | 0 | -0.5025 | 15.8775 | 11.9075 | 0 | 0 | 0
3034 | HE 3031 | 3.836e-05 | 2.94 | 20.595 | 13.275 | 0.00011278 | 0.00079003 | 0.00050923
3035 | HE 3032 | 0.00014345 | 10.96 | 23.265 | 13.1475 | 0.0015722 | 0.0033373 | 0.001886
3036 | HE 3033 | 0.00027598 | 16.12 | 22.1675 | 13.9875 | 0.0044487 | 0.0061177 | 0.0038602
3037 | HE 3034 | 0.00040848 | 21.0725 | 23.6875 | 13.7275 | 0.0086078 | 0.009676 | 0.0056075
3038 | HE 3035 | 0.00050054 | 19.99 | 49.4025 | 14.925 | 0.010006 | 0.024728 | 0.0074705
3039 | HE 3036 | 0.00058023 | 19.9175 | 30.265 | 16.96 | 0.011557 | 0.017561 | 0.0098407
3040 | HE 3037 | 0.00060689 | 24.5375 | 33.4175 | 18.7425 | 0.014891 | 0.020281 | 0.011375
3041 | HE 3038 | 0.00058876 | 28.23 | 35.515 | 20.09 | 0.016621 | 0.02091 | 0.011828
3042 | HE 3039 | 0.00054901 | 28.46 | 26.645 | 20.375 | 0.015625 | 0.014628 | 0.011186
3043 | HE 3040 | 0.00043571 | 30.1975 | 26.7075 | 20.8725 | 0.013157 | 0.011637 | 0.0090944
3044 | HE 3041 | 0.00030393 | 43.735 | 24.9875 | 21.02 | 0.013292 | 0.0075945 | 0.0063886
3045 | HE 3042 | 0.00016608 | 53.4025 | 22.6625 | 20.225 | 0.0088692 | 0.0037638 | 0.003359
3046 | HE 3043 | 4.0266e-05 | 34.105 | 20.905 | 18.8925 | 0.0013733 | 0.00084177 | 0.00076073
3047 | HE 3044 | 0 | 33.52 | 20.185 | 17.595 | 0 | 0 | 0
3048 | HE 3045 | 0 | 25.885 | 30.2875 | 17.605 | 0 | 0 | 0
3049 | HE 3046 | 0 | 20.83 | 19.505 | 15.965 | 0 | 0 | 0
3050 | HE 3047 | 0 | 22.0025 | 14.9175 | 16.94 | 0 | 0 | 0
3051 | HE 3048 | 0 | 18.37 | 14.7875 | 13.975 | 0 | 0 | 0
3052 | HE 3049 | 0 | 9.2875 | 14.665 | 13.1425 | 0 | 0 | 0
3053 | HE 3050 | 0 | 4.375 | 10.77 | 11.135 | 0 | 0 | 0
3054 | HE 3051 | 0 | -1.2675 | 9.6125 | 10.375 | 0 | 0 | 0
3055 | HE 3052 | 0 | -3.7125 | 12.2825 | 9.28 | 0 | 0 | 0
3056 | HE 3053 | 0 | 2.9275 | 14.345 | 9.8075 | 0 | 0 | 0
3057 | HE 3054 | 0 | 3.785 | 13.76 | 11.7925 | 0 | 0 | 0
3058 | HE 3055 | 3.836e-05 | 12.2425 | 96.2175 | 12.71 | 0.00046963 | 0.0036909 | 0.00048756
3059 | HE 3056 | 0.00014345 | 14.39 | 24.7025 | 12.68 | 0.0020642 | 0.0035435 | 0.0018189
3060 | HE 3057 | 0.00027598 | 15.2325 | 74.245 | 14.9825 | 0.0042038 | 0.02049 | 0.0041348
3061 | HE 3058 | 0.00040848 | 17.43 | 24.55 | 13.1075 | 0.0071199 | 0.010028 | 0.0053542
3062 | HE 3059 | 0.00050054 | 18.5725 | 47.725 | 11.32 | 0.0092962 | 0.023888 | 0.0056661
3063 | HE 3060 | 0.00058023 | 21.3425 | 40.0075 | 11.6825 | 0.012384 | 0.023214 | 0.0067785
3064 | HE 3061 | 0.00060689 | 21.1775 | 33.815 | 14.495 | 0.012852 | 0.020522 | 0.0087968
3065 | HE 3062 | 0.00058876 | 26.5925 | 28.0425 | 16.2475 | 0.015657 | 0.01651 | 0.0095659
3066 | HE 3063 | 0.00054901 | 28.34 | 22.1275 | 15.4175 | 0.015559 | 0.012148 | 0.0084644
3067 | HE 3064 | 0.00043571 | 41.2375 | 35.185 | 14.745 | 0.017968 | 0.015331 | 0.0064246
3068 | HE 3065 | 0.00030393 | 73.79 | 28.5725 | 15.2125 | 0.022427 | 0.0086841 | 0.0046235
3069 | HE 3066 | 0.00016608 | 108.0325 | 25.08 | 14.36 | 0.017942 | 0.0041653 | 0.0023849
3070 | HE 3067 | 4.0266e-05 | 60.19 | 27.7325 | 13.4275 | 0.0024236 | 0.0011167 | 0.00054068
3071 | HE 3068 | 0 | 25.4775 | 38.0625 | 12.19 | 0 | 0 | 0
3072 | HE 3069 | 0 | 24.9 | 24.4125 | 16.6375 | 0 | 0 | 0
3073 | HE 3070 | 0 | 22.6975 | 19.4375 | 13.885 | 0 | 0 | 0
3074 | HE 3071 | 0 | 22.4075 | 18.1125 | 13.98 | 0 | 0 | 0
3075 | HE 3072 | 0 | 24.78 | 13.135 | 13.9225 | 0 | 0 | 0
3076 | HE 3073 | 0 | 22.425 | 12.6175 | 16.15 | 0 | 0 | 0
3077 | HE 3074 | 0 | 19.8125 | 14.2875 | 15.035 | 0 | 0 | 0
3078 | HE 3075 | 0 | 16.5825 | 13.82 | 16.32 | 0 | 0 | 0
3079 | HE 3076 | 0 | 16.1875 | 12.36 | 13.8625 | 0 | 0 | 0
3080 | HE 3077 | 0 | 18.3575 | 15.115 | 11.84 | 0 | 0 | 0
3081 | HE 3078 | 0 | 20.0475 | 17.6475 | 13.1375 | 0 | 0 | 0
3082 | HE 3079 | 3.836e-05 | 20.4725 | 29.3825 | 12.91 | 0.00078533 | 0.0011271 | 0.00049523
3083 | HE 3080 | 0.00014345 | 19.2375 | 20.3225 | 11.5075 | 0.0027596 | 0.0029152 | 0.0016507
3084 | HE 3081 | 0.00027598 | 20.1475 | 19.76 | 11.395 | 0.0055602 | 0.0054533 | 0.0031447
3085 | HE 3082 | 0.00040848 | 20.5325 | 21.02 | 12.105 | 0.0083872 | 0.0085863 | 0.0049447
3086 | HE 3083 | 0.00050054 | 23.6975 | 21.2675 | 19.3275 | 0.011862 | 0.010645 | 0.0096742
3087 | HE 3084 | 0.00058023 | 25.5475 | 20.8475 | 110.0425 | 0.014823 | 0.012096 | 0.06385
3088 | HE 3085 | 0.00060689 | 22.63 | 29.405 | 227.1525 | 0.013734 | 0.017845 | 0.13786
3089 | HE 3086 | 0.00058876 | 24.6325 | 24.31 | 343.8725 | 0.014503 | 0.014313 | 0.20246
3090 | HE 3087 | 0.00054901 | 40.015 | 20.7875 | 357.3575 | 0.021969 | 0.011413 | 0.19619
3091 | HE 3088 | 0.00043571 | 47.895 | 17.4925 | 25.245 | 0.020868 | 0.0076217 | 0.011
3092 | HE 3089 | 0.00030393 | 82.0575 | 21.6075 | 16.735 | 0.02494 | 0.0065672 | 0.0050863
3093 | HE 3090 | 0.00016608 | 103.165 | 23.99 | 14.5725 | 0.017134 | 0.0039843 | 0.0024202
3094 | HE 3091 | 4.0266e-05 | 27.04 | 23.6875 | 14.5875 | 0.0010888 | 0.00095381 | 0.00058739
3095 | HE 3092 | 0 | 25.16 | 23.095 | 16.6325 | 0 | 0 | 0
3096 | HE 3093 | 0 | 21.175 | 21.2325 | 19.71 | 0 | 0 | 0
3097 | HE 3094 | 0 | 19.4525 | 18.0075 | 17.8625 | 0 | 0 | 0
3098 | HE 3095 | 0 | 19.4125 | 16.8125 | 16.6975 | 0 | 0 | 0
3099 | HE 3096 | 0 | 21.4825 | 16.4925 | 15.465 | 0 | 0 | 0
3100 | HE 3097 | 0 | 20.975 | 15.2925 | 14.3675 | 0 | 0 | 0
3101 | HE 3098 | 0 | 16.09 | 12.8475 | 12.875 | 0 | 0 | 0
3102 | HE 3099 | 0 | 13.2825 | 12.895 | 12.04 | 0 | 0 | 0
3103 | HE 3100 | 0 | 11.805 | 13.44 | 10.695 | 0 | 0 | 0
3104 | HE 3101 | 0 | 12.1025 | 13.645 | 10.1375 | 0 | 0 | 0
3105 | HE 3102 | 0 | 17.835 | 11.5225 | 8.675 | 0 | 0 | 0
3106 | HE 3103 | 3.836e-05 | 17.94 | 9.4225 | 8.905 | 0.00068818 | 0.00036145 | 0.0003416
3107 | HE 3104 | 0.00014345 | 19.15 | 16.1525 | 10.555 | 0.002747 | 0.002317 | 0.0015141
3108 | HE 3105 | 0.00027598 | 19.97 | 15.725 | 11.9075 | 0.0055112 | 0.0043397 | 0.0032862
3109 | HE 3106 | 0.00040848 | 18.5475 | 16.755 | 10.2575 | 0.0075764 | 0.0068442 | 0.00419
3110 | HE 3107 | 0.00050054 | 20.965 | 18.53 | 13.965 | 0.010494 | 0.009275 | 0.00699
3111 | HE 3108 | 0.00058023 | 19.48 | 20.285 | 16.3825 | 0.011303 | 0.01177 | 0.0095056
3112 | HE 3109 | 0.00060689 | 20.2975 | 24.38 | 15.6625 | 0.012318 | 0.014796 | 0.0095054
3113 | HE 3110 | 0.00058876 | 28.8475 | 18.9225 | 12.7975 | 0.016984 | 0.011141 | 0.0075346
3114 | HE 3111 | 0.00054901 | 35.1375 | 19.095 | 18.3525 | 0.019291 | 0.010483 | 0.010076
3115 | HE 3112 | 0.00043571 | 35.4325 | 88.18 | 20.12 | 0.015438 | 0.038421 | 0.0087665
3116 | HE 3113 | 0.00030393 | 32.28 | 18.4575 | 20.5 | 0.0098109 | 0.0056098 | 0.0062306
3117 | HE 3114 | 0.00016608 | 32.175 | 17.58 | 20.215 | 0.0053437 | 0.0029197 | 0.0033574
3118 | HE 3115 | 4.0266e-05 | 31.3225 | 15.0375 | 19.7875 | 0.0012612 | 0.00060551 | 0.00079677
3119 | HE 3116 | 0 | 30.7275 | 15.8025 | 19.59 | 0 | 0 | 0
3120 | HE 3117 | 0 | 22.3225 | 19.0775 | 18.6975 | 0 | 0 | 0
3121 | HE 3118 | 0 | 19.725 | 15.0875 | 15.5725 | 0 | 0 | 0
3122 | HE 3119 | 0 | 21.045 | 15.8925 | 12.8525 | 0 | 0 | 0
3123 | HE 3120 | 0 | 21.6225 | 16.18 | 10.4725 | 0 | 0 | 0
3124 | HE 3121 | 0 | 20.34 | 16.38 | 9.775 | 0 | 0 | 0
3125 | HE 3122 | 0 | 16.2575 | 15.8475 | 6.4775 | 0 | 0 | 0
3126 | HE 3123 | 0 | 14.8875 | 12.7 | 7.6 | 0 | 0 | 0
3127 | HE 3124 | 0 | 12.7475 | 8.9475 | 8.6275 | 0 | 0 | 0
3128 | HE 3125 | 0 | 13.53 | 1.3175 | 11.07 | 0 | 0 | 0
3129 | HE 3126 | 0 | 16.235 | 9.6625 | 12.785 | 0 | 0 | 0
3130 | HE 3127 | 3.836e-05 | 19.915 | 15.04 | 12.265 | 0.00076395 | 0.00057694 | 0.00047049
3131 | HE 3128 | 0.00014345 | 21.355 | 16.665 | 12.02 | 0.0030633 | 0.0023906 | 0.0017242
3132 | HE 3129 | 0.00027598 | 24.87 | 16.965 | 14.55 | 0.0068635 | 0.0046819 | 0.0040154
3133 | HE 3130 | 0.00040848 | 26.085 | 16.83 | 15.35 | 0.010655 | 0.0068748 | 0.0062702
3134 | HE 3131 | 0.00050054 | 28.485 | 17.6875 | 16.935 | 0.014258 | 0.0088533 | 0.0084766
3135 | HE 3132 | 0.00058023 | 24.37 | 20.505 | 17.2325 | 0.01414 | 0.011898 | 0.0099988
3136 | HE 3133 | 0.00060689 | 29.225 | 24.4075 | 16.59 | 0.017736 | 0.014813 | 0.010068
3137 | HE 3134 | 0.00058876 | 30.7325 | 23.64 | 17.4975 | 0.018094 | 0.013918 | 0.010302
3138 | HE 3135 | 0.00054901 | 32.53 | 21.005 | 21.0575 | 0.017859 | 0.011532 | 0.011561
3139 | HE 3136 | 0.00043571 | 59.535 | 20.605 | 119.325 | 0.02594 | 0.0089779 | 0.051991
3140 | HE 3137 | 0.00030393 | 75.9925 | 20.0275 | 52.03 | 0.023096 | 0.006087 | 0.015814
3141 | HE 3138 | 0.00016608 | 41.1 | 19.8625 | 125.7025 | 0.006826 | 0.0032988 | 0.020877
3142 | HE 3139 | 4.0266e-05 | 35.0325 | 20.75 | 20.6 | 0.0014106 | 0.00083553 | 0.00082949
3143 | HE 3140 | 0 | 27.54 | 29.23 | 17.5 | 0 | 0 | 0
3144 | HE 3141 | 0 | 24.455 | 33.2375 | 17.635 | 0 | 0 | 0
3145 | HE 3142 | 0 | 22.1025 | 27.9 | 16.2175 | 0 | 0 | 0
3146 | HE 3143 | 0 | 21.4525 | 21.3425 | 15.5325 | 0 | 0 | 0
3147 | HE 3144 | 0 | 19.4725 | 20.5175 | 15.755 | 0 | 0 | 0
3148 | HE 3145 | 0 | 18.8475 | 19.645 | 15.8625 | 0 | 0 | 0
3149 | HE 3146 | 0 | 20.305 | 18.7525 | 14.1975 | 0 | 0 | 0
3150 | HE 3147 | 0 | 20.6025 | 17.58 | 13.93 | 0 | 0 | 0
3151 | HE 3148 | 0 | 20.28 | 16.9 | 13.2025 | 0 | 0 | 0
3152 | HE 3149 | 0 | 18.9 | 17.2225 | 13.6875 | 0 | 0 | 0
3153 | HE 3150 | 0 | 17.3275 | 17.075 | 15.7275 | 0 | 0 | 0
3154 | HE 3151 | 3.836e-05 | 18.3825 | 18.0775 | 13.765 | 0.00070516 | 0.00069346 | 0.00052803
3155 | HE 3152 | 0.00014345 | 18.7275 | 20.645 | 13.5425 | 0.0026864 | 0.0029615 | 0.0019426
3156 | HE 3153 | 0.00027598 | 20.5225 | 35.76 | 16.955 | 0.0056637 | 0.0098689 | 0.0046792
3157 | HE 3154 | 0.00040848 | 21.615 | 21.7125 | 17.985 | 0.0088294 | 0.0088692 | 0.0073466
3158 | HE 3155 | 0.00050054 | 25.5825 | 36.8 | 17.9225 | 0.012805 | 0.01842 | 0.0089709
3159 | HE 3156 | 0.00058023 | 24.565 | 22.6875 | 18.37 | 0.014253 | 0.013164 | 0.010659
3160 | HE 3157 | 0.00060689 | 28.14 | 21.8925 | 21.89 | 0.017078 | 0.013286 | 0.013285
3161 | HE 3158 | 0.00058876 | 28.7925 | 19.9375 | 20.645 | 0.016952 | 0.011738 | 0.012155
3162 | HE 3159 | 0.00054901 | 29.7275 | 19.15 | 19.6475 | 0.016321 | 0.010514 | 0.010787
3163 | HE 3160 | 0.00043571 | 37.6825 | 18.9925 | 18.305 | 0.016419 | 0.0082753 | 0.0079757
3164 | HE 3161 | 0.00030393 | 39.1375 | 19.0775 | 18.3925 | 0.011895 | 0.0057982 | 0.00559
3165 | HE 3162 | 0.00016608 | 32.31 | 19.1775 | 17.3575 | 0.0053661 | 0.003185 | 0.0028828
3166 | HE 3163 | 4.0266e-05 | 30.15 | 19.445 | 16.7725 | 0.001214 | 0.00078298 | 0.00067537
3167 | HE 3164 | 0 | 27.9275 | 21.705 | 15.1675 | 0 | 0 | 0
3168 | HE 3165 | 0 | 25.6175 | 25.6875 | 14.65 | 0 | 0 | 0
3169 | HE 3166 | 0 | 22.45 | 22.5825 | 13.1325 | 0 | 0 | 0
3170 | HE 3167 | 0 | 23.4275 | 23.0525 | 13.355 | 0 | 0 | 0
3171 | HE 3168 | 0 | 23.4225 | 21.0925 | 14.42 | 0 | 0 | 0
3172 | HE 3169 | 0 | 23.2875 | 20.5675 | 17.99 | 0 | 0 | 0
3173 | HE 3170 | 0 | 22.2575 | 19.3425 | 20.5725 | 0 | 0 | 0
3174 | HE 3171 | 0 | 21.0575 | 17.8175 | 18.43 | 0 | 0 | 0
3175 | HE 3172 | 0 | 20.09 | 17.2425 | 18.2025 | 0 | 0 | 0
3176 | HE 3173 | 0 | 20.9475 | 16.27 | 34.99 | 0 | 0 | 0
3177 | HE 3174 | 0 | 18.7925 | 16.4525 | 29.3275 | 0 | 0 | 0
3178 | HE 3175 | 3.836e-05 | 17.4475 | 17.045 | 18.3475 | 0.00066929 | 0.00065385 | 0.00070382
3179 | HE 3176 | 0.00014345 | 17.075 | 17.4125 | 18.5375 | 0.0024494 | 0.0024978 | 0.0026592
3180 | HE 3177 | 0.00027598 | 17.725 | 19.105 | 18.1375 | 0.0048917 | 0.0052725 | 0.0050055
3181 | HE 3178 | 0.00040848 | 20.47 | 21.3975 | 17.2975 | 0.0083617 | 0.0087405 | 0.0070658
3182 | HE 3179 | 0.00050054 | 20.045 | 20.6925 | 17.75 | 0.010033 | 0.010357 | 0.0088846
3183 | HE 3180 | 0.00058023 | 23.7125 | 22.8075 | 18.895 | 0.013759 | 0.013234 | 0.010963
3184 | HE 3181 | 0.00060689 | 41.785 | 20.8475 | 18.9125 | 0.025359 | 0.012652 | 0.011478
3185 | HE 3182 | 0.00058876 | 35.8075 | 20.985 | 18.81 | 0.021082 | 0.012355 | 0.011075
3186 | HE 3183 | 0.00054901 | 32.5825 | 25.3125 | 18.7475 | 0.017888 | 0.013897 | 0.010293
3187 | HE 3184 | 0.00043571 | 44.465 | 31.525 | 18.9675 | 0.019374 | 0.013736 | 0.0082644
3188 | HE 3185 | 0.00030393 | 30.235 | 39.5125 | 18.9025 | 0.0091893 | 0.012009 | 0.0057451
3189 | HE 3186 | 0.00016608 | 28.37 | 35.625 | 17.93 | 0.0047118 | 0.0059167 | 0.0029779
3190 | HE 3187 | 4.0266e-05 | 28.1425 | 33.215 | 16.535 | 0.0011332 | 0.0013375 | 0.00066581
3191 | HE 3188 | 0 | 26.425 | 38.815 | 16.1725 | 0 | 0 | 0
3192 | HE 3189 | 0 | 26.4025 | 28.0525 | 15.8275 | 0 | 0 | 0
3193 | HE 3190 | 0 | 25.865 | 25.695 | 15.1475 | 0 | 0 | 0
3194 | HE 3191 | 0 | 34.5125 | 20.7275 | 13.97 | 0 | 0 | 0
3195 | HE 3192 | 0 | 24.085 | 17.855 | 10.7025 | 0 | 0 | 0
3196 | HE 3193 | 0 | 24.8925 | 17.3975 | 2.8625 | 0 | 0 | 0
3197 | HE 3194 | 0 | 22.91 | 14.5675 | 4.4775 | 0 | 0 | 0
3198 | HE 3195 | 0 | 21.8075 | 13.5425 | 4.2725 | 0 | 0 | 0
3199 | HE 3196 | 0 | 21.3925 | 12.3025 | 6.1425 | 0 | 0 | 0
3200 | HE 3197 | 0 | 22.4825 | 14.7725 | 8.405 | 0 | 0 | 0
3201 | HE 3198 | 0 | 24.1275 | 15.445 | 8.7 | 0 | 0 | 0
3202 | HE 3199 | 3.836e-05 | 22.9275 | 17.6425 | 10.9775 | 0.00087951 | 0.00067677 | 0.0004211
3203 | HE 3200 | 0.00014345 | 22.4525 | 17.63 | 12.095 | 0.0032208 | 0.002529 | 0.001735
3204 | HE 3201 | 0.00027598 | 26.3375 | 21.055 | 13.0125 | 0.0072685 | 0.0058107 | 0.0035911
3205 | HE 3202 | 0.00040848 | 25.7375 | 22.5475 | 11.5925 | 0.010513 | 0.0092103 | 0.0047354
3206 | HE 3203 | 0.00050054 | 23.77 | 31.7875 | 12.5475 | 0.011898 | 0.015911 | 0.0062805
3207 | HE 3204 | 0.00058023 | 25.77 | 26.8125 | 20.2075 | 0.014953 | 0.015557 | 0.011725
3208 | HE 3205 | 0.00060689 | 40.7025 | 25.1275 | 12.2875 | 0.024702 | 0.01525 | 0.0074571
3209 | HE 3206 | 0.00058876 | 112.8625 | 46.075 | 13.095 | 0.066449 | 0.027127 | 0.0077098
3210 | HE 3207 | 0.00054901 | 33.825 | 32.715 | 13.465 | 0.01857 | 0.017961 | 0.0073924
3211 | HE 3208 | 0.00043571 | 32.075 | 64.0825 | 13.5925 | 0.013975 | 0.027922 | 0.0059224
3212 | HE 3209 | 0.00030393 | 28.65 | 31.5825 | 14.37 | 0.0087076 | 0.0095989 | 0.0043675
3213 | HE 3210 | 0.00016608 | 24.1425 | 24.9825 | 13.9225 | 0.0040096 | 0.0041491 | 0.0023123
3214 | HE 3211 | 4.0266e-05 | 23.105 | 21.1975 | 13.0225 | 0.00093036 | 0.00085355 | 0.00052437
3215 | HE 3212 | 0 | 21.825 | 20.8425 | 12.2425 | 0 | 0 | 0
3216 | HE 3213 | 0 | 25.21 | 21.0825 | 12.4825 | 0 | 0 | 0
3217 | HE 3214 | 0 | 26.8425 | 19.965 | 12.0575 | 0 | 0 | 0
3218 | HE 3215 | 0 | 24.0075 | 17.775 | 14.22 | 0 | 0 | 0
3219 | HE 3216 | 0 | 23.2475 | 17.6875 | 13.2775 | 0 | 0 | 0
3220 | HE 3217 | 0 | 21.5775 | 17.3525 | 14.6925 | 0 | 0 | 0
3221 | HE 3218 | 0 | 22.0325 | 16.9175 | 16.66 | 0 | 0 | 0
3222 | HE 3219 | 0 | 18.3325 | 16.365 | 16.5325 | 0 | 0 | 0
3223 | HE 3220 | 0 | 17.6975 | 16.055 | 16.0275 | 0 | 0 | 0
3224 | HE 3221 | 0 | 17.1575 | 16.875 | 15.8525 | 0 | 0 | 0
3225 | HE 3222 | 0 | 21.4125 | 17.5725 | 14.0275 | 0 | 0 | 0
3226 | HE 3223 | 3.836e-05 | 21.7625 | 19.0175 | 11.7 | 0.00083482 | 0.00072952 | 0.00044882
3227 | HE 3224 | 0.00014345 | 21.39 | 19.8175 | 10.9975 | 0.0030683 | 0.0028428 | 0.0015776
3228 | HE 3225 | 0.00027598 | 21.6875 | 20.4375 | 11.0175 | 0.0059852 | 0.0056402 | 0.0030406
3229 | HE 3226 | 0.00040848 | 19.17 | 21.5375 | 9.55 | 0.0078306 | 0.0087977 | 0.003901
3230 | HE 3227 | 0.00050054 | 21.3175 | 23.6525 | 12.1375 | 0.01067 | 0.011839 | 0.0060753
3231 | HE 3228 | 0.00058023 | 28.7675 | 26.665 | 15.9075 | 0.016692 | 0.015472 | 0.00923
3232 | HE 3229 | 0.00060689 | 61.68 | 26.9975 | 17.4325 | 0.037433 | 0.016384 | 0.01058
3233 | HE 3230 | 0.00058876 | 94.465 | 44.4225 | 19.91 | 0.055617 | 0.026154 | 0.011722
3234 | HE 3231 | 0.00054901 | 48.9825 | 36.6625 | 22.515 | 0.026892 | 0.020128 | 0.012361
3235 | HE 3232 | 0.00043571 | 47.055 | 33.7725 | 25.2875 | 0.020502 | 0.014715 | 0.011018
3236 | HE 3233 | 0.00030393 | 37.415 | 43.7125 | 21.47 | 0.011372 | 0.013286 | 0.0065254
3237 | HE 3234 | 0.00016608 | 27.365 | 28.875 | 20.2125 | 0.0045448 | 0.0047956 | 0.0033569
3238 | HE 3235 | 4.0266e-05 | 25.945 | 25.725 | 20.2375 | 0.0010447 | 0.0010359 | 0.00081489
3239 | HE 3236 | 0 | 28.19 | 25.1675 | 21.1725 | 0 | 0 | 0
3240 | HE 3237 | 0 | 26.1675 | 25.0525 | 18.9975 | 0 | 0 | 0
3241 | HE 3238 | 0 | 21.71 | 22.83 | 16.43 | 0 | 0 | 0
3242 | HE 3239 | 0 | 23.4125 | 19.575 | 14.915 | 0 | 0 | 0
3243 | HE 3240 | 0 | 23.105 | 17.9275 | 13.305 | 0 | 0 | 0
3244 | HE 3241 | 0 | 21.9725 | 17.6875 | 11.165 | 0 | 0 | 0
3245 | HE 3242 | 0 | 19.8525 | 16.2925 | 8.885 | 0 | 0 | 0
3246 | HE 3243 | 0 | 17.0925 | 14.4425 | 10.05 | 0 | 0 | 0
3247 | HE 3244 | 0 | 15.6725 | 12.9825 | 9.28 | 0 | 0 | 0
3248 | HE 3245 | 0 | 18.3475 | 15.0475 | 9.0675 | 0 | 0 | 0
3249 | HE 3246 | 0 | 17.9575 | 16.6825 | 10.275 | 0 | 0 | 0
3250 | HE 3247 | 3.836e-05 | 18.87 | 17.71 | 10.385 | 0.00072386 | 0.00067936 | 0.00039837
3251 | HE 3248 | 0.00014345 | 19.2075 | 18.275 | 13.1825 | 0.0027553 | 0.0026215 | 0.001891
3252 | HE 3249 | 0.00027598 | 20.66 | 19.505 | 15.6125 | 0.0057016 | 0.0053829 | 0.0043087
3253 | HE 3250 | 0.00040848 | 21.5475 | 20.7525 | 14.79 | 0.0088018 | 0.0084771 | 0.0060415
3254 | HE 3251 | 0.00050054 | 25.7575 | 23.23 | 14.1425 | 0.012893 | 0.011628 | 0.0070789
3255 | HE 3252 | 0.00058023 | 31.0575 | 33.46 | 15.655 | 0.01802 | 0.019414 | 0.0090835
3256 | HE 3253 | 0.00060689 | 38.64 | 25.8225 | 16.3525 | 0.02345 | 0.015671 | 0.0099241
3257 | HE 3254 | 0.00058876 | 40.655 | 28.4175 | 18.295 | 0.023936 | 0.016731 | 0.010771
3258 | HE 3255 | 0.00054901 | 51.85 | 39.33 | 18.6275 | 0.028466 | 0.021593 | 0.010227
3259 | HE 3256 | 0.00043571 | 79.74 | 60.9225 | 16.51 | 0.034744 | 0.026545 | 0.0071936
3260 | HE 3257 | 0.00030393 | 44.4525 | 58.5825 | 16.2275 | 0.01351 | 0.017805 | 0.004932
3261 | HE 3258 | 0.00016608 | 45.7775 | 30.985 | 16.7175 | 0.0076028 | 0.0051461 | 0.0027765
3262 | HE 3259 | 4.0266e-05 | 40.265 | 27.5825 | 13.545 | 0.0016213 | 0.0011106 | 0.00054541
3263 | HE 3260 | 0 | 34.895 | 24.405 | 11.3375 | 0 | 0 | 0
3264 | HE 3261 | 0 | 28.8175 | 22.6975 | 11.27 | 0 | 0 | 0
3265 | HE 3262 | 0 | 22.0225 | 20.3575 | 10.1625 | 0 | 0 | 0
3266 | HE 3263 | 0 | 19.6275 | 19.6525 | 11.345 | 0 | 0 | 0
3267 | HE 3264 | 0 | 18.4325 | 17.2125 | 6.4675 | 0 | 0 | 0
3268 | HE 3265 | 0 | 18.295 | 16.0925 | 2.6275 | 0 | 0 | 0
3269 | HE 3266 | 0 | 18.02 | 14.06 | -0.74 | 0 | 0 | 0
3270 | HE 3267 | 0 | 17.595 | 13.115 | 0.03 | 0 | 0 | 0
3271 | HE 3268 | 0 | 17.6875 | 12.4575 | 7.82 | 0 | 0 | 0
3272 | HE 3269 | 0 | 18.0475 | 12.8125 | 9.6 | 0 | 0 | 0
3273 | HE 3270 | 0 | 18.655 | 15.5425 | 9.785 | 0 | 0 | 0
3274 | HE 3271 | 3.836e-05 | 19.32 | 18.5525 | 9.4175 | 0.00074112 | 0.00071168 | 0.00036126
3275 | HE 3272 | 0.00014345 | 19.3075 | 18.5275 | 10.9775 | 0.0027696 | 0.0026577 | 0.0015747
3276 | HE 3273 | 0.00027598 | 19.5475 | 17.52 | 10.52 | 0.0053946 | 0.0048351 | 0.0029033
3277 | HE 3274 | 0.00040848 | 20.1925 | 17.425 | 10.44 | 0.0082483 | 0.0071178 | 0.0042646
3278 | HE 3275 | 0.00050054 | 24.975 | 21.77 | 11.2875 | 0.012501 | 0.010897 | 0.0056498
3279 | HE 3276 | 0.00058023 | 29.135 | 23.805 | 12.6975 | 0.016905 | 0.013812 | 0.0073675
3280 | HE 3277 | 0.00060689 | 30.8 | 25.605 | 14.2475 | 0.018692 | 0.015539 | 0.0086466
3281 | HE 3278 | 0.00058876 | 45.645 | 35.3725 | 15.11 | 0.026874 | 0.020826 | 0.0088961
3282 | HE 3279 | 0.00054901 | 89.4325 | 31.43 | 15.75 | 0.0491 | 0.017255 | 0.0086469
3283 | HE 3280 | 0.00043571 | 421.005 | 33.585 | 16.3475 | 0.18344 | 0.014633 | 0.0071228
3284 | HE 3281 | 0.00030393 | 987.3875 | 53.92 | 16.92 | 0.3001 | 0.016388 | 0.0051425
3285 | HE 3282 | 0.00016608 | 282.745 | 38.16 | 17.02 | 0.046959 | 0.0063377 | 0.0028267
3286 | HE 3283 | 4.0266e-05 | 58.3625 | 28.4575 | 17.455 | 0.0023501 | 0.0011459 | 0.00070285
3287 | HE 3284 | 0 | 67.33 | 24.405 | 17.8775 | 0 | 0 | 0
3288 | HE 3285 | 0 | 62.845 | 22.4025 | 18.435 | 0 | 0 | 0
3289 | HE 3286 | 0 | 38.1375 | 19.8525 | 17.2775 | 0 | 0 | 0
3290 | HE 3287 | 0 | 33.915 | 18.6925 | 16.2875 | 0 | 0 | 0
3291 | HE 3288 | 0 | 32.715 | 17.76 | 15.44 | 0 | 0 | 0
3292 | HE 3289 | 0 | 30.0675 | 17.9725 | 14.095 | 0 | 0 | 0
3293 | HE 3290 | 0 | 29.105 | 15.8575 | 12.6025 | 0 | 0 | 0
3294 | HE 3291 | 0 | 28.4275 | 14.6175 | 11.8775 | 0 | 0 | 0
3295 | HE 3292 | 0 | 27.83 | 9.445 | 11.52 | 0 | 0 | 0
3296 | HE 3293 | 0 | 21.605 | 12.7275 | 10.865 | 0 | 0 | 0
3297 | HE 3294 | 0 | 17.6825 | 17.095 | 10.26 | 0 | 0 | 0
3298 | HE 3295 | 3.836e-05 | 18.5725 | 20.5525 | 9.94 | 0.00071245 | 0.0007884 | 0.0003813
3299 | HE 3296 | 0.00014345 | 18.5675 | 21.3925 | 9.59 | 0.0026635 | 0.0030687 | 0.0013757
3300 | HE 3297 | 0.00027598 | 19.8275 | 22.245 | 10.095 | 0.0054719 | 0.0061391 | 0.002786
3301 | HE 3298 | 0.00040848 | 20.2725 | 23.515 | 11.055 | 0.008281 | 0.0096055 | 0.0045158
3302 | HE 3299 | 0.00050054 | 29.755 | 24.1775 | 12.5325 | 0.014894 | 0.012102 | 0.006273
3303 | HE 3300 | 0.00058023 | 36.3525 | 36.1625 | 14.905 | 0.021093 | 0.020983 | 0.0086483
3304 | HE 3301 | 0.00060689 | 40.095 | 41.6425 | 16.205 | 0.024333 | 0.025272 | 0.0098346
3305 | HE 3302 | 0.00058876 | 44.7375 | 44.1075 | 16.9575 | 0.02634 | 0.025969 | 0.0099839
3306 | HE 3303 | 0.00054901 | 70.66 | 48.295 | 18.195 | 0.038793 | 0.026515 | 0.0099893
3307 | HE 3304 | 0.00043571 | 74.285 | 43.9225 | 19.28 | 0.032367 | 0.019138 | 0.0084005
3308 | HE 3305 | 0.00030393 | 95.89 | 47.905 | 20.815 | 0.029144 | 0.01456 | 0.0063263
3309 | HE 3306 | 0.00016608 | 70.4925 | 28.82 | 22.195 | 0.011708 | 0.0047865 | 0.0036862
3310 | HE 3307 | 4.0266e-05 | 48.325 | 28.12 | 21.97 | 0.0019459 | 0.0011323 | 0.00088465
3311 | HE 3308 | 0 | 40.22 | 25.185 | 20.1575 | 0 | 0 | 0
3312 | HE 3309 | 0 | 38.1725 | 22.0925 | 19.035 | 0 | 0 | 0
3313 | HE 3310 | 0 | 38.325 | 25.0775 | 16.5075 | 0 | 0 | 0
3314 | HE 3311 | 0 | 36.91 | 24.285 | 13.15 | 0 | 0 | 0
3315 | HE 3312 | 0 | 51.2375 | 20.2975 | 9.835 | 0 | 0 | 0
3316 | HE 3313 | 0 | 33.805 | 17.875 | 9.22 | 0 | 0 | 0
3317 | HE 3314 | 0 | 32.0075 | 17.795 | -0.28 | 0 | 0 | 0
3318 | HE 3315 | 0 | 31.455 | 17.3875 | -0.9875 | 0 | 0 | 0
3319 | HE 3316 | 0 | 30.795 | 16.7675 | -1.4975 | 0 | 0 | 0
3320 | HE 3317 | 0 | 30.815 | 17.665 | -1.105 | 0 | 0 | 0
3321 | HE 3318 | 0 | 27.2325 | 19.105 | -0.7375 | 0 | 0 | 0
3322 | HE 3319 | 3.836e-05 | 28.9425 | 19.87 | 2.875 | 0.0011102 | 0.00076222 | 0.00011029
3323 | HE 3320 | 0.00014345 | 29.7 | 20.1825 | 7.4625 | 0.0042604 | 0.0028951 | 0.0010705
3324 | HE 3321 | 0.00027598 | 23.46 | 23.18 | 12.1575 | 0.0064744 | 0.0063971 | 0.0033552
3325 | HE 3322 | 0.00040848 | 25.6625 | 27.2825 | 14.7175 | 0.010483 | 0.011144 | 0.0060119
3326 | HE 3323 | 0.00050054 | 31.415 | 31.255 | 16.0675 | 0.015724 | 0.015644 | 0.0080424
3327 | HE 3324 | 0.00058023 | 37.345 | 25.9575 | 17.075 | 0.021669 | 0.015061 | 0.0099074
3328 | HE 3325 | 0.00060689 | 38.065 | 22.5475 | 17.6275 | 0.023101 | 0.013684 | 0.010698
3329 | HE 3326 | 0.00058876 | 30.3 | 22.7 | 18.8025 | 0.017839 | 0.013365 | 0.01107
3330 | HE 3327 | 0.00054901 | 28.175 | 22.6125 | 21.7575 | 0.015468 | 0.012415 | 0.011945
3331 | HE 3328 | 0.00043571 | 30.325 | 26.97 | 26.155 | 0.013213 | 0.011751 | 0.011396
3332 | HE 3329 | 0.00030393 | 35.8475 | 24.61 | 31.32 | 0.010895 | 0.0074797 | 0.0095191
3333 | HE 3330 | 0.00016608 | 30.0525 | 26.3925 | 25.8475 | 0.0049912 | 0.0043833 | 0.0042928
3334 | HE 3331 | 4.0266e-05 | 27.38 | 23.3025 | 21.8225 | 0.0011025 | 0.00093831 | 0.00087871
3335 | HE 3332 | 0 | 26.5775 | 19.905 | 20.7025 | 0 | 0 | 0
3336 | HE 3333 | 0 | 36.2875 | 20.7225 | 18.64 | 0 | 0 | 0
3337 | HE 3334 | 0 | 30.26 | 20.565 | 15.8925 | 0 | 0 | 0
3338 | HE 3335 | 0 | 23.5 | 20.7575 | 12.3625 | 0 | 0 | 0
3339 | HE 3336 | 0 | 21.955 | 21.245 | 11.785 | 0 | 0 | 0
3340 | HE 3337 | 0 | 25.7875 | 19.5875 | 10.74 | 0 | 0 | 0
3341 | HE 3338 | 0 | 21.9425 | 19.1275 | 10.7375 | 0 | 0 | 0
3342 | HE 3339 | 0 | 19.965 | 19.1175 | 4.405 | 0 | 0 | 0
3343 | HE 3340 | 0 | 19.2425 | 18.3125 | 0 | 0 | 0 | 0
3344 | HE 3341 | 0 | 18.7625 | 17.9025 | 1.4 | 0 | 0 | 0
3345 | HE 3342 | 0 | 20.58 | 17.5275 | 7.16 | 0 | 0 | 0
3346 | HE 3343 | 3.836e-05 | 21.88 | 17.29 | 8.0375 | 0.00083932 | 0.00066325 | 0.00030832
3347 | HE 3344 | 0.00014345 | 19.775 | 17.035 | 8.1625 | 0.0028367 | 0.0024436 | 0.0011709
3348 | HE 3345 | 0.00027598 | 26.03 | 18.0475 | 10.92 | 0.0071836 | 0.0049807 | 0.0030136
3349 | HE 3346 | 0.00040848 | 25.675 | 19.6125 | 14.1675 | 0.010488 | 0.0080114 | 0.0057872
3350 | HE 3347 | 0.00050054 | 26.065 | 21.44 | 16.605 | 0.013047 | 0.010732 | 0.0083114
3351 | HE 3348 | 0.00058023 | 25.595 | 26.09 | 18.73 | 0.014851 | 0.015138 | 0.010868
3352 | HE 3349 | 0.00060689 | 23.825 | 28.55 | 21 | 0.014459 | 0.017327 | 0.012745
3353 | HE 3350 | 0.00058876 | 28.66 | 116.0725 | 28.3225 | 0.016874 | 0.068339 | 0.016675
3354 | HE 3351 | 0.00054901 | 29.3625 | 64.8325 | 49.445 | 0.01612 | 0.035594 | 0.027146
3355 | HE 3352 | 0.00043571 | 28.225 | 52.88 | 55.195 | 0.012298 | 0.02304 | 0.024049
3356 | HE 3353 | 0.00030393 | 29.21 | 42.4975 | 93.9625 | 0.0088778 | 0.012916 | 0.028558
3357 | HE 3354 | 0.00016608 | 28.705 | 31.22 | 31.425 | 0.0047674 | 0.0051851 | 0.0052191
3358 | HE 3355 | 4.0266e-05 | 25.965 | 31.145 | 21.23 | 0.0010455 | 0.0012541 | 0.00085486
3359 | HE 3356 | 0 | 25.9775 | 26.435 | 19.535 | 0 | 0 | 0
3360 | HE 3357 | 0 | 23.86 | 24.8375 | 18.225 | 0 | 0 | 0
3361 | HE 3358 | 0 | 27.125 | 23.525 | 18.1725 | 0 | 0 | 0
3362 | HE 3359 | 0 | 23.2525 | 31.3875 | 17.4625 | 0 | 0 | 0
3363 | HE 3360 | 0 | 19.67 | 20.3525 | 15.5575 | 0 | 0 | 0
3364 | HE 3361 | 0 | 19.1125 | 19.6125 | 15.1525 | 0 | 0 | 0
3365 | HE 3362 | 0 | 18.83 | 18.61 | 13.965 | 0 | 0 | 0
3366 | HE 3363 | 0 | 17.6325 | 17.9075 | 13.9125 | 0 | 0 | 0
3367 | HE 3364 | 0 | 17.205 | 16.9075 | 13.845 | 0 | 0 | 0
3368 | HE 3365 | 0 | 17.655 | 17.025 | 15.5025 | 0 | 0 | 0
3369 | HE 3366 | 0 | 17.325 | 17.45 | 15.115 | 0 | 0 | 0
3370 | HE 3367 | 3.836e-05 | 15.875 | 19.49 | 16.0825 | 0.00060897 | 0.00074764 | 0.00061693
3371 | HE 3368 | 0.00014345 | 16.635 | 19.31 | 17.94 | 0.0023862 | 0.00277 | 0.0025734
3372 | HE 3369 | 0.00027598 | 18.51 | 18.6875 | 17.6925 | 0.0051083 | 0.0051573 | 0.0048827
3373 | HE 3370 | 0.00040848 | 18.4275 | 18.58 | 17.1925 | 0.0075273 | 0.0075896 | 0.0070229
3374 | HE 3371 | 0.00050054 | 18.46 | 19.895 | 16.94 | 0.0092399 | 0.0099582 | 0.0084791
3375 | HE 3372 | 0.00058023 | 19.5375 | 20.2325 | 17.555 | 0.011336 | 0.011739 | 0.010186
3376 | HE 3373 | 0.00060689 | 20.8625 | 23.2425 | 18.4925 | 0.012661 | 0.014106 | 0.011223
3377 | HE 3374 | 0.00058876 | 21.475 | 24.925 | 19.36 | 0.012644 | 0.014675 | 0.011398
3378 | HE 3375 | 0.00054901 | 22.215 | 27.34 | 20.695 | 0.012196 | 0.01501 | 0.011362
3379 | HE 3376 | 0.00043571 | 23.115 | 28.4625 | 19.46 | 0.010071 | 0.012401 | 0.008479
3380 | HE 3377 | 0.00030393 | 24.655 | 31.5625 | 18 | 0.0074934 | 0.0095928 | 0.0054708
3381 | HE 3378 | 0.00016608 | 24.4825 | 28.96 | 16.8425 | 0.0040661 | 0.0048097 | 0.0027972
3382 | HE 3379 | 4.0266e-05 | 21.54 | 23.7575 | 17.18 | 0.00086734 | 0.00095663 | 0.00069178
3383 | HE 3380 | 0 | 20.58 | 27.0775 | 15.3825 | 0 | 0 | 0
3384 | HE 3381 | 0 | 21.1575 | 28.8975 | 15.725 | 0 | 0 | 0
3385 | HE 3382 | 0 | 20.425 | 65.4425 | 16.03 | 0 | 0 | 0
3386 | HE 3383 | 0 | 19.62 | 29.78 | 14.9375 | 0 | 0 | 0
3387 | HE 3384 | 0 | 18.995 | 19.7325 | 12.8125 | 0 | 0 | 0
3388 | HE 3385 | 0 | 18.9975 | 19.6375 | 11.97 | 0 | 0 | 0
3389 | HE 3386 | 0 | 18.455 | 18.115 | 13.745 | 0 | 0 | 0
3390 | HE 3387 | 0 | 18.23 | 16.82 | 14.8975 | 0 | 0 | 0
3391 | HE 3388 | 0 | 18.335 | 17.4975 | 14.6075 | 0 | 0 | 0
3392 | HE 3389 | 0 | 19.17 | 18.55 | 14.2975 | 0 | 0 | 0
3393 | HE 3390 | 0 | 19.775 | 18.535 | 13.16 | 0 | 0 | 0
3394 | HE 3391 | 3.836e-05 | 26.6575 | 21.345 | 13.71 | 0.0010226 | 0.0008188 | 0.00052592
3395 | HE 3392 | 0.00014345 | 25.68 | 19.8375 | 13.425 | 0.0036837 | 0.0028456 | 0.0019258
3396 | HE 3393 | 0.00027598 | 71.9925 | 18.71 | 14.9575 | 0.019868 | 0.0051635 | 0.0041279
3397 | HE 3394 | 0.00040848 | 25.595 | 19.9525 | 14.0825 | 0.010455 | 0.0081503 | 0.0057525
3398 | HE 3395 | 0.00050054 | 25.87 | 23.215 | 14.315 | 0.012949 | 0.01162 | 0.0071652
3399 | HE 3396 | 0.00058023 | 29.425 | 25.3425 | 15.1575 | 0.017073 | 0.014704 | 0.0087948
3400 | HE 3397 | 0.00060689 | 30.5925 | 24.72 | 17.68 | 0.018566 | 0.015002 | 0.01073
3401 | HE 3398 | 0.00058876 | 114.67 | 25.8375 | 19.0375 | 0.067513 | 0.015212 | 0.011208
3402 | HE 3399 | 0.00054901 | 50.66 | 28.425 | 19.525 | 0.027813 | 0.015606 | 0.010719
3403 | HE 3400 | 0.00043571 | 54.485 | 32.7475 | 20.7875 | 0.02374 | 0.014268 | 0.0090574
3404 | HE 3401 | 0.00030393 | 37.2975 | 35.07 | 21.1 | 0.011336 | 0.010659 | 0.0064129
3405 | HE 3402 | 0.00016608 | 29.84 | 36.845 | 20.03 | 0.0049559 | 0.0061193 | 0.0033266
3406 | HE 3403 | 4.0266e-05 | 28.1925 | 34.825 | 18.285 | 0.0011352 | 0.0014023 | 0.00073627
3407 | HE 3404 | 0 | 27.71 | 29.9075 | 18.095 | 0 | 0 | 0
3408 | HE 3405 | 0 | 26.675 | 25.74 | 20.5625 | 0 | 0 | 0
3409 | HE 3406 | 0 | 22.955 | 21.1075 | 17.24 | 0 | 0 | 0
3410 | HE 3407 | 0 | 19.5075 | 20.82 | 16.3875 | 0 | 0 | 0
3411 | HE 3408 | 0 | 18.225 | 18.5 | 14.605 | 0 | 0 | 0
3412 | HE 3409 | 0 | 17.8125 | 18.1675 | 13.99 | 0 | 0 | 0
3413 | HE 3410 | 0 | 17.0575 | 18.1475 | 14.835 | 0 | 0 | 0
3414 | HE 3411 | 0 | 17.0025 | 17.33 | 13.1775 | 0 | 0 | 0
3415 | HE 3412 | 0 | 17.345 | 16.85 | 12.8475 | 0 | 0 | 0
3416 | HE 3413 | 0 | 18.1825 | 17.38 | 12.74 | 0 | 0 | 0
3417 | HE 3414 | 0 | 19.05 | 18.625 | 13.305 | 0 | 0 | 0
3418 | HE 3415 | 3.836e-05 | 23.9025 | 20.1025 | 13.7 | 0.00091691 | 0.00077114 | 0.00052554
3419 | HE 3416 | 0.00014345 | 21.875 | 18.9525 | 14.4725 | 0.0031379 | 0.0027187 | 0.002076
3420 | HE 3417 | 0.00027598 | 24.5 | 20.575 | 14.6675 | 0.0067614 | 0.0056782 | 0.0040479
3421 | HE 3418 | 0.00040848 | 21.3675 | 25.35 | 13.45 | 0.0087283 | 0.010355 | 0.0054941
3422 | HE 3419 | 0.00050054 | 24.58 | 23.135 | 12.9075 | 0.012303 | 0.01158 | 0.0064607
3423 | HE 3420 | 0.00058023 | 25.045 | 28.0525 | 16.4125 | 0.014532 | 0.016277 | 0.009523
3424 | HE 3421 | 0.00060689 | 26.6125 | 44.1475 | 21.985 | 0.016151 | 0.026793 | 0.013342
3425 | HE 3422 | 0.00058876 | 28.3325 | 50.96 | 38.6325 | 0.016681 | 0.030003 | 0.022745
3426 | HE 3423 | 0.00054901 | 29.0175 | 45.8225 | 103.99 | 0.015931 | 0.025157 | 0.057092
3427 | HE 3424 | 0.00043571 | 30.1675 | 37.2625 | 303.32 | 0.013144 | 0.016236 | 0.13216
3428 | HE 3425 | 0.00030393 | 30 | 38.7475 | 206.795 | 0.0091179 | 0.011777 | 0.062851
3429 | HE 3426 | 0.00016608 | 28.7375 | 31.1025 | 28.34 | 0.0047728 | 0.0051656 | 0.0047068
3430 | HE 3427 | 4.0266e-05 | 27.0525 | 30.02 | 21.3125 | 0.0010893 | 0.0012088 | 0.00085818
3431 | HE 3428 | 0 | 26.7875 | 30.195 | 20.3825 | 0 | 0 | 0
3432 | HE 3429 | 0 | 26.625 | 27.025 | 20.1375 | 0 | 0 | 0
3433 | HE 3430 | 0 | 22.8225 | 28.5125 | 18.075 | 0 | 0 | 0
3434 | HE 3431 | 0 | 19.635 | 27.385 | 16.355 | 0 | 0 | 0
3435 | HE 3432 | 0 | 18.98 | 23.19 | 15.495 | 0 | 0 | 0
3436 | HE 3433 | 0 | 17.395 | 23.935 | 13.895 | 0 | 0 | 0
3437 | HE 3434 | 0 | 12.5775 | 22.795 | 13.0675 | 0 | 0 | 0
3438 | HE 3435 | 0 | 8.195 | 22.6425 | 11.925 | 0 | 0 | 0
3439 | HE 3436 | 0 | 3.165 | 21.7 | 10.4825 | 0 | 0 | 0
3440 | HE 3437 | 0 | 15.7875 | 20.2625 | 8.5925 | 0 | 0 | 0
3441 | HE 3438 | 0 | 17.7875 | 20.4175 | 7.345 | 0 | 0 | 0
3442 | HE 3439 | 3.836e-05 | 18.6625 | 24.1025 | 9.905 | 0.0007159 | 0.00092458 | 0.00037996
3443 | HE 3440 | 0.00014345 | 20.2125 | 25.4825 | 8.935 | 0.0028994 | 0.0036554 | 0.0012817
3444 | HE 3441 | 0.00027598 | 23.055 | 26.8625 | 6.155 | 0.0063626 | 0.0074134 | 0.0016986
3445 | HE 3442 | 0.00040848 | 25.355 | 26.385 | 7.9675 | 0.010357 | 0.010778 | 0.0032546
3446 | HE 3443 | 0.00050054 | 26.785 | 26.1 | 9.905 | 0.013407 | 0.013064 | 0.0049578
3447 | HE 3444 | 0.00058023 | 25.3175 | 28.5025 | 12.63 | 0.01469 | 0.016538 | 0.0073283
3448 | HE 3445 | 0.00060689 | 26.375 | 28.84 | 14.5 | 0.016007 | 0.017503 | 0.0087999
3449 | HE 3446 | 0.00058876 | 25.28 | 30.0625 | 17.1125 | 0.014884 | 0.0177 | 0.010075
3450 | HE 3447 | 0.00054901 | 26.2025 | 32.405 | 17.915 | 0.014385 | 0.017791 | 0.0098355
3451 | HE 3448 | 0.00043571 | 27.77 | 34.56 | 20.995 | 0.0121 | 0.015058 | 0.0091478
3452 | HE 3449 | 0.00030393 | 30.865 | 82.435 | 19.9 | 0.0093808 | 0.025055 | 0.0060482
3453 | HE 3450 | 0.00016608 | 28.075 | 37.0175 | 17.0475 | 0.0046628 | 0.0061479 | 0.0028313
3454 | HE 3451 | 4.0266e-05 | 27.7175 | 32.8 | 15.46 | 0.0011161 | 0.0013207 | 0.00062252
3455 | HE 3452 | 0 | 26.2975 | 30.935 | 12.6025 | 0 | 0 | 0
3456 | HE 3453 | 0 | 26.705 | 30.6225 | 14.6125 | 0 | 0 | 0
3457 | HE 3454 | 0 | 24.55 | 26.9725 | 16.01 | 0 | 0 | 0
3458 | HE 3455 | 0 | 20.1025 | 24.5125 | 15.44 | 0 | 0 | 0
3459 | HE 3456 | 0 | 18.8025 | 21.1975 | 14.685 | 0 | 0 | 0
3460 | HE 3457 | 0 | 18.4475 | 19.79 | 16.1875 | 0 | 0 | 0
3461 | HE 3458 | 0 | 17.27 | 18.1025 | 16.11 | 0 | 0 | 0
3462 | HE 3459 | 0 | 16.5075 | 17.58 | 16.6325 | 0 | 0 | 0
3463 | HE 3460 | 0 | 16.9475 | 17.6625 | 16.6675 | 0 | 0 | 0
3464 | HE 3461 | 0 | 17.3725 | 18.25 | 14.775 | 0 | 0 | 0
3465 | HE 3462 | 0 | 17.825 | 19.42 | 10.59 | 0 | 0 | 0
3466 | HE 3463 | 3.836e-05 | 18.64 | 21.3225 | 7.1975 | 0.00071504 | 0.00081794 | 0.0002761
3467 | HE 3464 | 0.00014345 | 18.84 | 25.68 | 8.3075 | 0.0027026 | 0.0036837 | 0.0011917
3468 | HE 3465 | 0.00027598 | 21.66 | 24.865 | 9.09 | 0.0059776 | 0.0068621 | 0.0025086
3469 | HE 3466 | 0.00040848 | 22.4 | 25.065 | 10.15 | 0.00915 | 0.010239 | 0.0041461
3470 | HE 3467 | 0.00050054 | 26.9975 | 23.7875 | 12.365 | 0.013513 | 0.011907 | 0.0061892
3471 | HE 3468 | 0.00058023 | 26.53 | 25.8 | 12.6675 | 0.015393 | 0.01497 | 0.0073501
3472 | HE 3469 | 0.00060689 | 29.6375 | 29.0125 | 13.21 | 0.017987 | 0.017607 | 0.008017
3473 | HE 3470 | 0.00058876 | 31.2575 | 38.035 | 13.81 | 0.018403 | 0.022393 | 0.0081308
3474 | HE 3471 | 0.00054901 | 33.455 | 35.35 | 16.8325 | 0.018367 | 0.019408 | 0.0092412
3475 | HE 3472 | 0.00043571 | 35.8125 | 33.665 | 18.205 | 0.015604 | 0.014668 | 0.0079321
3476 | HE 3473 | 0.00030393 | 36.6425 | 43.615 | 17.7225 | 0.011137 | 0.013256 | 0.0053864
3477 | HE 3474 | 0.00016608 | 37.385 | 32.05 | 16.255 | 0.006209 | 0.0053229 | 0.0026997
3478 | HE 3475 | 4.0266e-05 | 33.375 | 26.6775 | 13.435 | 0.0013439 | 0.0010742 | 0.00054098
3479 | HE 3476 | 0 | 29.445 | 24.075 | 10.2125 | 0 | 0 | 0
3480 | HE 3477 | 0 | 28.1725 | 24.96 | 10.4075 | 0 | 0 | 0
3481 | HE 3478 | 0 | 25.9775 | 22.685 | 12.61 | 0 | 0 | 0
3482 | HE 3479 | 0 | 21.72 | 21.715 | 10.0175 | 0 | 0 | 0
3483 | HE 3480 | 0 | 19.995 | 19.22 | 9.12 | 0 | 0 | 0
3484 | HE 3481 | 0 | 18.625 | 18.2175 | 9.0875 | 0 | 0 | 0
3485 | HE 3482 | 0 | 15.0725 | 18.8325 | 8.465 | 0 | 0 | 0
3486 | HE 3483 | 0 | 13.915 | 17.2475 | 8.8425 | 0 | 0 | 0
3487 | HE 3484 | 0 | 15.6075 | 16.2925 | 14.11 | 0 | 0 | 0
3488 | HE 3485 | 0 | 16.57 | 16.0525 | 13.88 | 0 | 0 | 0
3489 | HE 3486 | 0 | 17.2375 | 16.15 | 13.3025 | 0 | 0 | 0
3490 | HE 3487 | 3.836e-05 | 18.26 | 17.1025 | 11.3925 | 0.00070046 | 0.00065606 | 0.00043702
3491 | HE 3488 | 0.00014345 | 18.7475 | 17.495 | 11.1925 | 0.0026893 | 0.0025096 | 0.0016055
3492 | HE 3489 | 0.00027598 | 19.41 | 17.23 | 11.035 | 0.0053567 | 0.0047551 | 0.0030454
3493 | HE 3490 | 0.00040848 | 20.4575 | 17.4775 | 11.14 | 0.0083566 | 0.0071393 | 0.0045505
3494 | HE 3491 | 0.00050054 | 25.8625 | 17.915 | 10.015 | 0.012945 | 0.0089671 | 0.0050129
3495 | HE 3492 | 0.00058023 | 31.37 | 20.1775 | 10.5525 | 0.018202 | 0.011708 | 0.0061229
3496 | HE 3493 | 0.00060689 | 33.215 | 22.535 | 11.7825 | 0.020158 | 0.013676 | 0.0071506
3497 | HE 3494 | 0.00058876 | 37.56 | 23.32 | 13.795 | 0.022114 | 0.01373 | 0.0081219
3498 | HE 3495 | 0.00054901 | 58.985 | 23.9325 | 14.255 | 0.032383 | 0.013139 | 0.0078262
3499 | HE 3496 | 0.00043571 | 49.0675 | 27.1425 | 15.365 | 0.021379 | 0.011826 | 0.0066947
3500 | HE 3497 | 0.00030393 | 44.815 | 33.93 | 16.1525 | 0.013621 | 0.010312 | 0.0049092
3501 | HE 3498 | 0.00016608 | 45.375 | 25.9725 | 16.33 | 0.007536 | 0.0043136 | 0.0027121
3502 | HE 3499 | 4.0266e-05 | 29.64 | 23.5125 | 15.99 | 0.0011935 | 0.00094677 | 0.00064386
3503 | HE 3500 | 0 | 26.955 | 22.3875 | 15.8975 | 0 | 0 | 0
3504 | HE 3501 | 0 | 26.665 | 21.7775 | 16.365 | 0 | 0 | 0
3505 | HE 3502 | 0 | 35.9975 | 21.76 | 16.105 | 0 | 0 | 0
3506 | HE 3503 | 0 | 20.2275 | 21.7075 | 14.765 | 0 | 0 | 0
3507 | HE 3504 | 0 | 18.77 | 21 | 14.49 | 0 | 0 | 0
3508 | HE 3505 | 0 | 18.9275 | 19.21 | 13.9525 | 0 | 0 | 0
3509 | HE 3506 | 0 | 17.975 | 16.4625 | 11.2625 | 0 | 0 | 0
3510 | HE 3507 | 0 | 17.075 | 15.855 | 8.4575 | 0 | 0 | 0
3511 | HE 3508 | 0 | 13.5875 | 14.9025 | 7.1675 | 0 | 0 | 0
3512 | HE 3509 | 0 | 11.7975 | 13.5775 | 7.2525 | 0 | 0 | 0
3513 | HE 3510 | 0 | 11.825 | 8.2475 | 9.2225 | 0 | 0 | 0
3514 | HE 3511 | 3.836e-05 | 9.145 | 9.9425 | 12.2225 | 0.00035081 | 0.0003814 | 0.00046886
3515 | HE 3512 | 0.00014345 | 14.76 | 12.7925 | 13.31 | 0.0021173 | 0.0018351 | 0.0019093
3516 | HE 3513 | 0.00027598 | 18.4825 | 16.0625 | 14.145 | 0.0051007 | 0.0044329 | 0.0039037
3517 | HE 3514 | 0.00040848 | 19.305 | 18.6925 | 14.29 | 0.0078858 | 0.0076356 | 0.0058372
3518 | HE 3515 | 0.00050054 | 24.3025 | 20.8925 | 15.69 | 0.012164 | 0.010457 | 0.0078534
3519 | HE 3516 | 0.00058023 | 33.8875 | 20.82 | 16.6075 | 0.019663 | 0.01208 | 0.0096362
3520 | HE 3517 | 0.00060689 | 39.68 | 21.475 | 17.35 | 0.024081 | 0.013033 | 0.010529
3521 | HE 3518 | 0.00058876 | 52.01 | 23.3075 | 18.265 | 0.030621 | 0.013722 | 0.010754
3522 | HE 3519 | 0.00054901 | 122.745 | 24.8375 | 19.695 | 0.067388 | 0.013636 | 0.010813
3523 | HE 3520 | 0.00043571 | 358.6075 | 28.49 | 21.025 | 0.15625 | 0.012413 | 0.0091609
3524 | HE 3521 | 0.00030393 | 718.215 | 29.8375 | 24.1125 | 0.21829 | 0.0090685 | 0.0073285
3525 | HE 3522 | 0.00016608 | 64.3575 | 28.015 | 27.565 | 0.010689 | 0.0046528 | 0.0045781
3526 | HE 3523 | 4.0266e-05 | 38.295 | 25.2925 | 42.69 | 0.001542 | 0.0010184 | 0.001719
3527 | HE 3524 | 0 | 31.2375 | 24.0375 | 38.865 | 0 | 0 | 0
3528 | HE 3525 | 0 | 28.81 | 22.9125 | 104.3475 | 0 | 0 | 0
3529 | HE 3526 | 0 | 23.6425 | 22.1175 | 18.3225 | 0 | 0 | 0
3530 | HE 3527 | 0 | 23.8575 | 22.3725 | 16.155 | 0 | 0 | 0
3531 | HE 3528 | 0 | 20.175 | 21.455 | 12.7475 | 0 | 0 | 0
3532 | HE 3529 | 0 | 19.1075 | 21.61 | 14.055 | 0 | 0 | 0
3533 | HE 3530 | 0 | 17.8925 | 17.655 | 13.285 | 0 | 0 | 0
3534 | HE 3531 | 0 | 16.19 | 14.1975 | 12.6525 | 0 | 0 | 0
3535 | HE 3532 | 0 | 12.8175 | 14.02 | 11.56 | 0 | 0 | 0
3536 | HE 3533 | 0 | 13.9525 | 15.335 | 11.3875 | 0 | 0 | 0
3537 | HE 3534 | 0 | 16.4225 | 15.49 | 11.86 | 0 | 0 | 0
3538 | HE 3535 | 3.836e-05 | 15.915 | 15.2325 | 11.4525 | 0.0006105 | 0.00058432 | 0.00043932
3539 | HE 3536 | 0.00014345 | 17.265 | 15.38 | 11.9475 | 0.0024766 | 0.0022062 | 0.0017138
3540 | HE 3537 | 0.00027598 | 18.8525 | 16.5575 | 12.9625 | 0.0052028 | 0.0045695 | 0.0035773
3541 | HE 3538 | 0.00040848 | 20.2075 | 17.5375 | 15.42 | 0.0082544 | 0.0071638 | 0.0062988
3542 | HE 3539 | 0.00050054 | 24.8225 | 18.705 | 17.615 | 0.012425 | 0.0093626 | 0.008817
3543 | HE 3540 | 0.00058023 | 27.52 | 21.83 | 18.5325 | 0.015968 | 0.012666 | 0.010753
3544 | HE 3541 | 0.00060689 | 27.5775 | 25.7225 | 18.7425 | 0.016736 | 0.015611 | 0.011375
3545 | HE 3542 | 0.00058876 | 28.525 | 35.325 | 18.3275 | 0.016794 | 0.020798 | 0.01079
3546 | HE 3543 | 0.00054901 | 29.2925 | 31.37 | 22.6775 | 0.016082 | 0.017223 | 0.01245
3547 | HE 3544 | 0.00043571 | 30.3025 | 31.73 | 20.005 | 0.013203 | 0.013825 | 0.0087164
3548 | HE 3545 | 0.00030393 | 30.7125 | 24.9425 | 17.535 | 0.0093345 | 0.0075808 | 0.0053294
3549 | HE 3546 | 0.00016608 | 28.945 | 24.695 | 16.39 | 0.0048072 | 0.0041014 | 0.0027221
3550 | HE 3547 | 4.0266e-05 | 27.13 | 24.5525 | 15.8675 | 0.0010924 | 0.00098864 | 0.00063893
3551 | HE 3548 | 0 | 25.615 | 24.23 | 15.9725 | 0 | 0 | 0
3552 | HE 3549 | 0 | 24.4225 | 23.9175 | 15.8175 | 0 | 0 | 0
3553 | HE 3550 | 0 | 22.85 | 23.205 | 14.725 | 0 | 0 | 0
3554 | HE 3551 | 0 | 26.315 | 21.6325 | 13.095 | 0 | 0 | 0
3555 | HE 3552 | 0 | 21.4975 | 19.8425 | 11.145 | 0 | 0 | 0
3556 | HE 3553 | 0 | 19.4875 | 17.8575 | 10.475 | 0 | 0 | 0
3557 | HE 3554 | 0 | 18.425 | 9.2675 | 2.465 | 0 | 0 | 0
3558 | HE 3555 | 0 | 17.93 | 1.8525 | 0.855 | 0 | 0 | 0
3559 | HE 3556 | 0 | 17.69 | 1.1175 | 0.5275 | 0 | 0 | 0
3560 | HE 3557 | 0 | 17.52 | 10.4775 | 8.1575 | 0 | 0 | 0
3561 | HE 3558 | 0 | 17.62 | 15.365 | 9.53 | 0 | 0 | 0
3562 | HE 3559 | 3.836e-05 | 17.41 | 17.0875 | 11.1275 | 0.00066785 | 0.00065548 | 0.00042685
3563 | HE 3560 | 0.00014345 | 18.23 | 17.1275 | 11.8925 | 0.002615 | 0.0024569 | 0.0017059
3564 | HE 3561 | 0.00027598 | 18.965 | 17.395 | 12.8125 | 0.0052339 | 0.0048006 | 0.0035359
3565 | HE 3562 | 0.00040848 | 19.4725 | 18.38 | 14.18 | 0.0079542 | 0.0075079 | 0.0057923
3566 | HE 3563 | 0.00050054 | 21.645 | 20.6775 | 15.355 | 0.010834 | 0.01035 | 0.0076858
3567 | HE 3564 | 0.00058023 | 25.16 | 22.36 | 16.4125 | 0.014599 | 0.012974 | 0.009523
3568 | HE 3565 | 0.00060689 | 28.485 | 23.99 | 17.2475 | 0.017287 | 0.014559 | 0.010467
3569 | HE 3566 | 0.00058876 | 30.8175 | 25.6175 | 19.915 | 0.018144 | 0.015083 | 0.011725
3570 | HE 3567 | 0.00054901 | 32.045 | 26.845 | 28.895 | 0.017593 | 0.014738 | 0.015864
3571 | HE 3568 | 0.00043571 | 35.2475 | 28.5775 | 20.5325 | 0.015358 | 0.012452 | 0.0089463
3572 | HE 3569 | 0.00030393 | 44.6725 | 29.4175 | 19.7275 | 0.013577 | 0.0089409 | 0.0059958
3573 | HE 3570 | 0.00016608 | 59.7 | 26.5925 | 18.645 | 0.0099151 | 0.0044165 | 0.0030966
3574 | HE 3571 | 4.0266e-05 | 35.2475 | 24.7875 | 17.595 | 0.0014193 | 0.00099811 | 0.00070849
3575 | HE 3572 | 0 | 29.9475 | 29.3525 | 16.5875 | 0 | 0 | 0
3576 | HE 3573 | 0 | 28.9475 | 27.075 | 16.8575 | 0 | 0 | 0
3577 | HE 3574 | 0 | 27.305 | 27.065 | 16.0525 | 0 | 0 | 0
3578 | HE 3575 | 0 | 21.9925 | 20.13 | 16.145 | 0 | 0 | 0
3579 | HE 3576 | 0 | 20.2875 | 18.6 | 15.895 | 0 | 0 | 0
3580 | HE 3577 | 0 | 18.465 | 20.0725 | 15.765 | 0 | 0 | 0
3581 | HE 3578 | 0 | 17.095 | 18.83 | 14.8475 | 0 | 0 | 0
3582 | HE 3579 | 0 | 17.2975 | 17.3675 | 13.725 | 0 | 0 | 0
3583 | HE 3580 | 0 | 17.405 | 17.325 | 13.6575 | 0 | 0 | 0
3584 | HE 3581 | 0 | 16.5925 | 17.8575 | 12.41 | 0 | 0 | 0
3585 | HE 3582 | 0 | 16.44 | 18.9075 | 12.6025 | 0 | 0 | 0
3586 | HE 3583 | 3.836e-05 | 17.0675 | 19.6675 | 12.535 | 0.00065471 | 0.00075445 | 0.00048085
3587 | HE 3584 | 0.00014345 | 17.6575 | 20.0825 | 13.305 | 0.0025329 | 0.0028808 | 0.0019086
3588 | HE 3585 | 0.00027598 | 18.31 | 19.7475 | 14.335 | 0.0050531 | 0.0054498 | 0.0039561
3589 | HE 3586 | 0.00040848 | 19.8825 | 19.71 | 14.98 | 0.0081217 | 0.0080512 | 0.0061191
3590 | HE 3587 | 0.00050054 | 22.4675 | 19.43 | 15.7125 | 0.011246 | 0.0097255 | 0.0078647
3591 | HE 3588 | 0.00058023 | 26.4125 | 24.24 | 16.8 | 0.015325 | 0.014065 | 0.0097479
3592 | HE 3589 | 0.00060689 | 32.3 | 22.745 | 17.8375 | 0.019602 | 0.013804 | 0.010825
3593 | HE 3590 | 0.00058876 | 32.6525 | 25.82 | 19.735 | 0.019224 | 0.015202 | 0.011619
3594 | HE 3591 | 0.00054901 | 42.035 | 23.06 | 21.3375 | 0.023078 | 0.01266 | 0.011715
3595 | HE 3592 | 0.00043571 | 54.255 | 24.5125 | 26.57 | 0.02364 | 0.01068 | 0.011577
3596 | HE 3593 | 0.00030393 | 73.495 | 26.3325 | 26.4725 | 0.022337 | 0.0080033 | 0.0080458
3597 | HE 3594 | 0.00016608 | 43.6625 | 26.735 | 22.465 | 0.0072516 | 0.0044402 | 0.003731
3598 | HE 3595 | 4.0266e-05 | 31.3575 | 24.3525 | 18.8625 | 0.0012627 | 0.00098059 | 0.00075953
3599 | HE 3596 | 0 | 28.8625 | 22.3925 | 17.685 | 0 | 0 | 0
3600 | HE 3597 | 0 | 28.4 | 21.505 | 18.31 | 0 | 0 | 0
3601 | HE 3598 | 0 | 26.5075 | 21.5775 | 17.7375 | 0 | 0 | 0
3602 | HE 3599 | 0 | 24.555 | 19.935 | 17.1575 | 0 | 0 | 0
3603 | HE 3600 | 0 | 19.9975 | 18.01 | 16.235 | 0 | 0 | 0
3604 | HE 3601 | 0 | 19.4225 | 17.925 | 16.665 | 0 | 0 | 0
3605 | HE 3602 | 0 | 18.8275 | 16.755 | 15.2725 | 0 | 0 | 0
3606 | HE 3603 | 0 | 18.3025 | 16.585 | 13.3375 | 0 | 0 | 0
3607 | HE 3604 | 0 | 18.1175 | 17.36 | 12.2825 | 0 | 0 | 0
3608 | HE 3605 | 0 | 18.02 | 18.5475 | 11.9525 | 0 | 0 | 0
3609 | HE 3606 | 0 | 18.0425 | 20.0425 | 11.52 | 0 | 0 | 0
3610 | HE 3607 | 3.836e-05 | 18.1025 | 25.485 | 11.5875 | 0.00069442 | 0.00097761 | 0.0004445
3611 | HE 3608 | 0.00014345 | 18.55 | 22.205 | 12.1125 | 0.002661 | 0.0031853 | 0.0017375
3612 | HE 3609 | 0.00027598 | 19.0225 | 21.7975 | 12.2675 | 0.0052497 | 0.0060156 | 0.0033855
3613 | HE 3610 | 0.00040848 | 19.045 | 19.3425 | 13.245 | 0.0077796 | 0.0079011 | 0.0054104
3614 | HE 3611 | 0.00050054 | 23.19 | 20.6625 | 15.13 | 0.011607 | 0.010342 | 0.0075731
3615 | HE 3612 | 0.00058023 | 25.8275 | 25.39 | 16.45 | 0.014986 | 0.014732 | 0.0095448
3616 | HE 3613 | 0.00060689 | 28.9325 | 27.03 | 17.1075 | 0.017559 | 0.016404 | 0.010382
3617 | HE 3614 | 0.00058876 | 34.0425 | 32.675 | 17.9925 | 0.020043 | 0.019238 | 0.010593
3618 | HE 3615 | 0.00054901 | 36.8225 | 365.47 | 19.28 | 0.020216 | 0.20065 | 0.010585
3619 | HE 3616 | 0.00043571 | 43.01 | 28.2875 | 20.2075 | 0.01874 | 0.012325 | 0.0088047
3620 | HE 3617 | 0.00030393 | 53.215 | 38.115 | 20.92 | 0.016174 | 0.011584 | 0.0063582
3621 | HE 3618 | 0.00016608 | 32.68 | 42.5875 | 19.395 | 0.0054276 | 0.007073 | 0.0032212
3622 | HE 3619 | 4.0266e-05 | 29.0625 | 30.2575 | 19.0275 | 0.0011702 | 0.0012184 | 0.00076617
3623 | HE 3620 | 0 | 26.31 | 29.3675 | 17.6875 | 0 | 0 | 0
3624 | HE 3621 | 0 | 25.8825 | 26.865 | 18.275 | 0 | 0 | 0
3625 | HE 3622 | 0 | 25.3075 | 22.2 | 17.61 | 0 | 0 | 0
3626 | HE 3623 | 0 | 22.0575 | 22.9875 | 16.3925 | 0 | 0 | 0
3627 | HE 3624 | 0 | 19.2525 | 21.045 | 14.6025 | 0 | 0 | 0
3628 | HE 3625 | 0 | 18.8675 | 19.21 | 15.355 | 0 | 0 | 0
3629 | HE 3626 | 0 | 17.85 | 18.16 | 14.745 | 0 | 0 | 0
3630 | HE 3627 | 0 | 17.2875 | 17.85 | 13.11 | 0 | 0 | 0
3631 | HE 3628 | 0 | 17.265 | 18.0975 | 12.995 | 0 | 0 | 0
3632 | HE 3629 | 0 | 17.6775 | 18.3625 | 12.9425 | 0 | 0 | 0
3633 | HE 3630 | 0 | 18.135 | 18.02 | 13.4675 | 0 | 0 | 0
3634 | HE 3631 | 3.836e-05 | 18.565 | 20.0375 | 13.555 | 0.00071216 | 0.00076864 | 0.00051997
3635 | HE 3632 | 0.00014345 | 19.3075 | 20.5775 | 13.3325 | 0.0027696 | 0.0029518 | 0.0019125
3636 | HE 3633 | 0.00027598 | 19.47 | 24.03 | 14.78 | 0.0053732 | 0.0066317 | 0.0040789
3637 | HE 3634 | 0.00040848 | 20.3275 | 27.335 | 15.65 | 0.0083035 | 0.011166 | 0.0063928
3638 | HE 3635 | 0.00050054 | 26.62 | 28.81 | 18.7925 | 0.013324 | 0.014421 | 0.0094064
3639 | HE 3636 | 0.00058023 | 30.1825 | 42.3625 | 19.2175 | 0.017513 | 0.02458 | 0.011151
3640 | HE 3637 | 0.00060689 | 43.6975 | 52.5825 | 23.155 | 0.026519 | 0.031912 | 0.014052
3641 | HE 3638 | 0.00058876 | 63.565 | 41.635 | 19.415 | 0.037424 | 0.024513 | 0.011431
3642 | HE 3639 | 0.00054901 | 180.0825 | 188.335 | 18.6825 | 0.098867 | 0.1034 | 0.010257
3643 | HE 3640 | 0.00043571 | 322.2475 | 365.9525 | 18.53 | 0.14041 | 0.15945 | 0.0080738
3644 | HE 3641 | 0.00030393 | 268.7 | 69.81 | 18.4325 | 0.081666 | 0.021217 | 0.0056022
3645 | HE 3642 | 0.00016608 | 54.075 | 33.24 | 18.0975 | 0.0089809 | 0.0055206 | 0.0030057
3646 | HE 3643 | 4.0266e-05 | 36.595 | 36.0475 | 17.565 | 0.0014736 | 0.0014515 | 0.00070728
3647 | HE 3644 | 0 | 30.8175 | 49.67 | 16.6175 | 0 | 0 | 0
3648 | HE 3645 | 0 | 29.49 | 29.805 | 16.61 | 0 | 0 | 0
3649 | HE 3646 | 0 | 26.07 | 23.2675 | 17.28 | 0 | 0 | 0
3650 | HE 3647 | 0 | 22.9525 | 21.775 | 15.5975 | 0 | 0 | 0
3651 | HE 3648 | 0 | 19.3675 | 18.515 | 13.145 | 0 | 0 | 0
3652 | HE 3649 | 0 | 18.3925 | 16.3425 | 12.095 | 0 | 0 | 0
3653 | HE 3650 | 0 | 17.9225 | 15.1925 | 12.13 | 0 | 0 | 0
3654 | HE 3651 | 0 | 17.285 | 15.0475 | 11.905 | 0 | 0 | 0
3655 | HE 3652 | 0 | 17.035 | 15.0525 | 12.3925 | 0 | 0 | 0
3656 | HE 3653 | 0 | 17.2175 | 14.77 | 12.8375 | 0 | 0 | 0
3657 | HE 3654 | 0 | 17.7525 | 15.24 | 12.3975 | 0 | 0 | 0
3658 | HE 3655 | 4.3046e-05 | 17.67 | 15.6225 | 13.7 | 0.00076063 | 0.00067249 | 0.00058973
3659 | HE 3656 | 0.00015774 | 18.5925 | 16.65 | 14.8925 | 0.0029329 | 0.0026264 | 0.0023492
3660 | HE 3657 | 0.00030483 | 19.085 | 18.6975 | 16.155 | 0.0058176 | 0.0056995 | 0.0049245
3661 | HE 3658 | 0.00044929 | 18.915 | 20.4425 | 16.5825 | 0.0084983 | 0.0091846 | 0.0074504
3662 | HE 3659 | 0.0005544 | 23.7525 | 25.1825 | 16.7925 | 0.013168 | 0.013961 | 0.0093097
3663 | HE 3660 | 0.00061629 | 33.11 | 28.58 | 17.2 | 0.020405 | 0.017613 | 0.0106
3664 | HE 3661 | 0.0006198 | 46.91 | 32.855 | 17.965 | 0.029075 | 0.020363 | 0.011135
3665 | HE 3662 | 0.00059869 | 51.4225 | 85.7475 | 17.8775 | 0.030786 | 0.051336 | 0.010703
3666 | HE 3663 | 0.00055657 | 44.97 | 38.9275 | 18.25 | 0.025029 | 0.021666 | 0.010157
3667 | HE 3664 | 0.00045973 | 41.845 | 28.9225 | 18.1825 | 0.019237 | 0.013296 | 0.008359
3668 | HE 3665 | 0.00033159 | 34.5125 | 28.5175 | 17.275 | 0.011444 | 0.009456 | 0.0057281
3669 | HE 3666 | 0.00017877 | 30.3975 | 25.56 | 16.655 | 0.0054342 | 0.0045694 | 0.0029774
3670 | HE 3667 | 4.8507e-05 | 26.2175 | 24.58 | 15.6275 | 0.0012717 | 0.0011923 | 0.00075804
3671 | HE 3668 | 3.015e-08 | 25.5775 | 23.315 | 15.745 | 7.7117e-07 | 7.0296e-07 | 4.7472e-07
3672 | HE 3669 | 0 | 26.26 | 21.2075 | 16.81 | 0 | 0 | 0
3673 | HE 3670 | 0 | 24.93 | 21.335 | 16.945 | 0 | 0 | 0
3674 | HE 3671 | 0 | 22.9075 | 19.44 | 15.9025 | 0 | 0 | 0
3675 | HE 3672 | 0 | 20.6375 | 17.7875 | 15.41 | 0 | 0 | 0
3676 | HE 3673 | 0 | 19.7675 | 15.9725 | 15.0075 | 0 | 0 | 0
3677 | HE 3674 | 0 | 18.8075 | 15.235 | 13.2575 | 0 | 0 | 0
3678 | HE 3675 | 0 | 17.9875 | 14.605 | 11.7725 | 0 | 0 | 0
3679 | HE 3676 | 0 | 17.4475 | 13.2475 | 10.895 | 0 | 0 | 0
3680 | HE 3677 | 0 | 17.1725 | 14.175 | 10.8725 | 0 | 0 | 0
3681 | HE 3678 | 0 | 17.5025 | 14.4925 | 11.615 | 0 | 0 | 0
3682 | HE 3679 | 4.3046e-05 | 17.1525 | 13.68 | 12.52 | 0.00073835 | 0.00058887 | 0.00053894
3683 | HE 3680 | 0.00015774 | 17.77 | 15.3025 | 13.2575 | 0.0028031 | 0.0024139 | 0.0020913
3684 | HE 3681 | 0.00030483 | 18.3 | 16.625 | 13.7675 | 0.0055783 | 0.0050677 | 0.0041967
3685 | HE 3682 | 0.00044929 | 19.1775 | 18.69 | 15.4775 | 0.0086163 | 0.0083972 | 0.0069539
3686 | HE 3683 | 0.0005544 | 21.955 | 18.1075 | 17.3 | 0.012172 | 0.010039 | 0.0095911
3687 | HE 3684 | 0.00061629 | 28.3425 | 19.1725 | 19.5075 | 0.017467 | 0.011816 | 0.012022
3688 | HE 3685 | 0.0006198 | 31.31 | 20.2875 | 19.76 | 0.019406 | 0.012574 | 0.012247
3689 | HE 3686 | 0.00059869 | 32.9275 | 26.32 | 21.4475 | 0.019713 | 0.015757 | 0.01284
3690 | HE 3687 | 0.00055657 | 36.1975 | 34.445 | 21.275 | 0.020147 | 0.019171 | 0.011841
3691 | HE 3688 | 0.00045973 | 34.795 | 39.6875 | 22.555 | 0.015996 | 0.018245 | 0.010369
3692 | HE 3689 | 0.00033159 | 32.95 | 72.1125 | 24.4 | 0.010926 | 0.023911 | 0.0080907
3693 | HE 3690 | 0.00017877 | 32.2075 | 36.23 | 19.5925 | 0.0057578 | 0.0064769 | 0.0035026
3694 | HE 3691 | 4.8507e-05 | 29.1675 | 29.0075 | 18.9925 | 0.0014148 | 0.0014071 | 0.00092126
3695 | HE 3692 | 3.015e-08 | 26.66 | 25.7 | 18.1 | 8.0381e-07 | 7.7486e-07 | 5.4572e-07
3696 | HE 3693 | 0 | 27.7625 | 24.6175 | 17.925 | 0 | 0 | 0
3697 | HE 3694 | 0 | 27.4625 | 37.5725 | 17.02 | 0 | 0 | 0
3698 | HE 3695 | 0 | 23.24 | 22.985 | 15.9825 | 0 | 0 | 0
3699 | HE 3696 | 0 | 20.9325 | 22.985 | 13.83 | 0 | 0 | 0
3700 | HE 3697 | 0 | 20.4825 | 18.6625 | 11.68 | 0 | 0 | 0
3701 | HE 3698 | 0 | 19.71 | 16.1725 | 10.365 | 0 | 0 | 0
3702 | HE 3699 | 0 | 18.7275 | 15.0325 | 9.35 | 0 | 0 | 0
3703 | HE 3700 | 0 | 17.975 | 15.9175 | 8.6875 | 0 | 0 | 0
3704 | HE 3701 | 0 | 17.56 | 18.765 | 9.445 | 0 | 0 | 0
3705 | HE 3702 | 0 | 17.2525 | 21.355 | 11.4825 | 0 | 0 | 0
3706 | HE 3703 | 4.3046e-05 | 17.3175 | 20.2875 | 12.43 | 0.00074545 | 0.0008733 | 0.00053506
3707 | HE 3704 | 0.00015774 | 17.835 | 21.8575 | 13.0875 | 0.0028134 | 0.0034479 | 0.0020645
3708 | HE 3705 | 0.00030483 | 18.1725 | 29.4775 | 13.795 | 0.0055395 | 0.0089855 | 0.0042051
3709 | HE 3706 | 0.00044929 | 18.265 | 24.5725 | 14.5225 | 0.0082063 | 0.01104 | 0.0065248
3710 | HE 3707 | 0.0005544 | 19.11 | 44.415 | 16.4 | 0.010595 | 0.024624 | 0.0090921
3711 | HE 3708 | 0.00061629 | 20.32 | 29.08 | 20.7125 | 0.012523 | 0.017922 | 0.012765
3712 | HE 3709 | 0.0006198 | 24.99 | 27.2475 | 23.135 | 0.015489 | 0.016888 | 0.014339
3713 | HE 3710 | 0.00059869 | 31.87 | 28.505 | 21.0875 | 0.01908 | 0.017066 | 0.012625
3714 | HE 3711 | 0.00055657 | 36.6675 | 28.315 | 22.33 | 0.020408 | 0.015759 | 0.012428
3715 | HE 3712 | 0.00045973 | 49.5975 | 30.06 | 23.975 | 0.022801 | 0.013819 | 0.011022
3716 | HE 3713 | 0.00033159 | 47.7575 | 29.875 | 21.825 | 0.015836 | 0.0099061 | 0.0072369
3717 | HE 3714 | 0.00017877 | 44.59 | 29.9825 | 20.7625 | 0.0079714 | 0.00536 | 0.0037118
3718 | HE 3715 | 4.8507e-05 | 31.5675 | 25.185 | 20.0475 | 0.0015312 | 0.0012216 | 0.00097244
3719 | HE 3716 | 3.015e-08 | 27.2625 | 26.3925 | 20.305 | 8.2197e-07 | 7.9574e-07 | 6.122e-07
3720 | HE 3717 | 0 | 27.675 | 24.3075 | 19.48 | 0 | 0 | 0
3721 | HE 3718 | 0 | 24.85 | 20.3725 | 16.84 | 0 | 0 | 0
3722 | HE 3719 | 0 | 20.2275 | 19.7925 | 15.07 | 0 | 0 | 0
3723 | HE 3720 | 0 | 19.765 | 16.7525 | 12.86 | 0 | 0 | 0
3724 | HE 3721 | 0 | 19.185 | 15.855 | 12.5175 | 0 | 0 | 0
3725 | HE 3722 | 0 | 18.075 | 15.86 | 12.4425 | 0 | 0 | 0
3726 | HE 3723 | 0 | 15.675 | 16.025 | 10.64 | 0 | 0 | 0
3727 | HE 3724 | 0 | 14.62 | 16.5675 | 8.8575 | 0 | 0 | 0
3728 | HE 3725 | 0 | 17.075 | 17.2425 | 10.6 | 0 | 0 | 0
3729 | HE 3726 | 0 | 17.71 | 17.6275 | 12.48 | 0 | 0 | 0
3730 | HE 3727 | 4.3046e-05 | 18.02 | 18.275 | 12.045 | 0.00077569 | 0.00078667 | 0.00051849
3731 | HE 3728 | 0.00015774 | 19.105 | 19.125 | 13.1775 | 0.0030137 | 0.0030169 | 0.0020787
3732 | HE 3729 | 0.00030483 | 19.345 | 19.86 | 13.96 | 0.0058969 | 0.0060539 | 0.0042554
3733 | HE 3730 | 0.00044929 | 19.89 | 19.755 | 14.605 | 0.0089364 | 0.0088757 | 0.0065619
3734 | HE 3731 | 0.0005544 | 21.8425 | 19.6 | 16.935 | 0.012109 | 0.010866 | 0.0093887
3735 | HE 3732 | 0.00061629 | 22.645 | 19.225 | 21.1375 | 0.013956 | 0.011848 | 0.013027
3736 | HE 3733 | 0.0006198 | 22.985 | 25.0225 | 25.5475 | 0.014246 | 0.015509 | 0.015834
3737 | HE 3734 | 0.00059869 | 26.5175 | 22.86 | 36.9925 | 0.015876 | 0.013686 | 0.022147
3738 | HE 3735 | 0.00055657 | 27.615 | 21.7775 | 48.1925 | 0.01537 | 0.012121 | 0.026823
3739 | HE 3736 | 0.00045973 | 27.95 | 21.1925 | 25.79 | 0.012849 | 0.0097428 | 0.011856
3740 | HE 3737 | 0.00033159 | 28.815 | 20.3825 | 23.18 | 0.0095546 | 0.0067585 | 0.0076861
3741 | HE 3738 | 0.00017877 | 28.53 | 19.445 | 20.9925 | 0.0051004 | 0.0034762 | 0.0037529
3742 | HE 3739 | 4.8507e-05 | 28.4975 | 18.3 | 20.7275 | 0.0013823 | 0.00088767 | 0.0010054
3743 | HE 3740 | 3.015e-08 | 29.4675 | 17.9 | 19.8 | 8.8846e-07 | 5.3969e-07 | 5.9698e-07
3744 | HE 3741 | 0 | 28.285 | 17.99 | 19.3225 | 0 | 0 | 0
3745 | HE 3742 | 0 | 25.035 | 17.23 | 16.29 | 0 | 0 | 0
3746 | HE 3743 | 0 | 21.0625 | 16.14 | 17.49 | 0 | 0 | 0
3747 | HE 3744 | 0 | 19.6575 | 15.66 | 14.535 | 0 | 0 | 0
3748 | HE 3745 | 0 | 18.9175 | 15.4475 | 14.6725 | 0 | 0 | 0
3749 | HE 3746 | 0 | 17.665 | 15.0375 | 11.825 | 0 | 0 | 0
3750 | HE 3747 | 0 | 16.9125 | 14.99 | 10.7975 | 0 | 0 | 0
3751 | HE 3748 | 0 | 16.6775 | 15.76 | 12.8 | 0 | 0 | 0
3752 | HE 3749 | 0 | 17.13 | 16.425 | 13.7325 | 0 | 0 | 0
3753 | HE 3750 | 0 | 18.1175 | 16.7125 | 14.915 | 0 | 0 | 0
3754 | HE 3751 | 4.3046e-05 | 19.005 | 20.515 | 15.55 | 0.00081809 | 0.00088309 | 0.00066937
3755 | HE 3752 | 0.00015774 | 19.3425 | 19.545 | 15.9375 | 0.0030512 | 0.0030831 | 0.0025141
3756 | HE 3753 | 0.00030483 | 20.1075 | 19.0925 | 15.2925 | 0.0061293 | 0.0058199 | 0.0046616
3757 | HE 3754 | 0.00044929 | 20.5375 | 22.41 | 14.6125 | 0.0092273 | 0.010069 | 0.0065653
3758 | HE 3755 | 0.0005544 | 24.985 | 22.945 | 16.5 | 0.013852 | 0.012721 | 0.0091476
3759 | HE 3756 | 0.00061629 | 31.1525 | 23.91 | 28.3425 | 0.019199 | 0.014735 | 0.017467
3760 | HE 3757 | 0.0006198 | 58.8175 | 27.2775 | 22.82 | 0.036455 | 0.016906 | 0.014144
3761 | HE 3758 | 0.00059869 | 129.2775 | 34.715 | 25.53 | 0.077397 | 0.020783 | 0.015284
3762 | HE 3759 | 0.00055657 | 443.7575 | 33.9425 | 24.8 | 0.24698 | 0.018892 | 0.013803
3763 | HE 3760 | 0.00045973 | 2005.1675 | 98.42 | 23.5625 | 0.92183 | 0.045246 | 0.010832
3764 | HE 3761 | 0.00033159 | 811.9825 | 59.74 | 22.4725 | 0.26924 | 0.019809 | 0.0074516
3765 | HE 3762 | 0.00017877 | 208.9475 | 89.6975 | 22.43 | 0.037354 | 0.016035 | 0.0040099
3766 | HE 3763 | 4.8507e-05 | 36.705 | 27.4275 | 21.1275 | 0.0017804 | 0.0013304 | 0.0010248
3767 | HE 3764 | 3.015e-08 | 33.66 | 23.03 | 20.82 | 1.0149e-06 | 6.9436e-07 | 6.2773e-07
3768 | HE 3765 | 0 | 31.3725 | 27.035 | 21.34 | 0 | 0 | 0
3769 | HE 3766 | 0 | 26.575 | 25.74 | 18.98 | 0 | 0 | 0
3770 | HE 3767 | 0 | 23.6125 | 18.4225 | 16.625 | 0 | 0 | 0
3771 | HE 3768 | 0 | 21.1575 | 18.93 | 14.905 | 0 | 0 | 0
3772 | HE 3769 | 0 | 19.4525 | 17.7225 | 14.9975 | 0 | 0 | 0
3773 | HE 3770 | 0 | 18.3 | 16.83 | 13.8375 | 0 | 0 | 0
3774 | HE 3771 | 0 | 17.545 | 16.83 | 12.6275 | 0 | 0 | 0
3775 | HE 3772 | 0 | 16.8575 | 16.2425 | 12.1925 | 0 | 0 | 0
3776 | HE 3773 | 0 | 16.8525 | 16.355 | 11.86 | 0 | 0 | 0
3777 | HE 3774 | 0 | 17.48 | 16.835 | 12.1425 | 0 | 0 | 0
3778 | HE 3775 | 4.3046e-05 | 18.2225 | 17.4575 | 10.855 | 0.00078441 | 0.00075148 | 0.00046727
3779 | HE 3776 | 0.00015774 | 18.735 | 16.775 | 11.6025 | 0.0029553 | 0.0026462 | 0.0018302
3780 | HE 3777 | 0.00030483 | 19.0825 | 17.71 | 14.56 | 0.0058169 | 0.0053985 | 0.0044383
3781 | HE 3778 | 0.00044929 | 19.245 | 19.0425 | 16.4775 | 0.0086466 | 0.0085556 | 0.0074032
3782 | HE 3779 | 0.0005544 | 21.4525 | 20.5225 | 18.6375 | 0.011893 | 0.011378 | 0.010333
3783 | HE 3780 | 0.00061629 | 28.6425 | 25.195 | 23.6625 | 0.017652 | 0.015527 | 0.014583
3784 | HE 3781 | 0.0006198 | 50.43 | 27.8 | 86.3825 | 0.031256 | 0.01723 | 0.05354
3785 | HE 3782 | 0.00059869 | 45.165 | 31.67 | 25.7225 | 0.02704 | 0.01896 | 0.0154
3786 | HE 3783 | 0.00055657 | 52.155 | 41.35 | 23.275 | 0.029028 | 0.023014 | 0.012954
3787 | HE 3784 | 0.00045973 | 57.46 | 64.06 | 21.385 | 0.026416 | 0.02945 | 0.0098313
3788 | HE 3785 | 0.00033159 | 36.22 | 40.1475 | 21.495 | 0.01201 | 0.013312 | 0.0071274
3789 | HE 3786 | 0.00017877 | 32.96 | 28.25 | 20.2525 | 0.0058923 | 0.0050503 | 0.0036206
3790 | HE 3787 | 4.8507e-05 | 29.4475 | 22.47 | 19.485 | 0.0014284 | 0.0010899 | 0.00094515
3791 | HE 3788 | 3.015e-08 | 29.4525 | 24.64 | 18.89 | 8.88e-07 | 7.4291e-07 | 5.6954e-07
3792 | HE 3789 | 0 | 27.8175 | 25.125 | 19.56 | 0 | 0 | 0
3793 | HE 3790 | 0 | 25.73 | 23.79 | 18.685 | 0 | 0 | 0
3794 | HE 3791 | 0 | 22.7175 | 22.3525 | 17.5825 | 0 | 0 | 0
3795 | HE 3792 | 0 | 20.98 | 19.4875 | 15.8775 | 0 | 0 | 0
3796 | HE 3793 | 0 | 20.17 | 17.6925 | 13.515 | 0 | 0 | 0
3797 | HE 3794 | 0 | 18.4475 | 16.6925 | 11.83 | 0 | 0 | 0
3798 | HE 3795 | 0 | 17.74 | 16.0575 | 11.1625 | 0 | 0 | 0
3799 | HE 3796 | 0 | 18.0925 | 15.7425 | 10.2075 | 0 | 0 | 0
3800 | HE 3797 | 0 | 18.2525 | 15.715 | 8.3525 | 0 | 0 | 0
3801 | HE 3798 | 0 | 18.79 | 16.305 | 8.8575 | 0 | 0 | 0
3802 | HE 3799 | 4.3046e-05 | 19.0525 | 16.9175 | 8.4925 | 0.00082014 | 0.00072823 | 0.00036557
3803 | HE 3800 | 0.00015774 | 18.8925 | 18.0425 | 9.8675 | 0.0029802 | 0.0028461 | 0.0015565
3804 | HE 3801 | 0.00030483 | 19.72 | 18.84 | 11.8125 | 0.0060112 | 0.0057429 | 0.0036008
3805 | HE 3802 | 0.00044929 | 19.77 | 19.73 | 12.9725 | 0.0088825 | 0.0088645 | 0.0058284
3806 | HE 3803 | 0.0005544 | 22.685 | 22.9675 | 15.835 | 0.012577 | 0.012733 | 0.0087789
3807 | HE 3804 | 0.00061629 | 24.9125 | 25.865 | 17.705 | 0.015353 | 0.01594 | 0.010911
3808 | HE 3805 | 0.0006198 | 29.295 | 29.1175 | 18.8475 | 0.018157 | 0.018047 | 0.011682
3809 | HE 3806 | 0.00059869 | 37.875 | 43.5375 | 20.0325 | 0.022675 | 0.026065 | 0.011993
3810 | HE 3807 | 0.00055657 | 34.93 | 190.8875 | 20.8025 | 0.019441 | 0.10624 | 0.011578
3811 | HE 3808 | 0.00045973 | 79.2775 | 308.055 | 21.64 | 0.036446 | 0.14162 | 0.0099485
3812 | HE 3809 | 0.00033159 | 30.0575 | 287.1125 | 22.3775 | 0.0099666 | 0.095202 | 0.0074201
3813 | HE 3810 | 0.00017877 | 27.0425 | 191.915 | 22.4525 | 0.0048344 | 0.034309 | 0.0040139
3814 | HE 3811 | 4.8507e-05 | 23.735 | 48.3975 | 20.81 | 0.0011513 | 0.0023476 | 0.0010094
3815 | HE 3812 | 3.015e-08 | 22.3575 | 36.3275 | 19.68 | 6.7409e-07 | 1.0953e-06 | 5.9336e-07
3816 | HE 3813 | 0 | 23.8075 | 32.275 | 19.065 | 0 | 0 | 0
3817 | HE 3814 | 0 | 21.2025 | 25.59 | 17.38 | 0 | 0 | 0
3818 | HE 3815 | 0 | 20.9025 | 18.795 | 15.0175 | 0 | 0 | 0
3819 | HE 3816 | 0 | 20.325 | 17.6275 | 12.26 | 0 | 0 | 0
3820 | HE 3817 | 0 | 19.1725 | 16.3575 | 11.5925 | 0 | 0 | 0
3821 | HE 3818 | 0 | 18.0875 | 15.55 | 10.5825 | 0 | 0 | 0
3822 | HE 3819 | 0 | 18.025 | 14.6425 | 9.135 | 0 | 0 | 0
3823 | HE 3820 | 0 | 18.05 | 14.0225 | 8.09 | 0 | 0 | 0
3824 | HE 3821 | 0 | 17.5775 | 14.3825 | 8.6675 | 0 | 0 | 0
3825 | HE 3822 | 0 | 18.03 | 14.465 | 10.35 | 0 | 0 | 0
3826 | HE 3823 | 4.3046e-05 | 19.0425 | 14.4275 | 8.58 | 0.00081971 | 0.00062105 | 0.00036934
3827 | HE 3824 | 0.00015774 | 19.975 | 15.195 | 10.945 | 0.0031509 | 0.0023969 | 0.0017265
3828 | HE 3825 | 0.00030483 | 23.805 | 16.8675 | 12.715 | 0.0072564 | 0.0051417 | 0.0038759
3829 | HE 3826 | 0.00044929 | 22.86 | 18.1425 | 13.7175 | 0.010271 | 0.0081513 | 0.0061631
3830 | HE 3827 | 0.0005544 | 24.98 | 20.2675 | 16.2675 | 0.013849 | 0.011236 | 0.0090187
3831 | HE 3828 | 0.00061629 | 27.585 | 22.14 | 19.215 | 0.017 | 0.013645 | 0.011842
3832 | HE 3829 | 0.0006198 | 27.37 | 25.76 | 20.9175 | 0.016964 | 0.015966 | 0.012965
3833 | HE 3830 | 0.00059869 | 31.655 | 27.725 | 22.83 | 0.018951 | 0.016599 | 0.013668
3834 | HE 3831 | 0.00055657 | 43.2375 | 35.11 | 23.13 | 0.024065 | 0.019541 | 0.012874
3835 | HE 3832 | 0.00045973 | 58.84 | 38.83 | 23.16 | 0.02705 | 0.017851 | 0.010647
3836 | HE 3833 | 0.00033159 | 43.3875 | 42.195 | 30.4725 | 0.014387 | 0.013991 | 0.010104
3837 | HE 3834 | 0.00017877 | 32.4225 | 31.9875 | 32.7 | 0.0057962 | 0.0057185 | 0.0058458
3838 | HE 3835 | 4.8507e-05 | 31.06 | 28.97 | 21.5125 | 0.0015066 | 0.0014052 | 0.0010435
3839 | HE 3836 | 3.015e-08 | 29.93 | 26.6575 | 19.15 | 9.024e-07 | 8.0373e-07 | 5.7738e-07
3840 | HE 3837 | 0 | 28.055 | 24.1175 | 18.7325 | 0 | 0 | 0
3841 | HE 3838 | 0 | 28.6675 | 17.1625 | 16.3625 | 0 | 0 | 0
3842 | HE 3839 | 0 | 22.6225 | 15.455 | 14.745 | 0 | 0 | 0
3843 | HE 3840 | 0 | 21.25 | 15.64 | 13.785 | 0 | 0 | 0
3844 | HE 3841 | 0 | 20.4925 | 15.305 | 13.845 | 0 | 0 | 0
3845 | HE 3842 | 0 | 19.4975 | 14.82 | 13.2075 | 0 | 0 | 0
3846 | HE 3843 | 0 | 18.2475 | 15.0325 | 12.49 | 0 | 0 | 0
3847 | HE 3844 | 0 | 18.0975 | 14.08 | 12.4225 | 0 | 0 | 0
3848 | HE 3845 | 0 | 18.1175 | 12.99 | 11.79 | 0 | 0 | 0
3849 | HE 3846 | 0 | 18.505 | 9.215 | 11.9625 | 0 | 0 | 0
3850 | HE 3847 | 4.3046e-05 | 18.675 | 8.585 | 8.3125 | 0.00080389 | 0.00036955 | 0.00035782
3851 | HE 3848 | 0.00015774 | 18.9725 | 13.2425 | 7.9675 | 0.0029928 | 0.0020889 | 0.0012568
3852 | HE 3849 | 0.00030483 | 20.0025 | 15.1325 | 8.7225 | 0.0060973 | 0.0046128 | 0.0026588
3853 | HE 3850 | 0.00044929 | 20.55 | 16.4425 | 8.85 | 0.0092329 | 0.0073875 | 0.0039762
3854 | HE 3851 | 0.0005544 | 25.2025 | 19.04 | 10.625 | 0.013972 | 0.010556 | 0.0058905
3855 | HE 3852 | 0.00061629 | 26.5025 | 20.4725 | 14.12 | 0.016333 | 0.012617 | 0.008702
3856 | HE 3853 | 0.0006198 | 30.0825 | 20.12 | 14.1475 | 0.018645 | 0.01247 | 0.0087686
3857 | HE 3854 | 0.00059869 | 29.2425 | 21.9425 | 17.4825 | 0.017507 | 0.013137 | 0.010467
3858 | HE 3855 | 0.00055657 | 28.48 | 22.6125 | 19.9775 | 0.015851 | 0.012586 | 0.011119
3859 | HE 3856 | 0.00045973 | 28.1725 | 24.815 | 22.695 | 0.012952 | 0.011408 | 0.010434
3860 | HE 3857 | 0.00033159 | 28.2875 | 27.8325 | 22.4175 | 0.0093797 | 0.0092288 | 0.0074333
3861 | HE 3858 | 0.00017877 | 27.39 | 27.455 | 20.5 | 0.0048966 | 0.0049082 | 0.0036648
3862 | HE 3859 | 4.8507e-05 | 26.2725 | 29.3625 | 20.5175 | 0.0012744 | 0.0014243 | 0.00099523
3863 | HE 3860 | 3.015e-08 | 26.2225 | 15.74 | 19.3425 | 7.9062e-07 | 4.7457e-07 | 5.8318e-07
3864 | HE 3861 | 0 | 24.3825 | 18.9625 | 18.9725 | 0 | 0 | 0
3865 | HE 3862 | 0 | 23.78 | 19.8175 | 17.7725 | 0 | 0 | 0
3866 | HE 3863 | 0 | 20.5675 | 15.72 | 17.2625 | 0 | 0 | 0
3867 | HE 3864 | 0 | 20.0175 | 11.8775 | 15.705 | 0 | 0 | 0
3868 | HE 3865 | 0 | 19.6775 | 14.085 | 14.9075 | 0 | 0 | 0
3869 | HE 3866 | 0 | 18.735 | 14.525 | 13.865 | 0 | 0 | 0
3870 | HE 3867 | 0 | 17.17 | 14.83 | 12.685 | 0 | 0 | 0
3871 | HE 3868 | 0 | 17.0825 | 14.36 | 11.5425 | 0 | 0 | 0
3872 | HE 3869 | 0 | 15.7275 | 14.2925 | 11.1575 | 0 | 0 | 0
3873 | HE 3870 | 0 | 16.53 | 14.8725 | 11.6075 | 0 | 0 | 0
3874 | HE 3871 | 4.3046e-05 | 16.6025 | 15.875 | 10.8375 | 0.00071467 | 0.00068336 | 0.00046651
3875 | HE 3872 | 0.00015774 | 17.165 | 16.73 | 10.4275 | 0.0027077 | 0.0026391 | 0.0016449
3876 | HE 3873 | 0.00030483 | 17.08 | 16.235 | 10.6175 | 0.0052064 | 0.0049489 | 0.0032365
3877 | HE 3874 | 0.00044929 | 17.7825 | 16.6525 | 10.9125 | 0.0079895 | 0.0074818 | 0.0049029
3878 | HE 3875 | 0.0005544 | 18.8325 | 16.985 | 11.935 | 0.010441 | 0.0094165 | 0.0066167
3879 | HE 3876 | 0.00061629 | 20.025 | 19.1475 | 12.865 | 0.012341 | 0.0118 | 0.0079285
3880 | HE 3877 | 0.0006198 | 23.4125 | 18.2925 | 14.89 | 0.014511 | 0.011338 | 0.0092288
3881 | HE 3878 | 0.00059869 | 29.445 | 24.4 | 16.455 | 0.017628 | 0.014608 | 0.0098514
3882 | HE 3879 | 0.00055657 | 33.2275 | 22.3925 | 17.4725 | 0.018494 | 0.012463 | 0.0097248
3883 | HE 3880 | 0.00045973 | 38.03 | 35.615 | 18.4675 | 0.017483 | 0.016373 | 0.00849
3884 | HE 3881 | 0.00033159 | 34.5575 | 27.7675 | 19.2025 | 0.011459 | 0.0092073 | 0.0063673
3885 | HE 3882 | 0.00017877 | 30.98 | 27.3275 | 19.41 | 0.0055384 | 0.0048854 | 0.00347
3886 | HE 3883 | 4.8507e-05 | 26.2425 | 26.9175 | 19.7375 | 0.0012729 | 0.0013057 | 0.0009574
3887 | HE 3884 | 3.015e-08 | 24.4925 | 23.1675 | 19.0475 | 7.3846e-07 | 6.9851e-07 | 5.7429e-07
3888 | HE 3885 | 0 | 23.8475 | 23.335 | 17.6175 | 0 | 0 | 0
3889 | HE 3886 | 0 | 22.215 | 23.1575 | 15.0925 | 0 | 0 | 0
3890 | HE 3887 | 0 | 19.9475 | 19.88 | 11.7075 | 0 | 0 | 0
3891 | HE 3888 | 0 | 19.94 | 17.7925 | 8.7925 | 0 | 0 | 0
3892 | HE 3889 | 0 | 20.02 | 20.975 | 9.2475 | 0 | 0 | 0
3893 | HE 3890 | 0 | 18.8925 | 18.56 | 0.5775 | 0 | 0 | 0
3894 | HE 3891 | 0 | 18.0425 | 18.125 | -2.375 | 0 | 0 | 0
3895 | HE 3892 | 0 | 18.16 | 18.685 | -12.6625 | 0 | 0 | 0
3896 | HE 3893 | 0 | 17.79 | 18.46 | -4.91 | 0 | 0 | 0
3897 | HE 3894 | 0 | 18.14 | 18.38 | -0.96 | 0 | 0 | 0
3898 | HE 3895 | 4.3046e-05 | 18.0275 | 18.1375 | -8.8625 | 0.00077601 | 0.00078075 | -0.0003815
3899 | HE 3896 | 0.00015774 | 18.3925 | 18.38 | -3.03 | 0.0029013 | 0.0028993 | -0.00047797
3900 | HE 3897 | 0.00030483 | 18.65 | 18.8275 | 8.155 | 0.005685 | 0.0057391 | 0.0024859
3901 | HE 3898 | 0.00044929 | 18.6825 | 18.9325 | 8.4325 | 0.0083939 | 0.0085062 | 0.0037886
3902 | HE 3899 | 0.0005544 | 19.36 | 19.4625 | 9.9275 | 0.010733 | 0.01079 | 0.0055038
3903 | HE 3900 | 0.00061629 | 21.26 | 19.7475 | 12.0075 | 0.013102 | 0.01217 | 0.0074001
3904 | HE 3901 | 0.0006198 | 24.1725 | 19.655 | 15.1925 | 0.014982 | 0.012182 | 0.0094163
3905 | HE 3902 | 0.00059869 | 26.1375 | 21.1975 | 17.4975 | 0.015648 | 0.012691 | 0.010476
3906 | HE 3903 | 0.00055657 | 28.56 | 22.12 | 19.0825 | 0.015896 | 0.012311 | 0.010621
3907 | HE 3904 | 0.00045973 | 31.8225 | 22.6 | 21.8125 | 0.01463 | 0.01039 | 0.010028
3908 | HE 3905 | 0.00033159 | 43.1675 | 22.025 | 22.13 | 0.014314 | 0.0073032 | 0.007338
3909 | HE 3906 | 0.00017877 | 35.2825 | 18.7025 | 21.99 | 0.0063075 | 0.0033435 | 0.0039312
3910 | HE 3907 | 4.8507e-05 | 31.3525 | 18.51 | 20.04 | 0.0015208 | 0.00089786 | 0.00097207
3911 | HE 3908 | 3.015e-08 | 29.4075 | 18.41 | 18.8 | 8.8665e-07 | 5.5507e-07 | 5.6683e-07
3912 | HE 3909 | 0 | 27.1675 | 19.4225 | 17.82 | 0 | 0 | 0
3913 | HE 3910 | 0 | 24.5525 | 19.01 | 16.1975 | 0 | 0 | 0
3914 | HE 3911 | 0 | 19.8325 | 16.2675 | 13.615 | 0 | 0 | 0
3915 | HE 3912 | 0 | 19.1575 | 15.3875 | 11.165 | 0 | 0 | 0
3916 | HE 3913 | 0 | 19.525 | 13.5425 | 11.93 | 0 | 0 | 0
3917 | HE 3914 | 0 | 18.92 | 12.2075 | 8.03 | 0 | 0 | 0
3918 | HE 3915 | 0 | 18.2175 | 10.8675 | 4.7325 | 0 | 0 | 0
3919 | HE 3916 | 0 | 18.04 | 9.4175 | 0.7525 | 0 | 0 | 0
3920 | HE 3917 | 0 | 18.03 | 11.3625 | 6.5675 | 0 | 0 | 0
3921 | HE 3918 | 0 | 18.375 | 13.36 | 10.53 | 0 | 0 | 0
3922 | HE 3919 | 4.3046e-05 | 18.895 | 15.6475 | 10.83 | 0.00081336 | 0.00067356 | 0.00046619
3923 | HE 3920 | 0.00015774 | 19.4675 | 16.175 | 11.3275 | 0.0030709 | 0.0025515 | 0.0017868
3924 | HE 3921 | 0.00030483 | 19.875 | 16.2925 | 13.22 | 0.0060584 | 0.0049664 | 0.0040298
3925 | HE 3922 | 0.00044929 | 19.3225 | 16.7075 | 14.415 | 0.0086814 | 0.0075065 | 0.0064765
3926 | HE 3923 | 0.0005544 | 20.765 | 17.4 | 15.9025 | 0.011512 | 0.0096465 | 0.0088163
3927 | HE 3924 | 0.00061629 | 25.5075 | 17.17 | 17.3375 | 0.01572 | 0.010582 | 0.010685
3928 | HE 3925 | 0.0006198 | 27.1325 | 17.71 | 18.2925 | 0.016817 | 0.010977 | 0.011338
3929 | HE 3926 | 0.00059869 | 30.03 | 18.2475 | 19.04 | 0.017979 | 0.010925 | 0.011399
3930 | HE 3927 | 0.00055657 | 32.5825 | 20.125 | 19.53 | 0.018135 | 0.011201 | 0.01087
3931 | HE 3928 | 0.00045973 | 33.03 | 24.595 | 20.06 | 0.015185 | 0.011307 | 0.0092221
3932 | HE 3929 | 0.00033159 | 31.9975 | 27.88 | 20.0375 | 0.01061 | 0.0092446 | 0.0066441
3933 | HE 3930 | 0.00017877 | 28.845 | 62.6725 | 19.825 | 0.0051567 | 0.011204 | 0.0035442
3934 | HE 3931 | 4.8507e-05 | 27.19 | 29.7825 | 19.2475 | 0.0013189 | 0.0014446 | 0.00093363
3935 | HE 3932 | 3.015e-08 | 28.755 | 30.19 | 18.325 | 8.6697e-07 | 9.1024e-07 | 5.5251e-07
3936 | HE 3933 | 0 | 32.7275 | 27.96 | 18.1725 | 0 | 0 | 0
3937 | HE 3934 | 0 | 29.93 | 23.355 | 15.9 | 0 | 0 | 0
3938 | HE 3935 | 0 | 23.995 | 20.6625 | 13.7725 | 0 | 0 | 0
3939 | HE 3936 | 0 | 21.3375 | 19.34 | 12.3375 | 0 | 0 | 0
3940 | HE 3937 | 0 | 20.705 | 17.8125 | 11.4825 | 0 | 0 | 0
3941 | HE 3938 | 0 | 19.6775 | 16.29 | 11.9125 | 0 | 0 | 0
3942 | HE 3939 | 0 | 18.8025 | 15.93 | 10.1075 | 0 | 0 | 0
3943 | HE 3940 | 0 | 18.5525 | 15.7325 | 9.2325 | 0 | 0 | 0
3944 | HE 3941 | 0 | 18.845 | 15.7475 | 7.575 | 0 | 0 | 0
3945 | HE 3942 | 0 | 19.4875 | 16.2125 | 4.6425 | 0 | 0 | 0
3946 | HE 3943 | 4.3046e-05 | 20.3625 | 16.865 | 0.81 | 0.00087653 | 0.00072597 | 3.4867e-05
3947 | HE 3944 | 0.00015774 | 22.86 | 17.585 | 3.7825 | 0.003606 | 0.0027739 | 0.00059667
3948 | HE 3945 | 0.00030483 | 24.3125 | 18.6325 | 9.5575 | 0.0074111 | 0.0056797 | 0.0029134
3949 | HE 3946 | 0.00044929 | 26.2775 | 18.43 | 10.605 | 0.011806 | 0.0082804 | 0.0047647
3950 | HE 3947 | 0.0005544 | 33.8225 | 19.2525 | 13.15 | 0.018751 | 0.010674 | 0.0072903
3951 | HE 3948 | 0.00061629 | 36.41 | 19.7175 | 15.3925 | 0.022439 | 0.012152 | 0.0094862
3952 | HE 3949 | 0.0006198 | 46.31 | 33.815 | 17.455 | 0.028703 | 0.020958 | 0.010819
3953 | HE 3950 | 0.00059869 | 77.875 | 33.5825 | 18.255 | 0.046623 | 0.020105 | 0.010929
3954 | HE 3951 | 0.00055657 | 52.2375 | 29.1125 | 18.9575 | 0.029074 | 0.016203 | 0.010551
3955 | HE 3952 | 0.00045973 | 109.3875 | 37.865 | 20.03 | 0.050288 | 0.017408 | 0.0092083
3956 | HE 3953 | 0.00033159 | 45.6025 | 41.89 | 21.2775 | 0.015121 | 0.01389 | 0.0070553
3957 | HE 3954 | 0.00017877 | 35.53 | 30.9475 | 27.755 | 0.0063518 | 0.0055326 | 0.0049618
3958 | HE 3955 | 4.8507e-05 | 33.765 | 26.2875 | 20.395 | 0.0016378 | 0.0012751 | 0.00098929
3959 | HE 3956 | 3.015e-08 | 32.8975 | 31.2325 | 18.875 | 9.9187e-07 | 9.4167e-07 | 5.6909e-07
3960 | HE 3957 | 0 | 32.595 | 27.005 | 18.6275 | 0 | 0 | 0
3961 | HE 3958 | 0 | 30.1925 | 19.8175 | 16.8925 | 0 | 0 | 0
3962 | HE 3959 | 0 | 26.4925 | 17.3175 | 15.0725 | 0 | 0 | 0
3963 | HE 3960 | 0 | 26.9625 | 15.8875 | 13.8925 | 0 | 0 | 0
3964 | HE 3961 | 0 | 22.0525 | 16.175 | 13.765 | 0 | 0 | 0
3965 | HE 3962 | 0 | 20.78 | 15.05 | 11.425 | 0 | 0 | 0
3966 | HE 3963 | 0 | 19.1225 | 14.0975 | 9.7275 | 0 | 0 | 0
3967 | HE 3964 | 0 | 18.3625 | 14.1575 | 6.625 | 0 | 0 | 0
3968 | HE 3965 | 0 | 18 | 15.0575 | 4.09 | 0 | 0 | 0
3969 | HE 3966 | 0 | 19.1175 | 16.205 | 4.075 | 0 | 0 | 0
3970 | HE 3967 | 4.3046e-05 | 19.6425 | 17.42 | 3.0975 | 0.00084553 | 0.00074986 | 0.00013334
3971 | HE 3968 | 0.00015774 | 21.515 | 16.68 | 4.045 | 0.0033939 | 0.0026312 | 0.00063808
3972 | HE 3969 | 0.00030483 | 28.2675 | 18.435 | 9.25 | 0.0086167 | 0.0056195 | 0.0028196
3973 | HE 3970 | 0.00044929 | 23.7875 | 19.92 | 9.9825 | 0.010688 | 0.0089499 | 0.004485
3974 | HE 3971 | 0.0005544 | 26.9575 | 21.6 | 13.295 | 0.014945 | 0.011975 | 0.0073707
3975 | HE 3972 | 0.00061629 | 34.12 | 20.6125 | 16.4175 | 0.021028 | 0.012703 | 0.010118
3976 | HE 3973 | 0.0006198 | 38.73 | 21.0225 | 17.6425 | 0.024005 | 0.01303 | 0.010935
3977 | HE 3974 | 0.00059869 | 33.66 | 27.1925 | 18.6975 | 0.020152 | 0.01628 | 0.011194
3978 | HE 3975 | 0.00055657 | 31.375 | 25.99 | 19.3375 | 0.017463 | 0.014465 | 0.010763
3979 | HE 3976 | 0.00045973 | 30.7875 | 22.14 | 19.88 | 0.014154 | 0.010178 | 0.0091394
3980 | HE 3977 | 0.00033159 | 29.6075 | 25.3275 | 20.1625 | 0.0098174 | 0.0083982 | 0.0066856
3981 | HE 3978 | 0.00017877 | 29.985 | 24.485 | 20.46 | 0.0053605 | 0.0043772 | 0.0036577
3982 | HE 3979 | 4.8507e-05 | 28.245 | 23.99 | 19.805 | 0.0013701 | 0.0011637 | 0.00096067
3983 | HE 3980 | 3.015e-08 | 29.17 | 24.5025 | 18.525 | 8.7949e-07 | 7.3876e-07 | 5.5854e-07
3984 | HE 3981 | 0 | 28.935 | 24.29 | 18.5825 | 0 | 0 | 0
3985 | HE 3982 | 0 | 27.89 | 21.385 | 17.2225 | 0 | 0 | 0
3986 | HE 3983 | 0 | 21.9575 | 18.6275 | 15.3275 | 0 | 0 | 0
3987 | HE 3984 | 0 | 21.335 | 16.865 | 13.9025 | 0 | 0 | 0
3988 | HE 3985 | 0 | 20.245 | 16.0675 | 12.5525 | 0 | 0 | 0
3989 | HE 3986 | 0 | 18.78 | 15.79 | 11.2075 | 0 | 0 | 0
3990 | HE 3987 | 0 | 17.95 | 15.7375 | 11.22 | 0 | 0 | 0
3991 | HE 3988 | 0 | 17.6425 | 14.035 | 10.5875 | 0 | 0 | 0
3992 | HE 3989 | 0 | 17.84 | 12.2025 | 10.9075 | 0 | 0 | 0
3993 | HE 3990 | 0 | 18.5475 | 13.6975 | 12.72 | 0 | 0 | 0
3994 | HE 3991 | 4.3046e-05 | 19.3325 | 15.065 | 11.815 | 0.00083219 | 0.00064849 | 0.00050859
3995 | HE 3992 | 0.00015774 | 19.6 | 16.35 | 13.7825 | 0.0030918 | 0.0025791 | 0.0021741
3996 | HE 3993 | 0.00030483 | 19.975 | 15.935 | 15.62 | 0.0060889 | 0.0048574 | 0.0047614
3997 | HE 3994 | 0.00044929 | 21.11 | 5.105 | 16.145 | 0.0094845 | 0.0022936 | 0.0072538
3998 | HE 3995 | 0.0005544 | 21.0425 | 13.69 | 16.9725 | 0.011666 | 0.0075897 | 0.0094095
3999 | HE 3996 | 0.00061629 | 23.12 | 18.41 | 18.4625 | 0.014249 | 0.011346 | 0.011378
4000 | HE 3997 | 0.0006198 | 27.67 | 22.5475 | 19.64 | 0.01715 | 0.013975 | 0.012173
4001 | HE 3998 | 0.00059869 | 29.19 | 18.615 | 20.015 | 0.017476 | 0.011145 | 0.011983
4002 | HE 3999 | 0.00055657 | 30.645 | 20.66 | 19.925 | 0.017056 | 0.011499 | 0.01109
4003 | HE 4000 | 0.00045973 | 36.5375 | 22.4525 | 19.8975 | 0.016797 | 0.010322 | 0.0091474
4004 | HE 4001 | 0.00033159 | 29.5075 | 24.135 | 19.6275 | 0.0097843 | 0.0080028 | 0.0065082
4005 | HE 4002 | 0.00017877 | 25.9875 | 23.0525 | 18.76 | 0.0046458 | 0.0041211 | 0.0033538
4006 | HE 4003 | 4.8507e-05 | 23.6875 | 22.85 | 18.105 | 0.001149 | 0.0011084 | 0.00087821
4007 | HE 4004 | 3.015e-08 | 22.7475 | 20.9625 | 17.1325 | 6.8585e-07 | 6.3203e-07 | 5.1655e-07
4008 | HE 4005 | 0 | 22.905 | 18.565 | 17.9575 | 0 | 0 | 0
4009 | HE 4006 | 0 | 27.2 | 17.47 | 17.7425 | 0 | 0 | 0
4010 | HE 4007 | 0 | 22.365 | 17.4425 | 15.6475 | 0 | 0 | 0
4011 | HE 4008 | 0 | 21.24 | 16.42 | 13.455 | 0 | 0 | 0
4012 | HE 4009 | 0 | 19.535 | 16.375 | 11.685 | 0 | 0 | 0
4013 | HE 4010 | 0 | 19.14 | 15.3875 | 9.7575 | 0 | 0 | 0
4014 | HE 4011 | 0 | 18.68 | 15.5775 | 9.885 | 0 | 0 | 0
4015 | HE 4012 | 0 | 18.255 | 15.1575 | 10.005 | 0 | 0 | 0
4016 | HE 4013 | 0 | 18.1625 | 15.5725 | 11.265 | 0 | 0 | 0
4017 | HE 4014 | 0 | 18.115 | 16.08 | 13.66 | 0 | 0 | 0
4018 | HE 4015 | 4.3046e-05 | 18.0925 | 17.3025 | 14.1225 | 0.00077881 | 0.00074481 | 0.00060792
4019 | HE 4016 | 0.00015774 | 18.5875 | 17.415 | 14.9775 | 0.0029321 | 0.0027471 | 0.0023626
4020 | HE 4017 | 0.00030483 | 19.1175 | 18.0025 | 13.825 | 0.0058275 | 0.0054876 | 0.0042142
4021 | HE 4018 | 0.00044929 | 20.745 | 16.48 | 13.99 | 0.0093205 | 0.0074043 | 0.0062856
4022 | HE 4019 | 0.0005544 | 19.9975 | 16.7725 | 15.99 | 0.011087 | 0.0092986 | 0.0088648
4023 | HE 4020 | 0.00061629 | 20.8125 | 16.7675 | 15.7325 | 0.012826 | 0.010334 | 0.0096957
4024 | HE 4021 | 0.0006198 | 22.235 | 17.8775 | 17.6675 | 0.013781 | 0.01108 | 0.01095
4025 | HE 4022 | 0.00059869 | 24.16 | 18.865 | 17.7375 | 0.014464 | 0.011294 | 0.010619
4026 | HE 4023 | 0.00055657 | 24.0025 | 19.8025 | 17.3875 | 0.013359 | 0.011022 | 0.0096774
4027 | HE 4024 | 0.00045973 | 25.0525 | 19.5475 | 17.435 | 0.011517 | 0.0089865 | 0.0080154
4028 | HE 4025 | 0.00033159 | 25.6425 | 19.22 | 18.87 | 0.0085027 | 0.0063731 | 0.006257
4029 | HE 4026 | 0.00017877 | 22.1475 | 19.0725 | 17.5975 | 0.0039594 | 0.0034096 | 0.0031459
4030 | HE 4027 | 4.8507e-05 | 21.4825 | 18.74 | 15.61 | 0.001042 | 0.00090901 | 0.00075719
4031 | HE 4028 | 3.015e-08 | 21.525 | 18.6125 | 15.26 | 6.4899e-07 | 5.6117e-07 | 4.6009e-07
4032 | HE 4029 | 0 | 26.9325 | 18.5775 | 16.4225 | 0 | 0 | 0
4033 | HE 4030 | 0 | 33.4725 | 17.4225 | 15.9875 | 0 | 0 | 0
4034 | HE 4031 | 0 | 25.3775 | 16.875 | 13.4275 | 0 | 0 | 0
4035 | HE 4032 | 0 | 24.135 | 16.0575 | 9.8275 | 0 | 0 | 0
4036 | HE 4033 | 0 | 22.0425 | 15.495 | 10.4225 | 0 | 0 | 0
4037 | HE 4034 | 0 | 20.97 | 14.8125 | 8.6775 | 0 | 0 | 0
4038 | HE 4035 | 0 | 20.265 | 14.01 | 6.15 | 0 | 0 | 0
4039 | HE 4036 | 0 | 19.255 | 14.45 | 3.6175 | 0 | 0 | 0
4040 | HE 4037 | 0 | 19.4875 | 14.7725 | 3.28 | 0 | 0 | 0
4041 | HE 4038 | 0 | 19.3875 | 15.62 | 7.1325 | 0 | 0 | 0
4042 | HE 4039 | 4.3046e-05 | 18.875 | 17.2275 | 9.1725 | 0.0008125 | 0.00074158 | 0.00039484
4043 | HE 4040 | 0.00015774 | 19.3025 | 17.0875 | 10.775 | 0.0030449 | 0.0026955 | 0.0016997
4044 | HE 4041 | 0.00030483 | 20.92 | 17.1975 | 9.5075 | 0.006377 | 0.0052423 | 0.0028981
4045 | HE 4042 | 0.00044929 | 20.6275 | 16.88 | 11.59 | 0.0092677 | 0.007584 | 0.0052073
4046 | HE 4043 | 0.0005544 | 21.105 | 17.515 | 15.9725 | 0.011701 | 0.0097103 | 0.0088551
4047 | HE 4044 | 0.00061629 | 22.525 | 18.2325 | 15.83 | 0.013882 | 0.011236 | 0.0097558
4048 | HE 4045 | 0.0006198 | 24.7075 | 19.82 | 17.21 | 0.015314 | 0.012284 | 0.010667
4049 | HE 4046 | 0.00059869 | 27.9025 | 22.0675 | 18.2575 | 0.016705 | 0.013212 | 0.010931
4050 | HE 4047 | 0.00055657 | 28.2125 | 26.3725 | 18.74 | 0.015702 | 0.014678 | 0.01043
4051 | HE 4048 | 0.00045973 | 31.1425 | 43.19 | 18.54 | 0.014317 | 0.019856 | 0.0085234
4052 | HE 4049 | 0.00033159 | 31.6575 | 28.3 | 18.705 | 0.010497 | 0.0093839 | 0.0062023
4053 | HE 4050 | 0.00017877 | 31.6025 | 45.46 | 18.6525 | 0.0056496 | 0.008127 | 0.0033345
4054 | HE 4051 | 4.8507e-05 | 31.5775 | 29.52 | 17.325 | 0.0015317 | 0.0014319 | 0.00084038
4055 | HE 4052 | 3.015e-08 | 29.6125 | 24.5525 | 16.3825 | 8.9283e-07 | 7.4027e-07 | 4.9394e-07
4056 | HE 4053 | 0 | 35.8125 | 22.285 | 16.12 | 0 | 0 | 0
4057 | HE 4054 | 0 | 60.455 | 21.585 | 16.195 | 0 | 0 | 0
4058 | HE 4055 | 0 | 27.305 | 19.7075 | 14.83 | 0 | 0 | 0
4059 | HE 4056 | 0 | 25.7075 | 17.0925 | 13.62 | 0 | 0 | 0
4060 | HE 4057 | 0 | 25.6425 | 16.47 | 19.555 | 0 | 0 | 0
4061 | HE 4058 | 0 | 21.075 | 15.315 | 18.575 | 0 | 0 | 0
4062 | HE 4059 | 0 | 20.0075 | 14.4275 | 14.2725 | 0 | 0 | 0
4063 | HE 4060 | 0 | 19.4975 | 14.665 | 10.115 | 0 | 0 | 0
4064 | HE 4061 | 0 | 19.3725 | 14.42 | 9.1725 | 0 | 0 | 0
4065 | HE 4062 | 0 | 20.2025 | 15.13 | 8.81 | 0 | 0 | 0
4066 | HE 4063 | 4.3046e-05 | 21.4 | 15.775 | 8.065 | 0.00092119 | 0.00067905 | 0.00034717
4067 | HE 4064 | 0.00015774 | 22.8 | 16.73 | 9.1075 | 0.0035966 | 0.0026391 | 0.0014367
4068 | HE 4065 | 0.00030483 | 25.7925 | 18.23 | 9.4825 | 0.0078622 | 0.005557 | 0.0028905
4069 | HE 4066 | 0.00044929 | 30.3775 | 18.9275 | 10.07 | 0.013648 | 0.008504 | 0.0045244
4070 | HE 4067 | 0.0005544 | 50.72 | 19.5425 | 13.095 | 0.028119 | 0.010834 | 0.0072598
4071 | HE 4068 | 0.00061629 | 34.19 | 20.18 | 16.775 | 0.021071 | 0.012437 | 0.010338
4072 | HE 4069 | 0.0006198 | 45.67 | 23.5125 | 17.8075 | 0.028306 | 0.014573 | 0.011037
4073 | HE 4070 | 0.00059869 | 62.0725 | 27.0825 | 20.3125 | 0.037162 | 0.016214 | 0.012161
4074 | HE 4071 | 0.00055657 | 35.985 | 28.93 | 25.41 | 0.020028 | 0.016102 | 0.014143
4075 | HE 4072 | 0.00045973 | 47.4075 | 43.6125 | 25.1825 | 0.021795 | 0.02005 | 0.011577
4076 | HE 4073 | 0.00033159 | 38.46 | 46.33 | 20.155 | 0.012753 | 0.015362 | 0.0066831
4077 | HE 4074 | 0.00017877 | 30.385 | 36.5025 | 18.96 | 0.005432 | 0.0065256 | 0.0033895
4078 | HE 4075 | 4.8507e-05 | 30.72 | 32.7725 | 17.565 | 0.0014901 | 0.0015897 | 0.00085202
4079 | HE 4076 | 3.015e-08 | 29.1525 | 23.2075 | 17.4475 | 8.7896e-07 | 6.9972e-07 | 5.2605e-07
4080 | HE 4077 | 0 | 28.95 | 22.86 | 17.3875 | 0 | 0 | 0
4081 | HE 4078 | 0 | 26.37 | 20.0725 | 15.8025 | 0 | 0 | 0
4082 | HE 4079 | 0 | 23.86 | 18.145 | 15.6175 | 0 | 0 | 0
4083 | HE 4080 | 0 | 21.7 | 17.485 | 14.0975 | 0 | 0 | 0
4084 | HE 4081 | 0 | 20.6275 | 15.965 | 15.235 | 0 | 0 | 0
4085 | HE 4082 | 0 | 19.405 | 15.7425 | 11.7875 | 0 | 0 | 0
4086 | HE 4083 | 0 | 19.14 | 16.2075 | 11.01 | 0 | 0 | 0
4087 | HE 4084 | 0 | 19.03 | 16.4375 | 9.61 | 0 | 0 | 0
4088 | HE 4085 | 0 | 19.285 | 16.3925 | 9.3875 | 0 | 0 | 0
4089 | HE 4086 | 0 | 20.1225 | 15.915 | 10.555 | 0 | 0 | 0
4090 | HE 4087 | 4.3046e-05 | 20.575 | 17.5775 | 10.005 | 0.00088567 | 0.00075664 | 0.00043068
4091 | HE 4088 | 0.00015774 | 20.88 | 17.545 | 9.58 | 0.0032937 | 0.0027676 | 0.0015112
4092 | HE 4089 | 0.00030483 | 21.8875 | 18.5525 | 9.4025 | 0.0066719 | 0.0056553 | 0.0028661
4093 | HE 4090 | 0.00044929 | 25.865 | 18.0125 | 9.95 | 0.011621 | 0.0080929 | 0.0044704
4094 | HE 4091 | 0.0005544 | 43.4775 | 20.2975 | 14.86 | 0.024104 | 0.011253 | 0.0082384
4095 | HE 4092 | 0.00061629 | 32.785 | 27.1 | 17.425 | 0.020205 | 0.016701 | 0.010739
4096 | HE 4093 | 0.0006198 | 40.1775 | 32.7275 | 19.2975 | 0.024902 | 0.020284 | 0.011961
4097 | HE 4094 | 0.00059869 | 29.5075 | 41.7875 | 20.445 | 0.017666 | 0.025018 | 0.01224
4098 | HE 4095 | 0.00055657 | 28.1175 | 38.2975 | 19.535 | 0.015649 | 0.021315 | 0.010873
4099 | HE 4096 | 0.00045973 | 28.2825 | 44.6975 | 20.4975 | 0.013002 | 0.020549 | 0.0094233
4100 | HE 4097 | 0.00033159 | 27.5725 | 53.6525 | 18.9725 | 0.0091426 | 0.01779 | 0.006291
4101 | HE 4098 | 0.00017877 | 25.5125 | 51.7725 | 16.52 | 0.0045609 | 0.0092555 | 0.0029533
4102 | HE 4099 | 4.8507e-05 | 23.5575 | 33.61 | 12.97 | 0.0011427 | 0.0016303 | 0.00062913
4103 | HE 4100 | 3.015e-08 | 22.5725 | 61.3275 | 13.3475 | 6.8057e-07 | 1.849e-06 | 4.0243e-07
4104 | HE 4101 | 0 | 21.9075 | 29.8325 | 13.38 | 0 | 0 | 0
4105 | HE 4102 | 0 | 21.6725 | 27.3 | 12.4725 | 0 | 0 | 0
4106 | HE 4103 | 0 | 20.9125 | 20.085 | 12.1675 | 0 | 0 | 0
4107 | HE 4104 | 0 | 20.6025 | 17.4975 | 11.0675 | 0 | 0 | 0
4108 | HE 4105 | 0 | 19.7925 | 16.1825 | 11.545 | 0 | 0 | 0
4109 | HE 4106 | 0 | 19.11 | 15.2125 | 10.8975 | 0 | 0 | 0
4110 | HE 4107 | 0 | 18.27 | 13.755 | 11.835 | 0 | 0 | 0
4111 | HE 4108 | 0 | 18.9725 | 11.895 | 11.395 | 0 | 0 | 0
4112 | HE 4109 | 0 | 19.5375 | 12.005 | 11.62 | 0 | 0 | 0
4113 | HE 4110 | 0 | 20.2925 | 12.2975 | 12.155 | 0 | 0 | 0
4114 | HE 4111 | 4.3046e-05 | 22.7225 | 13.6575 | 10.6175 | 0.00097812 | 0.0005879 | 0.00045704
4115 | HE 4112 | 0.00015774 | 23.2925 | 14.5025 | 10.94 | 0.0036743 | 0.0022877 | 0.0017257
4116 | HE 4113 | 0.00030483 | 21.245 | 15.6375 | 11.7325 | 0.006476 | 0.0047667 | 0.0035764
4117 | HE 4114 | 0.00044929 | 22.91 | 16.38 | 11.625 | 0.010293 | 0.0073594 | 0.005223
4118 | HE 4115 | 0.0005544 | 23.515 | 17.335 | 13.505 | 0.013037 | 0.0096105 | 0.0074871
4119 | HE 4116 | 0.00061629 | 26.0975 | 18.225 | 15.235 | 0.016084 | 0.011232 | 0.0093891
4120 | HE 4117 | 0.0006198 | 42.4625 | 21.725 | 16.0275 | 0.026318 | 0.013465 | 0.0099338
4121 | HE 4118 | 0.00059869 | 46.8975 | 22.5175 | 16.2125 | 0.028077 | 0.013481 | 0.0097062
4122 | HE 4119 | 0.00055657 | 55.775 | 23.625 | 16.9575 | 0.031043 | 0.013149 | 0.0094381
4123 | HE 4120 | 0.00045973 | 75.0225 | 24.8575 | 17.6225 | 0.03449 | 0.011428 | 0.0081016
4124 | HE 4121 | 0.00033159 | 52.855 | 25.615 | 18.3275 | 0.017526 | 0.0084936 | 0.0060771
4125 | HE 4122 | 0.00017877 | 45.1925 | 24.815 | 19.105 | 0.0080792 | 0.0044362 | 0.0034154
4126 | HE 4123 | 4.8507e-05 | 37.9125 | 24.115 | 19.6975 | 0.001839 | 0.0011697 | 0.00095546
4127 | HE 4124 | 3.015e-08 | 32.295 | 21.2975 | 19.0275 | 9.7371e-07 | 6.4213e-07 | 5.7369e-07
4128 | HE 4125 | 0 | 30.705 | 19.6375 | 17.9325 | 0 | 0 | 0
4129 | HE 4126 | 0 | 29.49 | 17.93 | 16.07 | 0 | 0 | 0
4130 | HE 4127 | 0 | 24.005 | 18.075 | 14.6675 | 0 | 0 | 0
4131 | HE 4128 | 0 | 25.9475 | 17.735 | 10.7475 | 0 | 0 | 0
4132 | HE 4129 | 0 | 21.4025 | 18.725 | 13.23 | 0 | 0 | 0
4133 | HE 4130 | 0 | 20.5025 | 17.13 | 11.5375 | 0 | 0 | 0
4134 | HE 4131 | 0 | 19.755 | 16.5 | 9.685 | 0 | 0 | 0
4135 | HE 4132 | 0 | 19.97 | 15.505 | 8.8025 | 0 | 0 | 0
4136 | HE 4133 | 0 | 20.28 | 15.1825 | 8.39 | 0 | 0 | 0
4137 | HE 4134 | 0 | 20.92 | 16.1 | 8.3825 | 0 | 0 | 0
4138 | HE 4135 | 4.3046e-05 | 21.405 | 17.09 | 4.4675 | 0.0009214 | 0.00073566 | 0.00019231
4139 | HE 4136 | 0.00015774 | 21.5675 | 18.0475 | 7.68 | 0.0034022 | 0.0028469 | 0.0012115
4140 | HE 4137 | 0.00030483 | 21 | 16.9925 | 7.1575 | 0.0064014 | 0.0051798 | 0.0021818
4141 | HE 4138 | 0.00044929 | 22.69 | 15.0075 | 7.5025 | 0.010194 | 0.0067427 | 0.0033708
4142 | HE 4139 | 0.0005544 | 26.445 | 15.8175 | 10.8175 | 0.014661 | 0.0087692 | 0.0059972
4143 | HE 4140 | 0.00061629 | 26.9925 | 16.7725 | 12.015 | 0.016635 | 0.010337 | 0.0074047
4144 | HE 4141 | 0.0006198 | 29.5525 | 19.715 | 12.665 | 0.018317 | 0.012219 | 0.0078497
4145 | HE 4142 | 0.00059869 | 31.3525 | 24.92 | 11.9475 | 0.01877 | 0.014919 | 0.0071528
4146 | HE 4143 | 0.00055657 | 32.1325 | 21.9675 | 12.7325 | 0.017884 | 0.012227 | 0.0070866
4147 | HE 4144 | 0.00045973 | 34.7825 | 21.4125 | 13.4275 | 0.01599 | 0.0098439 | 0.006173
4148 | HE 4145 | 0.00033159 | 44.5425 | 21.5 | 14.13 | 0.01477 | 0.0071291 | 0.0046853
4149 | HE 4146 | 0.00017877 | 48.355 | 22.3175 | 14.2025 | 0.0086445 | 0.0039897 | 0.002539
4150 | HE 4147 | 4.8507e-05 | 47.115 | 20.1275 | 14.595 | 0.0022854 | 0.00097632 | 0.00070795
4151 | HE 4148 | 3.015e-08 | 36.9175 | 19.17 | 13.3175 | 1.1131e-06 | 5.7798e-07 | 4.0153e-07
4152 | HE 4149 | 0 | 33.2 | 18.5925 | 14.2875 | 0 | 0 | 0
4153 | HE 4150 | 0 | 29.335 | 17.605 | 14.2625 | 0 | 0 | 0
4154 | HE 4151 | 0 | 25.7625 | 18.3675 | 11.9725 | 0 | 0 | 0
4155 | HE 4152 | 0 | 20.965 | 17.3925 | 10.4375 | 0 | 0 | 0
4156 | HE 4153 | 0 | 19.5125 | 15.6125 | 10.385 | 0 | 0 | 0
4157 | HE 4154 | 0 | 18.795 | 14.79 | 8.2125 | 0 | 0 | 0
4158 | HE 4155 | 0 | 17.8475 | 14.4275 | 4.675 | 0 | 0 | 0
4159 | HE 4156 | 0 | 17.5 | 15.2025 | 3.3175 | 0 | 0 | 0
4160 | HE 4157 | 0 | 17.2375 | 15.0475 | 6.06 | 0 | 0 | 0
4161 | HE 4158 | 0 | 18.1325 | 15.495 | 12.085 | 0 | 0 | 0
4162 | HE 4159 | 4.3046e-05 | 18.9875 | 15.0825 | 13.3125 | 0.00081734 | 0.00064924 | 0.00057305
4163 | HE 4160 | 0.00015774 | 19.44 | 14.46 | 11.6375 | 0.0030666 | 0.002281 | 0.0018358
4164 | HE 4161 | 0.00030483 | 19.385 | 13.585 | 8.3925 | 0.0059091 | 0.0041411 | 0.0025583
4165 | HE 4162 | 0.00044929 | 20.49 | 9.2975 | 6.72 | 0.009206 | 0.0041773 | 0.0030192
4166 | HE 4163 | 0.0005544 | 25.81 | 13.61 | 7.4425 | 0.014309 | 0.0075454 | 0.0041261
4167 | HE 4164 | 0.00061629 | 26.61 | 9.9725 | 10.1925 | 0.016399 | 0.0061459 | 0.0062815
4168 | HE 4165 | 0.0006198 | 31.045 | 16.4875 | 14.8925 | 0.019242 | 0.010219 | 0.0092303
4169 | HE 4166 | 0.00059869 | 30.7925 | 23.1225 | 17.08 | 0.018435 | 0.013843 | 0.010226
4170 | HE 4167 | 0.00055657 | 35.1875 | 20.3975 | 18.355 | 0.019584 | 0.011353 | 0.010216
4171 | HE 4168 | 0.00045973 | 36.615 | 22.99 | 18.875 | 0.016833 | 0.010569 | 0.0086774
4172 | HE 4169 | 0.00033159 | 36.19 | 20.255 | 21.005 | 0.012 | 0.0067163 | 0.006965
4173 | HE 4170 | 0.00017877 | 34.0375 | 20.2825 | 18.75 | 0.006085 | 0.0036259 | 0.003352
4174 | HE 4171 | 4.8507e-05 | 30.9725 | 19.72 | 16.7925 | 0.0015024 | 0.00095655 | 0.00081455
4175 | HE 4172 | 3.015e-08 | 28.8025 | 19.06 | 15.18 | 8.6841e-07 | 5.7467e-07 | 4.5768e-07
4176 | HE 4173 | 0 | 29.035 | 18.0475 | 14.27 | 0 | 0 | 0
4177 | HE 4174 | 0 | 27.9825 | 18.6 | 15.045 | 0 | 0 | 0
4178 | HE 4175 | 0 | 23.7025 | 16.8675 | 15.5625 | 0 | 0 | 0
4179 | HE 4176 | 0 | 23.465 | 16.44 | 13.6475 | 0 | 0 | 0
4180 | HE 4177 | 0 | 21.8575 | 17.7625 | 13.545 | 0 | 0 | 0
4181 | HE 4178 | 0 | 20.445 | 17.975 | 11.4125 | 0 | 0 | 0
4182 | HE 4179 | 0 | 19.255 | 17.23 | 8.64 | 0 | 0 | 0
4183 | HE 4180 | 0 | 18.525 | 17.1 | 8.5475 | 0 | 0 | 0
4184 | HE 4181 | 0 | 18.2625 | 16.8425 | 9.26 | 0 | 0 | 0
4185 | HE 4182 | 0 | 19.0775 | 16.745 | 12.3075 | 0 | 0 | 0
4186 | HE 4183 | 4.3046e-05 | 18.845 | 16.1775 | 12.055 | 0.0008112 | 0.00069638 | 0.00051892
4187 | HE 4184 | 0.00015774 | 18.4775 | 16.7025 | 11.22 | 0.0029147 | 0.0026347 | 0.0017699
4188 | HE 4185 | 0.00030483 | 18.1775 | 17.5375 | 15.225 | 0.005541 | 0.0053459 | 0.004641
4189 | HE 4186 | 0.00044929 | 18.66 | 17.7225 | 16.325 | 0.0083838 | 0.0079626 | 0.0073347
4190 | HE 4187 | 0.0005544 | 19.3775 | 19.0425 | 17.6425 | 0.010743 | 0.010557 | 0.009781
4191 | HE 4188 | 0.00061629 | 20.5425 | 20.52 | 17.895 | 0.01266 | 0.012646 | 0.011028
4192 | HE 4189 | 0.0006198 | 23.535 | 47.0925 | 18.1225 | 0.014587 | 0.029188 | 0.011232
4193 | HE 4190 | 0.00059869 | 29.69 | 50.3425 | 18.1425 | 0.017775 | 0.030139 | 0.010862
4194 | HE 4191 | 0.00055657 | 34.94 | 153.9925 | 18.1225 | 0.019447 | 0.085708 | 0.010087
4195 | HE 4192 | 0.00045973 | 43.5325 | 392.575 | 17.785 | 0.020013 | 0.18048 | 0.0081763
4196 | HE 4193 | 0.00033159 | 53.5575 | 1132.6325 | 17.95 | 0.017759 | 0.37556 | 0.005952
4197 | HE 4194 | 0.00017877 | 51.6725 | 190.1975 | 18.585 | 0.0092376 | 0.034002 | 0.0033225
4198 | HE 4195 | 4.8507e-05 | 32.735 | 24.105 | 18.0125 | 0.0015879 | 0.0011693 | 0.00087373
4199 | HE 4196 | 3.015e-08 | 28.6725 | 26.345 | 18.215 | 8.6449e-07 | 7.9431e-07 | 5.4919e-07
4200 | HE 4197 | 0 | 28.4825 | 38.3125 | 18.7775 | 0 | 0 | 0
4201 | HE 4198 | 0 | 26.085 | 21.655 | 17.965 | 0 | 0 | 0
4202 | HE 4199 | 0 | 23.1675 | 18.965 | 16.4225 | 0 | 0 | 0
4203 | HE 4200 | 0 | 21.67 | 18.3675 | 13.9325 | 0 | 0 | 0
4204 | HE 4201 | 0 | 19.9925 | 16.79 | 11.765 | 0 | 0 | 0
4205 | HE 4202 | 0 | 19.6875 | 16.2025 | 11.055 | 0 | 0 | 0
4206 | HE 4203 | 0 | 19.1125 | 16.4825 | 11.465 | 0 | 0 | 0
4207 | HE 4204 | 0 | 18.52 | 16.3125 | 11.255 | 0 | 0 | 0
4208 | HE 4205 | 0 | 18.1075 | 16.855 | 11.9025 | 0 | 0 | 0
4209 | HE 4206 | 0 | 17.99 | 16.8675 | 14.2575 | 0 | 0 | 0
4210 | HE 4207 | 4.3046e-05 | 18.02 | 16.375 | 14.8075 | 0.00077569 | 0.00070488 | 0.00063741
4211 | HE 4208 | 0.00015774 | 18.2825 | 16.7725 | 15.385 | 0.002884 | 0.0026458 | 0.0024269
4212 | HE 4209 | 0.00030483 | 18.435 | 16.6425 | 16.57 | 0.0056195 | 0.0050731 | 0.005051
4213 | HE 4210 | 0.00044929 | 18.99 | 16.21 | 16.9 | 0.008532 | 0.007283 | 0.007593
4214 | HE 4211 | 0.0005544 | 19.8425 | 16.975 | 18.065 | 0.011001 | 0.0094109 | 0.010015
4215 | HE 4212 | 0.00061629 | 20.5425 | 17.7925 | 20.22 | 0.01266 | 0.010965 | 0.012461
4216 | HE 4213 | 0.0006198 | 24.365 | 18.735 | 19.79 | 0.015101 | 0.011612 | 0.012266
4217 | HE 4214 | 0.00059869 | 28.365 | 20.0375 | 23.5125 | 0.016982 | 0.011996 | 0.014077
4218 | HE 4215 | 0.00055657 | 29.9825 | 20.065 | 24.3375 | 0.016688 | 0.011168 | 0.013546
4219 | HE 4216 | 0.00045973 | 45.8625 | 20.075 | 27.525 | 0.021084 | 0.009229 | 0.012654
4220 | HE 4217 | 0.00033159 | 41.445 | 19.45 | 27.6925 | 0.013743 | 0.0064493 | 0.0091824
4221 | HE 4218 | 0.00017877 | 28.735 | 18.96 | 21.59 | 0.005137 | 0.0033895 | 0.0038597
4222 | HE 4219 | 4.8507e-05 | 26.48 | 18.5375 | 19.6725 | 0.0012845 | 0.00089919 | 0.00095425
4223 | HE 4220 | 3.015e-08 | 27.035 | 17.275 | 19.4775 | 8.1512e-07 | 5.2085e-07 | 5.8725e-07
4224 | HE 4221 | 0 | 25.46 | 16.5475 | 19.305 | 0 | 0 | 0
4225 | HE 4222 | 0 | 24.2875 | 15.035 | 19.0425 | 0 | 0 | 0
4226 | HE 4223 | 0 | 21.455 | 12.0775 | 18.3225 | 0 | 0 | 0
4227 | HE 4224 | 0 | 20.8675 | 11.2075 | 16.3825 | 0 | 0 | 0
4228 | HE 4225 | 0 | 20.6875 | 8.5425 | 16.295 | 0 | 0 | 0
4229 | HE 4226 | 0 | 19.74 | -0.1325 | 15.6375 | 0 | 0 | 0
4230 | HE 4227 | 0 | 19.2425 | -1.3025 | 14.505 | 0 | 0 | 0
4231 | HE 4228 | 0 | 19.34 | 5.0275 | 12.585 | 0 | 0 | 0
4232 | HE 4229 | 0 | 19.525 | 10.0875 | 12.385 | 0 | 0 | 0
4233 | HE 4230 | 0 | 20.51 | 12.9375 | 13.1975 | 0 | 0 | 0
4234 | HE 4231 | 4.3046e-05 | 21.015 | 14.66 | 15.0825 | 0.00090461 | 0.00063106 | 0.00064924
4235 | HE 4232 | 0.00015774 | 24.585 | 15.8125 | 14.945 | 0.0038781 | 0.0024943 | 0.0023575
4236 | HE 4233 | 0.00030483 | 21.11 | 17.465 | 16.0425 | 0.0064349 | 0.0053238 | 0.0048902
4237 | HE 4234 | 0.00044929 | 22.33 | 17.915 | 16.16 | 0.010033 | 0.008049 | 0.0072605
4238 | HE 4235 | 0.0005544 | 25.215 | 22.5275 | 17.865 | 0.013979 | 0.012489 | 0.0099043
4239 | HE 4236 | 0.00061629 | 27.675 | 28.7425 | 21.815 | 0.017056 | 0.017714 | 0.013444
4240 | HE 4237 | 0.0006198 | 33.6175 | 36.4175 | 25.2575 | 0.020836 | 0.022571 | 0.015654
4241 | HE 4238 | 0.00059869 | 33.71 | 26.4775 | 25.44 | 0.020182 | 0.015852 | 0.015231
4242 | HE 4239 | 0.00055657 | 33.965 | 25.4525 | 41.6325 | 0.018904 | 0.014166 | 0.023172
4243 | HE 4240 | 0.00045973 | 43.86 | 32.86 | 21.975 | 0.020164 | 0.015107 | 0.010103
4244 | HE 4241 | 0.00033159 | 63.7125 | 25.9175 | 19.785 | 0.021126 | 0.0085939 | 0.0065604
4245 | HE 4242 | 0.00017877 | 37.38 | 19.6525 | 19.79 | 0.0066825 | 0.0035133 | 0.0035379
4246 | HE 4243 | 4.8507e-05 | 33.27 | 18.63 | 19.185 | 0.0016138 | 0.00090368 | 0.0009306
4247 | HE 4244 | 3.015e-08 | 30.5325 | 17.7075 | 18.6925 | 9.2057e-07 | 5.3389e-07 | 5.6359e-07
4248 | HE 4245 | 0 | 29.93 | 17.27 | 19.015 | 0 | 0 | 0
4249 | HE 4246 | 0 | 27.935 | 16.7175 | 17.6025 | 0 | 0 | 0
4250 | HE 4247 | 0 | 23.03 | 15.6825 | 16.1825 | 0 | 0 | 0
4251 | HE 4248 | 0 | 22.7525 | 14.855 | 14.145 | 0 | 0 | 0
4252 | HE 4249 | 0 | 19.5 | 13.4475 | 14.11 | 0 | 0 | 0
4253 | HE 4250 | 0 | 18.5925 | 12.9025 | 11.8 | 0 | 0 | 0
4254 | HE 4251 | 0 | 17.8225 | 9.745 | 10.64 | 0 | 0 | 0
4255 | HE 4252 | 0 | 17.8275 | 7.2075 | 10.1375 | 0 | 0 | 0
4256 | HE 4253 | 0 | 18 | 9.0225 | 9.5925 | 0 | 0 | 0
4257 | HE 4254 | 0 | 18.6175 | 11.9475 | 10.2425 | 0 | 0 | 0
4258 | HE 4255 | 4.3046e-05 | 19.16 | 15.385 | 9.7875 | 0.00082476 | 0.00066227 | 0.00042131
4259 | HE 4256 | 0.00015774 | 19.5275 | 16.38 | 11.6 | 0.0030804 | 0.0025839 | 0.0018298
4260 | HE 4257 | 0.00030483 | 19.6175 | 18.0775 | 14.8475 | 0.0059799 | 0.0055105 | 0.0045259
4261 | HE 4258 | 0.00044929 | 19.99 | 17.71 | 15 | 0.0089813 | 0.0079569 | 0.0067394
4262 | HE 4259 | 0.0005544 | 21.9575 | 18.6 | 14.705 | 0.012173 | 0.010312 | 0.0081524
4263 | HE 4260 | 0.00061629 | 23.975 | 20.9375 | 15.2375 | 0.014775 | 0.012904 | 0.0093907
4264 | HE 4261 | 0.0006198 | 28.225 | 20.7275 | 15.6575 | 0.017494 | 0.012847 | 0.0097045
4265 | HE 4262 | 0.00059869 | 31.225 | 21.7425 | 17.305 | 0.018694 | 0.013017 | 0.01036
4266 | HE 4263 | 0.00055657 | 35.855 | 20.8725 | 18.2475 | 0.019956 | 0.011617 | 0.010156
4267 | HE 4264 | 0.00045973 | 39.6575 | 22.56 | 19.2125 | 0.018232 | 0.010371 | 0.0088325
4268 | HE 4265 | 0.00033159 | 36.5325 | 23.0775 | 19.0075 | 0.012114 | 0.0076522 | 0.0063026
4269 | HE 4266 | 0.00017877 | 33.35 | 21.595 | 17.7525 | 0.0059621 | 0.0038606 | 0.0031737
4270 | HE 4267 | 4.8507e-05 | 31.6775 | 20.55 | 16.7725 | 0.0015366 | 0.00099681 | 0.00081358
4271 | HE 4268 | 3.015e-08 | 28.4675 | 20.1375 | 16.2125 | 8.5831e-07 | 6.0715e-07 | 4.8881e-07
4272 | HE 4269 | 0 | 29.53 | 20.81 | 15.8425 | 0 | 0 | 0
4273 | HE 4270 | 0 | 28.3375 | 18.3275 | 14.36 | 0 | 0 | 0
4274 | HE 4271 | 0 | 21.325 | 17.055 | 12.5275 | 0 | 0 | 0
4275 | HE 4272 | 0 | 20.7225 | 15.525 | 10.5875 | 0 | 0 | 0
4276 | HE 4273 | 0 | 19.46 | 14.4325 | 10.2675 | 0 | 0 | 0
4277 | HE 4274 | 0 | 18.6625 | 13.355 | 8.82 | 0 | 0 | 0
4278 | HE 4275 | 0 | 18.1 | 13.1575 | 6.4 | 0 | 0 | 0
4279 | HE 4276 | 0 | 17.91 | 13.635 | 2.875 | 0 | 0 | 0
4280 | HE 4277 | 0 | 17.8025 | 14.45 | 7.325 | 0 | 0 | 0
4281 | HE 4278 | 0 | 18.3625 | 15.0175 | 9.045 | 0 | 0 | 0
4282 | HE 4279 | 4.3046e-05 | 18.905 | 15.6775 | 9.685 | 0.00081379 | 0.00067486 | 0.0004169
4283 | HE 4280 | 0.00015774 | 19.5075 | 16.08 | 10.055 | 0.0030772 | 0.0025365 | 0.0015861
4284 | HE 4281 | 0.00030483 | 19.3025 | 17.105 | 9.28 | 0.0058839 | 0.0052141 | 0.0028288
4285 | HE 4282 | 0.00044929 | 19.71 | 17.9075 | 8.6275 | 0.0088555 | 0.0080457 | 0.0038763
4286 | HE 4283 | 0.0005544 | 20.685 | 20.915 | 8.8275 | 0.011468 | 0.011595 | 0.0048939
4287 | HE 4284 | 0.00061629 | 24.9325 | 29.895 | 11.9525 | 0.015366 | 0.018424 | 0.0073662
4288 | HE 4285 | 0.0006198 | 27.67 | 23.85 | 15.9775 | 0.01715 | 0.014782 | 0.0099028
4289 | HE 4286 | 0.00059869 | 30.6675 | 20.6175 | 18.1525 | 0.01836 | 0.012343 | 0.010868
4290 | HE 4287 | 0.00055657 | 33.325 | 21.31 | 18.4725 | 0.018548 | 0.011861 | 0.010281
4291 | HE 4288 | 0.00045973 | 33.7725 | 21.4275 | 18.64 | 0.015526 | 0.0098508 | 0.0085693
4292 | HE 4289 | 0.00033159 | 34.0825 | 24.965 | 18.3025 | 0.011301 | 0.008278 | 0.0060688
4293 | HE 4290 | 0.00017877 | 33.8225 | 21.6175 | 16.9625 | 0.0060465 | 0.0038646 | 0.0030324
4294 | HE 4291 | 4.8507e-05 | 31.9475 | 19.715 | 16.035 | 0.0015497 | 0.00095631 | 0.0007778
4295 | HE 4292 | 3.015e-08 | 31.495 | 18.8675 | 14.4025 | 9.4959e-07 | 5.6886e-07 | 4.3424e-07
4296 | HE 4293 | 0 | 28.805 | 18.4075 | 14.4025 | 0 | 0 | 0
4297 | HE 4294 | 0 | 26.9325 | 17.45 | 13.235 | 0 | 0 | 0
4298 | HE 4295 | 0 | 21.63 | 16.61 | 14.55 | 0 | 0 | 0
4299 | HE 4296 | 0 | 20.7925 | 15.48 | 13.4025 | 0 | 0 | 0
4300 | HE 4297 | 0 | 19.945 | 14.4975 | 12.975 | 0 | 0 | 0
4301 | HE 4298 | 0 | 18.885 | 13.3925 | 12.725 | 0 | 0 | 0
4302 | HE 4299 | 0 | 17.9625 | 11.965 | 10.515 | 0 | 0 | 0
4303 | HE 4300 | 0 | 17.305 | 9.8025 | 9.325 | 0 | 0 | 0
4304 | HE 4301 | 0 | 17.78 | 10.96 | 8.605 | 0 | 0 | 0
4305 | HE 4302 | 0 | 18.3625 | 12.1125 | 8.88 | 0 | 0 | 0
4306 | HE 4303 | 4.3046e-05 | 20.89 | 13.9125 | 8.685 | 0.00089923 | 0.00059888 | 0.00037386
4307 | HE 4304 | 0.00015774 | 20.2775 | 15.6975 | 10.1675 | 0.0031987 | 0.0024762 | 0.0016039
4308 | HE 4305 | 0.00030483 | 20.205 | 17.2725 | 11.19 | 0.006159 | 0.0052651 | 0.003411
4309 | HE 4306 | 0.00044929 | 20.2125 | 18.1525 | 9.27 | 0.0090813 | 0.0081558 | 0.0041649
4310 | HE 4307 | 0.0005544 | 22.65 | 19.9075 | 10.41 | 0.012557 | 0.011037 | 0.0057713
4311 | HE 4308 | 0.00061629 | 26.015 | 20.485 | 12.1025 | 0.016033 | 0.012625 | 0.0074586
4312 | HE 4309 | 0.0006198 | 36.3725 | 23.9325 | 13.805 | 0.022544 | 0.014833 | 0.0085563
4313 | HE 4310 | 0.00059869 | 35.2725 | 25.125 | 13.7825 | 0.021117 | 0.015042 | 0.0082514
4314 | HE 4311 | 0.00055657 | 33.245 | 26.575 | 13.9975 | 0.018503 | 0.014791 | 0.0077907
4315 | HE 4312 | 0.00045973 | 36.3175 | 27.27 | 14 | 0.016696 | 0.012537 | 0.0064362
4316 | HE 4313 | 0.00033159 | 33.6225 | 25.305 | 13.8075 | 0.011149 | 0.0083908 | 0.0045784
4317 | HE 4314 | 0.00017877 | 31.26 | 23.6475 | 13.66 | 0.0055884 | 0.0042275 | 0.002442
4318 | HE 4315 | 4.8507e-05 | 31.0525 | 22.25 | 13.2225 | 0.0015063 | 0.0010793 | 0.00064138
4319 | HE 4316 | 3.015e-08 | 29.4425 | 20.7725 | 12.5575 | 8.877e-07 | 6.263e-07 | 3.7861e-07
4320 | HE 4317 | 0 | 29.815 | 20.125 | 12.4275 | 0 | 0 | 0
4321 | HE 4318 | 0 | 27.4075 | 18.3075 | 12 | 0 | 0 | 0
4322 | HE 4319 | 0 | 22.4875 | 16.8 | 10.21 | 0 | 0 | 0
4323 | HE 4320 | 0 | 21.135 | 15.5625 | 9.67 | 0 | 0 | 0
4324 | HE 4321 | 0 | 19.625 | 15.235 | 9.3175 | 0 | 0 | 0
4325 | HE 4322 | 0 | 18.425 | 14.545 | 7.795 | 0 | 0 | 0
4326 | HE 4323 | 0 | 17.795 | 13.7 | 6.3725 | 0 | 0 | 0
4327 | HE 4324 | 0 | 17.52 | 13.05 | 6.4225 | 0 | 0 | 0
4328 | HE 4325 | 0 | 17.6675 | 13.0825 | 7.76 | 0 | 0 | 0
4329 | HE 4326 | 0 | 18.085 | 13.69 | 8.7325 | 0 | 0 | 0
4330 | HE 4327 | 4.3046e-05 | 18.605 | 14.1575 | 10.4175 | 0.00080087 | 0.00060943 | 0.00044843
4331 | HE 4328 | 0.00015774 | 19.2925 | 14.9425 | 9.3275 | 0.0030433 | 0.0023571 | 0.0014714
4332 | HE 4329 | 0.00030483 | 19.285 | 17.835 | 8.88 | 0.0058786 | 0.0054366 | 0.0027069
4333 | HE 4330 | 0.00044929 | 19.6575 | 18.4575 | 9.1025 | 0.0088319 | 0.0082928 | 0.0040897
4334 | HE 4331 | 0.0005544 | 22.05 | 21.935 | 9.1 | 0.012224 | 0.012161 | 0.005045
4335 | HE 4332 | 0.00061629 | 24.595 | 33.4825 | 10.0375 | 0.015158 | 0.020635 | 0.006186
4336 | HE 4333 | 0.0006198 | 26.6375 | 59.75 | 15.135 | 0.01651 | 0.037033 | 0.0093806
4337 | HE 4334 | 0.00059869 | 35.985 | 28.8 | 17.09 | 0.021544 | 0.017242 | 0.010232
4338 | HE 4335 | 0.00055657 | 33.3325 | 25.255 | 15.84 | 0.018552 | 0.014056 | 0.0088161
4339 | HE 4336 | 0.00045973 | 39.735 | 25.08 | 16.2675 | 0.018267 | 0.01153 | 0.0074786
4340 | HE 4337 | 0.00033159 | 37.5725 | 25.01 | 16.84 | 0.012458 | 0.0082929 | 0.0055839
4341 | HE 4338 | 0.00017877 | 40.455 | 25.1975 | 16.6525 | 0.0072322 | 0.0045046 | 0.002977
4342 | HE 4339 | 4.8507e-05 | 29.635 | 23.6575 | 16.125 | 0.0014375 | 0.0011475 | 0.00078217
4343 | HE 4340 | 3.015e-08 | 25.7325 | 22.5675 | 15.3775 | 7.7584e-07 | 6.8042e-07 | 4.6364e-07
4344 | HE 4341 | 0 | 26.56 | 21.335 | 14.835 | 0 | 0 | 0
4345 | HE 4342 | 0 | 27.765 | 18.9675 | 14.0975 | 0 | 0 | 0
4346 | HE 4343 | 0 | 27.155 | 17.1425 | 13.92 | 0 | 0 | 0
4347 | HE 4344 | 0 | 26.4625 | 15.6175 | 13.2625 | 0 | 0 | 0
4348 | HE 4345 | 0 | 28.64 | 14.9675 | 13.32 | 0 | 0 | 0
4349 | HE 4346 | 0 | 23.1225 | 12.98 | 13.31 | 0 | 0 | 0
4350 | HE 4347 | 0 | 23.1 | 11.0725 | 12.4775 | 0 | 0 | 0
4351 | HE 4348 | 0 | 21.2175 | 9.6625 | 12.04 | 0 | 0 | 0
4352 | HE 4349 | 0 | 20.5775 | 10.405 | 12.5775 | 0 | 0 | 0
4353 | HE 4350 | 0 | 20.725 | 12.0925 | 13.3325 | 0 | 0 | 0
4354 | HE 4351 | 4.3046e-05 | 20.22 | 13.4125 | 12.915 | 0.00087039 | 0.00057736 | 0.00055594
4355 | HE 4352 | 0.00015774 | 19.8825 | 13.9875 | 12.38 | 0.0031364 | 0.0022064 | 0.0019529
4356 | HE 4353 | 0.00030483 | 19.1875 | 15.81 | 9.7075 | 0.0058489 | 0.0048193 | 0.0029591
4357 | HE 4354 | 0.00044929 | 18.89 | 16.85 | 6.755 | 0.0084871 | 0.0075706 | 0.003035
4358 | HE 4355 | 0.0005544 | 19.52 | 17.4675 | 10.9675 | 0.010822 | 0.0096839 | 0.0060804
4359 | HE 4356 | 0.00061629 | 22.645 | 18.625 | 15.305 | 0.013956 | 0.011478 | 0.0094323
4360 | HE 4357 | 0.0006198 | 29.345 | 19.96 | 18.63 | 0.018188 | 0.012371 | 0.011547
4361 | HE 4358 | 0.00059869 | 36 | 21.9075 | 18.94 | 0.021553 | 0.013116 | 0.011339
4362 | HE 4359 | 0.00055657 | 40.3975 | 23.055 | 22.43 | 0.022484 | 0.012832 | 0.012484
4363 | HE 4360 | 0.00045973 | 44.6425 | 24.52 | 21.615 | 0.020523 | 0.011273 | 0.009937
4364 | HE 4361 | 0.00033159 | 44.695 | 24.4175 | 20.7175 | 0.01482 | 0.0080965 | 0.0068696
4365 | HE 4362 | 0.00017877 | 40.9475 | 24.3775 | 19.3675 | 0.0073203 | 0.004358 | 0.0034624
4366 | HE 4363 | 4.8507e-05 | 29.705 | 24.78 | 19.025 | 0.0014409 | 0.001202 | 0.00092284
4367 | HE 4364 | 3.015e-08 | 28.51 | 20.71 | 17.5825 | 8.5959e-07 | 6.2441e-07 | 5.3012e-07
4368 | HE 4365 | 0 | 26.49 | 19.6625 | 16.55 | 0 | 0 | 0
4369 | HE 4366 | 0 | 24.085 | 18.5225 | 15.925 | 0 | 0 | 0
4370 | HE 4367 | 0 | 21.1475 | 17.5425 | 14.89 | 0 | 0 | 0
4371 | HE 4368 | 0 | 20.42 | 16.005 | 14.6325 | 0 | 0 | 0
4372 | HE 4369 | 0 | 20.575 | 15.42 | 15.675 | 0 | 0 | 0
4373 | HE 4370 | 0 | 19.5875 | 14.4525 | 14.95 | 0 | 0 | 0
4374 | HE 4371 | 0 | 18.7325 | 13.84 | 15.0375 | 0 | 0 | 0
4375 | HE 4372 | 0 | 18.4575 | 12.965 | 15.385 | 0 | 0 | 0
4376 | HE 4373 | 0 | 18.4425 | 13.3975 | 15.46 | 0 | 0 | 0
4377 | HE 4374 | 0 | 18.3475 | 14.4725 | 16.3325 | 0 | 0 | 0
4378 | HE 4375 | 3.3831e-05 | 17.7775 | 15.2075 | 16.02 | 0.00060143 | 0.00051449 | 0.00054197
4379 | HE 4376 | 0.00014944 | 17.885 | 16.2525 | 15.3 | 0.0026728 | 0.0024288 | 0.0022865
4380 | HE 4377 | 0.00029788 | 18.18 | 18.22 | 14.505 | 0.0054155 | 0.0054274 | 0.0043207
4381 | HE 4378 | 0.00044622 | 18.8625 | 18.815 | 13.8475 | 0.0084169 | 0.0083957 | 0.0061791
4382 | HE 4379 | 0.00056034 | 20.4075 | 20.985 | 16.2025 | 0.011435 | 0.011759 | 0.0090789
4383 | HE 4380 | 0.00063234 | 24.59 | 27.875 | 19.14 | 0.015549 | 0.017626 | 0.012103
4384 | HE 4381 | 0.00064409 | 28.99 | 38.0225 | 21.7725 | 0.018672 | 0.02449 | 0.014023
4385 | HE 4382 | 0.00061522 | 31.34 | 25.5275 | 25.5375 | 0.019281 | 0.015705 | 0.015711
4386 | HE 4383 | 0.00055927 | 36.0225 | 34.36 | 30.89 | 0.020146 | 0.019217 | 0.017276
4387 | HE 4384 | 0.00046399 | 48.05 | 51.0525 | 33.585 | 0.022295 | 0.023688 | 0.015583
4388 | HE 4385 | 0.000339 | 83.7475 | 42.7 | 23.2875 | 0.02839 | 0.014475 | 0.0078945
4389 | HE 4386 | 0.00018911 | 34.185 | 25.9825 | 22.665 | 0.0064646 | 0.0049135 | 0.0042861
4390 | HE 4387 | 5.4454e-05 | 31.01 | 20.4525 | 18.8325 | 0.0016886 | 0.0011137 | 0.0010255
4391 | HE 4388 | 2.6637e-08 | 28.15 | 20.6175 | 18.1525 | 7.4983e-07 | 5.4919e-07 | 4.8353e-07
4392 | HE 4389 | 0 | 26.8675 | 19.95 | 16.6775 | 0 | 0 | 0
4393 | HE 4390 | 0 | 26.29 | 19.6675 | 15.1825 | 0 | 0 | 0
4394 | HE 4391 | 0 | 21.74 | 18.59 | 14.5275 | 0 | 0 | 0
4395 | HE 4392 | 0 | 20.005 | 17.435 | 12.41 | 0 | 0 | 0
4396 | HE 4393 | 0 | 20.4225 | 16.6425 | 11.4825 | 0 | 0 | 0
4397 | HE 4394 | 0 | 20.825 | 15.875 | 10.93 | 0 | 0 | 0
4398 | HE 4395 | 0 | 20.8 | 15.4175 | 11.675 | 0 | 0 | 0
4399 | HE 4396 | 0 | 20.5925 | 15.5375 | 12.1875 | 0 | 0 | 0
4400 | HE 4397 | 0 | 20.0125 | 15.905 | 13.11 | 0 | 0 | 0
4401 | HE 4398 | 0 | 19.8525 | 16.2425 | 13.8075 | 0 | 0 | 0
4402 | HE 4399 | 3.3831e-05 | 20.1475 | 16.4825 | 15.8 | 0.00068161 | 0.00055762 | 0.00053453
4403 | HE 4400 | 0.00014944 | 21.02 | 17.85 | 15.5925 | 0.0031413 | 0.0026675 | 0.0023302
4404 | HE 4401 | 0.00029788 | 23.38 | 20.1075 | 15.89 | 0.0069644 | 0.0059896 | 0.0047333
4405 | HE 4402 | 0.00044622 | 23.74 | 21.77 | 15.16 | 0.010593 | 0.0097143 | 0.0067647
4406 | HE 4403 | 0.00056034 | 27.475 | 25.405 | 16.62 | 0.015395 | 0.014235 | 0.0093128
4407 | HE 4404 | 0.00063234 | 30.1925 | 33.0175 | 19.855 | 0.019092 | 0.020878 | 0.012555
4408 | HE 4405 | 0.00064409 | 31.59 | 173.1925 | 21.3275 | 0.020347 | 0.11155 | 0.013737
4409 | HE 4406 | 0.00061522 | 32.77 | 39.405 | 23.5975 | 0.020161 | 0.024243 | 0.014518
4410 | HE 4407 | 0.00055927 | 34.2975 | 55.63 | 21.66 | 0.019182 | 0.031112 | 0.012114
4411 | HE 4408 | 0.00046399 | 34.7975 | 62.675 | 20.215 | 0.016146 | 0.029081 | 0.0093796
4412 | HE 4409 | 0.000339 | 35.0725 | 34.7025 | 19.47 | 0.01189 | 0.011764 | 0.0066003
4413 | HE 4410 | 0.00018911 | 34.3775 | 24.9675 | 19.3425 | 0.006501 | 0.0047215 | 0.0036578
4414 | HE 4411 | 5.4454e-05 | 32.6925 | 22.7175 | 19.525 | 0.0017802 | 0.0012371 | 0.0010632
4415 | HE 4412 | 2.6637e-08 | 32.3475 | 21.7325 | 19.0475 | 8.6164e-07 | 5.7889e-07 | 5.0737e-07
4416 | HE 4413 | 0 | 30.88 | 21.9 | 18.0975 | 0 | 0 | 0
4417 | HE 4414 | 0 | 28.1 | 19.93 | 17.9375 | 0 | 0 | 0
4418 | HE 4415 | 0 | 23.71 | 18.0725 | 16.62 | 0 | 0 | 0
4419 | HE 4416 | 0 | 20.13 | 16.7325 | 15.3 | 0 | 0 | 0
4420 | HE 4417 | 0 | 20.0225 | 15.52 | 13.98 | 0 | 0 | 0
4421 | HE 4418 | 0 | 23.1775 | 13.2225 | 11.29 | 0 | 0 | 0
4422 | HE 4419 | 0 | 23.0925 | 12.8575 | 9.735 | 0 | 0 | 0
4423 | HE 4420 | 0 | 21.27 | 10.585 | 9.105 | 0 | 0 | 0
4424 | HE 4421 | 0 | 20.5225 | 12.025 | 9.2075 | 0 | 0 | 0
4425 | HE 4422 | 0 | 20.1625 | 14.12 | 9.8875 | 0 | 0 | 0
4426 | HE 4423 | 3.3831e-05 | 19.905 | 13.8725 | 10.4875 | 0.00067341 | 0.00046932 | 0.0003548
4427 | HE 4424 | 0.00014944 | 20.0675 | 15.6075 | 11.5225 | 0.0029989 | 0.0023324 | 0.0017219
4428 | HE 4425 | 0.00029788 | 20.24 | 16.115 | 13.255 | 0.0060291 | 0.0048003 | 0.0039484
4429 | HE 4426 | 0.00044622 | 20.4475 | 16.38 | 15.01 | 0.0091241 | 0.0073091 | 0.0066978
4430 | HE 4427 | 0.00056034 | 23.3725 | 17.94 | 17.25 | 0.013096 | 0.010052 | 0.0096658
4431 | HE 4428 | 0.00063234 | 27.7525 | 18.7275 | 20.25 | 0.017549 | 0.011842 | 0.012805
4432 | HE 4429 | 0.00064409 | 31.815 | 19.2 | 22.0625 | 0.020492 | 0.012366 | 0.01421
4433 | HE 4430 | 0.00061522 | 36.2275 | 20.0125 | 34.3525 | 0.022288 | 0.012312 | 0.021134
4434 | HE 4431 | 0.00055927 | 55.115 | 20.4225 | 59.1825 | 0.030824 | 0.011422 | 0.033099
4435 | HE 4432 | 0.00046399 | 65.8825 | 22.415 | 110.0125 | 0.030569 | 0.0104 | 0.051045
4436 | HE 4433 | 0.000339 | 43.5125 | 21.8075 | 272.4675 | 0.014751 | 0.0073928 | 0.092367
4437 | HE 4434 | 0.00018911 | 38.95 | 20.6475 | 133.5125 | 0.0073657 | 0.0039046 | 0.025248
4438 | HE 4435 | 5.4454e-05 | 34.9775 | 19.245 | 28.725 | 0.0019047 | 0.001048 | 0.0015642
4439 | HE 4436 | 2.6637e-08 | 32.29 | 17.95 | 21.3425 | 8.601e-07 | 4.7813e-07 | 5.685e-07
4440 | HE 4437 | 0 | 29.6075 | 17.3925 | 20.3475 | 0 | 0 | 0
4441 | HE 4438 | 0 | 26.095 | 16.6775 | 16.615 | 0 | 0 | 0
4442 | HE 4439 | 0 | 22.03 | 17.54 | 15.6625 | 0 | 0 | 0
4443 | HE 4440 | 0 | 21.225 | 16.0325 | 15.2275 | 0 | 0 | 0
4444 | HE 4441 | 0 | 20.215 | 14.4525 | 13.83 | 0 | 0 | 0
4445 | HE 4442 | 0 | 19.385 | 12.96 | 12.325 | 0 | 0 | 0
4446 | HE 4443 | 0 | 18.4175 | 12.4925 | 10.855 | 0 | 0 | 0
4447 | HE 4444 | 0 | 17.665 | 11.7325 | 11.29 | 0 | 0 | 0
4448 | HE 4445 | 0 | 17.355 | 11.555 | 10.69 | 0 | 0 | 0
4449 | HE 4446 | 0 | 17.785 | 13.1175 | 11.105 | 0 | 0 | 0
4450 | HE 4447 | 3.3831e-05 | 18.305 | 13.4125 | 10.86 | 0.00061928 | 0.00045376 | 0.00036741
4451 | HE 4448 | 0.00014944 | 18.4375 | 15.0975 | 10.915 | 0.0027553 | 0.0022562 | 0.0016312
4452 | HE 4449 | 0.00029788 | 18.9075 | 16.315 | 14.0025 | 0.0056322 | 0.0048599 | 0.0041711
4453 | HE 4450 | 0.00044622 | 19.075 | 16.4925 | 15.2525 | 0.0085117 | 0.0073593 | 0.006806
4454 | HE 4451 | 0.00056034 | 20.2775 | 17.1425 | 16.7275 | 0.011362 | 0.0096056 | 0.009373
4455 | HE 4452 | 0.00063234 | 25.22 | 18.7975 | 19.0725 | 0.015948 | 0.011886 | 0.01206
4456 | HE 4453 | 0.00064409 | 28.195 | 20.225 | 23.0975 | 0.01816 | 0.013027 | 0.014877
4457 | HE 4454 | 0.00061522 | 28.355 | 21.2625 | 45.3425 | 0.017445 | 0.013081 | 0.027896
4458 | HE 4455 | 0.00055927 | 25.9925 | 21.495 | 88.92 | 0.014537 | 0.012022 | 0.04973
4459 | HE 4456 | 0.00046399 | 22.7725 | 21.4475 | 160.1325 | 0.010566 | 0.0099515 | 0.074301
4460 | HE 4457 | 0.000339 | 21.13 | 21.37 | 93.825 | 0.0071631 | 0.0072445 | 0.031807
4461 | HE 4458 | 0.00018911 | 20.065 | 20.3425 | 71.225 | 0.0037944 | 0.0038469 | 0.013469
4462 | HE 4459 | 5.4454e-05 | 19.7575 | 19.35 | 21.985 | 0.0010759 | 0.0010537 | 0.0011972
4463 | HE 4460 | 2.6637e-08 | 19.4075 | 18.27 | 22.815 | 5.1695e-07 | 4.8666e-07 | 6.0772e-07
4464 | HE 4461 | 0 | 19.57 | 17.455 | 19.8475 | 0 | 0 | 0
4465 | HE 4462 | 0 | 19.5375 | 16.71 | 18.4875 | 0 | 0 | 0
4466 | HE 4463 | 0 | 19.565 | 16.7725 | 18.835 | 0 | 0 | 0
4467 | HE 4464 | 0 | 19.155 | 15.5125 | 17.8225 | 0 | 0 | 0
4468 | HE 4465 | 0 | 18.7125 | 14.735 | 15.99 | 0 | 0 | 0
4469 | HE 4466 | 0 | 18.8775 | 14.6725 | 14.5025 | 0 | 0 | 0
4470 | HE 4467 | 0 | 18.9125 | 14.235 | 12.8775 | 0 | 0 | 0
4471 | HE 4468 | 0 | 18.8475 | 13.5975 | 11.425 | 0 | 0 | 0
4472 | HE 4469 | 0 | 18.7725 | 13.86 | 10.14 | 0 | 0 | 0
4473 | HE 4470 | 0 | 19.1425 | 14.19 | 9.42 | 0 | 0 | 0
4474 | HE 4471 | 3.3831e-05 | 19.365 | 12.98 | 9.605 | 0.00065514 | 0.00043913 | 0.00032495
4475 | HE 4472 | 0.00014944 | 19.725 | 14.55 | 11.1625 | 0.0029477 | 0.0021744 | 0.0016681
4476 | HE 4473 | 0.00029788 | 19.505 | 14.8225 | 12.9075 | 0.0058101 | 0.0044153 | 0.0038449
4477 | HE 4474 | 0.00044622 | 20.1575 | 15.2 | 14.805 | 0.0089947 | 0.0067826 | 0.0066063
4478 | HE 4475 | 0.00056034 | 23.595 | 17.3875 | 15.5425 | 0.013221 | 0.0097429 | 0.008709
4479 | HE 4476 | 0.00063234 | 26.5125 | 19.95 | 15.7075 | 0.016765 | 0.012615 | 0.0099325
4480 | HE 4477 | 0.00064409 | 28.4 | 25.0725 | 17.8025 | 0.018292 | 0.016149 | 0.011466
4481 | HE 4478 | 0.00061522 | 30.54 | 26.3325 | 19.945 | 0.018789 | 0.0162 | 0.012271
4482 | HE 4479 | 0.00055927 | 31.1275 | 25.61 | 23.4875 | 0.017409 | 0.014323 | 0.013136
4483 | HE 4480 | 0.00046399 | 34.11 | 30.3225 | 68.7625 | 0.015827 | 0.014069 | 0.031905
4484 | HE 4481 | 0.000339 | 39.7025 | 31.065 | 93.7425 | 0.013459 | 0.010531 | 0.031779
4485 | HE 4482 | 0.00018911 | 35.7675 | 26.655 | 85.7025 | 0.0067639 | 0.0050406 | 0.016207
4486 | HE 4483 | 5.4454e-05 | 31.845 | 24.5775 | 22.8775 | 0.0017341 | 0.0013383 | 0.0012458
4487 | HE 4484 | 2.6637e-08 | 30.825 | 22.5775 | 19.945 | 8.2108e-07 | 6.0139e-07 | 5.3127e-07
4488 | HE 4485 | 0 | 32.2375 | 23.225 | 18.53 | 0 | 0 | 0
4489 | HE 4486 | 0 | 29.8575 | 20.2375 | 17.815 | 0 | 0 | 0
4490 | HE 4487 | 0 | 28.9125 | 18.3275 | 16.89 | 0 | 0 | 0
4491 | HE 4488 | 0 | 26.705 | 16.855 | 15.2625 | 0 | 0 | 0
4492 | HE 4489 | 0 | 22.335 | 16.965 | 12.99 | 0 | 0 | 0
4493 | HE 4490 | 0 | 20.68 | 15.085 | 13.9475 | 0 | 0 | 0
4494 | HE 4491 | 0 | 20.07 | 14.7525 | 16.0725 | 0 | 0 | 0
4495 | HE 4492 | 0 | 19.915 | 14.0825 | 15.2825 | 0 | 0 | 0
4496 | HE 4493 | 0 | 19.9175 | 13.485 | 16.845 | 0 | 0 | 0
4497 | HE 4494 | 0 | 20.135 | 13.3025 | 16.6075 | 0 | 0 | 0
4498 | HE 4495 | 3.3831e-05 | 20.23 | 13.545 | 16.445 | 0.0006844 | 0.00045824 | 0.00055635
4499 | HE 4496 | 0.00014944 | 20.5325 | 14.765 | 16.7475 | 0.0030684 | 0.0022065 | 0.0025028
4500 | HE 4497 | 0.00029788 | 24.6625 | 17.0125 | 16.8475 | 0.0073465 | 0.0050677 | 0.0050185
4501 | HE 4498 | 0.00044622 | 28.9975 | 18.8925 | 16.13 | 0.012939 | 0.0084302 | 0.0071976
4502 | HE 4499 | 0.00056034 | 30.85 | 23.2125 | 17.1525 | 0.017286 | 0.013007 | 0.0096112
4503 | HE 4500 | 0.00063234 | 40.2925 | 25.3375 | 17.9825 | 0.025479 | 0.016022 | 0.011371
4504 | HE 4501 | 0.00064409 | 33.3025 | 29.8075 | 18.7775 | 0.02145 | 0.019199 | 0.012094
4505 | HE 4502 | 0.00061522 | 42.8625 | 29.2125 | 19.8 | 0.02637 | 0.017972 | 0.012181
4506 | HE 4503 | 0.00055927 | 39.9725 | 32.0275 | 22.1175 | 0.022355 | 0.017912 | 0.01237
4507 | HE 4504 | 0.00046399 | 34.7725 | 141.105 | 110.8325 | 0.016134 | 0.065472 | 0.051426
4508 | HE 4505 | 0.000339 | 32.735 | 64.64 | 19.9925 | 0.011097 | 0.021913 | 0.0067775
4509 | HE 4506 | 0.00018911 | 28.805 | 30.6175 | 19.7875 | 0.0054472 | 0.00579 | 0.003742
4510 | HE 4507 | 5.4454e-05 | 27.035 | 23.8225 | 19.72 | 0.0014722 | 0.0012972 | 0.0010738
4511 | HE 4508 | 2.6637e-08 | 25.79 | 22.075 | 19.7225 | 6.8696e-07 | 5.8801e-07 | 5.2535e-07
4512 | HE 4509 | 0 | 26.5 | 23.38 | 20.2975 | 0 | 0 | 0
4513 | HE 4510 | 0 | 26.125 | 23.21 | 19.5525 | 0 | 0 | 0
4514 | HE 4511 | 0 | 24.6175 | 20.2075 | 18.2675 | 0 | 0 | 0
4515 | HE 4512 | 0 | 22.54 | 19.1225 | 16.41 | 0 | 0 | 0
4516 | HE 4513 | 0 | 21.4125 | 19.6275 | 15.67 | 0 | 0 | 0
4517 | HE 4514 | 0 | 20.58 | 18.465 | 15.5975 | 0 | 0 | 0
4518 | HE 4515 | 0 | 20.09 | 17.25 | 15.565 | 0 | 0 | 0
4519 | HE 4516 | 0 | 19.785 | 16.2475 | 15.365 | 0 | 0 | 0
4520 | HE 4517 | 0 | 19.6525 | 15.74 | 15.5375 | 0 | 0 | 0
4521 | HE 4518 | 0 | 19.4025 | 15.255 | 15.5975 | 0 | 0 | 0
4522 | HE 4519 | 3.3831e-05 | 19.53 | 15.38 | 15.5825 | 0.00066072 | 0.00052032 | 0.00052717
4523 | HE 4520 | 0.00014944 | 19.525 | 16.105 | 16.2925 | 0.0029178 | 0.0024068 | 0.0024348
4524 | HE 4521 | 0.00029788 | 20.0925 | 17.88 | 16.2875 | 0.0059851 | 0.0053261 | 0.0048517
4525 | HE 4522 | 0.00044622 | 23.4225 | 19.5325 | 16.67 | 0.010452 | 0.0087158 | 0.0074385
4526 | HE 4523 | 0.00056034 | 32.815 | 23.57 | 17.92 | 0.018387 | 0.013207 | 0.010041
4527 | HE 4524 | 0.00063234 | 32.295 | 29.58 | 20.2625 | 0.020421 | 0.018705 | 0.012813
4528 | HE 4525 | 0.00064409 | 34.77 | 104.935 | 24.85 | 0.022395 | 0.067587 | 0.016006
4529 | HE 4526 | 0.00061522 | 34.555 | 37.63 | 24.5875 | 0.021259 | 0.023151 | 0.015127
4530 | HE 4527 | 0.00055927 | 35.7425 | 50.3225 | 23.2525 | 0.01999 | 0.028144 | 0.013004
4531 | HE 4528 | 0.00046399 | 33.66 | 47.1225 | 21.9075 | 0.015618 | 0.021865 | 0.010165
4532 | HE 4529 | 0.000339 | 30.245 | 25.83 | 19.73 | 0.010253 | 0.0087564 | 0.0066885
4533 | HE 4530 | 0.00018911 | 30.285 | 25.735 | 19.29 | 0.0057271 | 0.0048667 | 0.0036479
4534 | HE 4531 | 5.4454e-05 | 27.335 | 24.98 | 19.23 | 0.0014885 | 0.0013603 | 0.0010472
4535 | HE 4532 | 2.6637e-08 | 25.8625 | 25.1925 | 19.2075 | 6.889e-07 | 6.7105e-07 | 5.1163e-07
4536 | HE 4533 | 0 | 26.95 | 32.9775 | 19.0575 | 0 | 0 | 0
4537 | HE 4534 | 0 | 28.06 | 27.2425 | 18.535 | 0 | 0 | 0
4538 | HE 4535 | 0 | 26.6625 | 23.9825 | 17.9 | 0 | 0 | 0
4539 | HE 4536 | 0 | 24.2975 | 23.285 | 16.7675 | 0 | 0 | 0
4540 | HE 4537 | 0 | 22.6525 | 20.915 | 15.7675 | 0 | 0 | 0
4541 | HE 4538 | 0 | 20.4825 | 18.535 | 13.995 | 0 | 0 | 0
4542 | HE 4539 | 0 | 19.5525 | 17.035 | 12.4075 | 0 | 0 | 0
4543 | HE 4540 | 0 | 19.3225 | 15.9075 | 11.8825 | 0 | 0 | 0
4544 | HE 4541 | 0 | 19.1125 | 15.8675 | 11.8 | 0 | 0 | 0
4545 | HE 4542 | 0 | 19.105 | 16.0025 | 12.445 | 0 | 0 | 0
4546 | HE 4543 | 3.3831e-05 | 19.1075 | 16.7025 | 13.0325 | 0.00064643 | 0.00056506 | 0.0004409
4547 | HE 4544 | 0.00014944 | 19.5 | 18.275 | 13.1375 | 0.0029141 | 0.002731 | 0.0019633
4548 | HE 4545 | 0.00029788 | 20.2675 | 19.05 | 14.4125 | 0.0060373 | 0.0056746 | 0.0042932
4549 | HE 4546 | 0.00044622 | 23.6475 | 20.5825 | 14.41 | 0.010552 | 0.0091844 | 0.0064301
4550 | HE 4547 | 0.00056034 | 27.625 | 24.595 | 16.36 | 0.015479 | 0.013781 | 0.0091671
4551 | HE 4548 | 0.00063234 | 27.94 | 26.6275 | 35.02 | 0.017668 | 0.016838 | 0.022145
4552 | HE 4549 | 0.00064409 | 29.07 | 36.37 | 44.655 | 0.018724 | 0.023425 | 0.028762
4553 | HE 4550 | 0.00061522 | 29.6025 | 27.775 | 49.465 | 0.018212 | 0.017088 | 0.030432
4554 | HE 4551 | 0.00055927 | 31.4875 | 30.2475 | 24.14 | 0.01761 | 0.016917 | 0.013501
4555 | HE 4552 | 0.00046399 | 29.91 | 27.115 | 43.1925 | 0.013878 | 0.012581 | 0.020041
4556 | HE 4553 | 0.000339 | 29.3725 | 24.285 | 48.7825 | 0.0099573 | 0.0082326 | 0.016537
4557 | HE 4554 | 0.00018911 | 29.1325 | 22.3175 | 21.7925 | 0.0055092 | 0.0042204 | 0.0041211
4558 | HE 4555 | 5.4454e-05 | 28.96 | 19.815 | 22.23 | 0.001577 | 0.001079 | 0.0012105
4559 | HE 4556 | 2.6637e-08 | 27.23 | 20.3825 | 20.13 | 7.2532e-07 | 5.4293e-07 | 5.362e-07
4560 | HE 4557 | 0 | 25.78 | 22.8525 | 18.95 | 0 | 0 | 0
4561 | HE 4558 | 0 | 26.1075 | 18.64 | 17.1525 | 0 | 0 | 0
4562 | HE 4559 | 0 | 20.6875 | 15.935 | 15.6925 | 0 | 0 | 0
4563 | HE 4560 | 0 | 19.6925 | 14.0575 | 12.9775 | 0 | 0 | 0
4564 | HE 4561 | 0 | 19.575 | 12.9125 | 9.84 | 0 | 0 | 0
4565 | HE 4562 | 0 | 19.24 | 9.0975 | 10.4325 | 0 | 0 | 0
4566 | HE 4563 | 0 | 18.8675 | 3.1675 | 8.555 | 0 | 0 | 0
4567 | HE 4564 | 0 | 18.76 | 3.1625 | 8.4425 | 0 | 0 | 0
4568 | HE 4565 | 0 | 19.3825 | 3.8125 | 8.375 | 0 | 0 | 0
4569 | HE 4566 | 0 | 20.285 | 10.8325 | 11.405 | 0 | 0 | 0
4570 | HE 4567 | 3.3831e-05 | 21.1525 | 12.5775 | 11.8075 | 0.00071561 | 0.00042551 | 0.00039946
4571 | HE 4568 | 0.00014944 | 21.935 | 14.065 | 11.84 | 0.003278 | 0.0021019 | 0.0017694
4572 | HE 4569 | 0.00029788 | 22.3075 | 15.38 | 12.3 | 0.006645 | 0.0045814 | 0.0036639
4573 | HE 4570 | 0.00044622 | 25.995 | 16.8725 | 11.26 | 0.0116 | 0.0075289 | 0.0050245
4574 | HE 4571 | 0.00056034 | 28.9925 | 19.6825 | 14.1775 | 0.016246 | 0.011029 | 0.0079442
4575 | HE 4572 | 0.00063234 | 30.4625 | 23.885 | 19.105 | 0.019263 | 0.015103 | 0.012081
4576 | HE 4573 | 0.00064409 | 30.8475 | 27.99 | 19.32 | 0.019868 | 0.018028 | 0.012444
4577 | HE 4574 | 0.00061522 | 30.555 | 36.9125 | 23.3325 | 0.018798 | 0.022709 | 0.014355
4578 | HE 4575 | 0.00055927 | 27.665 | 88.4625 | 23.175 | 0.015472 | 0.049474 | 0.012961
4579 | HE 4576 | 0.00046399 | 25.885 | 286.21 | 22.0775 | 0.01201 | 0.1328 | 0.010244
4580 | HE 4577 | 0.000339 | 27.9325 | 435.6375 | 21.7025 | 0.0094691 | 0.14768 | 0.0073572
4581 | HE 4578 | 0.00018911 | 27.4575 | 106.85 | 20.4475 | 0.0051924 | 0.020206 | 0.0038668
4582 | HE 4579 | 5.4454e-05 | 24.9375 | 32.2625 | 19.3275 | 0.001358 | 0.0017568 | 0.0010525
4583 | HE 4580 | 2.6637e-08 | 23.4975 | 27.695 | 18.69 | 6.259e-07 | 7.3771e-07 | 4.9784e-07
4584 | HE 4581 | 0 | 21.585 | 25.9175 | 18.3025 | 0 | 0 | 0
4585 | HE 4582 | 0 | 21.42 | 23 | 16.1275 | 0 | 0 | 0
4586 | HE 4583 | 0 | 20.1725 | 20.335 | 16.27 | 0 | 0 | 0
4587 | HE 4584 | 0 | 19.23 | 18.33 | 14.025 | 0 | 0 | 0
4588 | HE 4585 | 0 | 19.01 | 18.21 | 12.7875 | 0 | 0 | 0
4589 | HE 4586 | 0 | 18.43 | 17.9425 | 12.5575 | 0 | 0 | 0
4590 | HE 4587 | 0 | 17.8125 | 17.495 | 12.0075 | 0 | 0 | 0
4591 | HE 4588 | 0 | 17.5425 | 16.54 | 11.88 | 0 | 0 | 0
4592 | HE 4589 | 0 | 17.9 | 16.025 | 12.04 | 0 | 0 | 0
4593 | HE 4590 | 0 | 18.6425 | 16.13 | 12.72 | 0 | 0 | 0
4594 | HE 4591 | 3.3831e-05 | 19.1775 | 16.7325 | 13.0675 | 0.0006488 | 0.00056608 | 0.00044209
4595 | HE 4592 | 0.00014944 | 19.525 | 17.7225 | 13.1275 | 0.0029178 | 0.0026485 | 0.0019618
4596 | HE 4593 | 0.00029788 | 21.1325 | 19.3625 | 13.9625 | 0.0062949 | 0.0057677 | 0.0041591
4597 | HE 4594 | 0.00044622 | 24.3275 | 21.6175 | 15.1375 | 0.010855 | 0.0096462 | 0.0067547
4598 | HE 4595 | 0.00056034 | 29.8875 | 27.8125 | 18.4775 | 0.016747 | 0.015584 | 0.010354
4599 | HE 4596 | 0.00063234 | 30.31 | 27.7875 | 21.5975 | 0.019166 | 0.017571 | 0.013657
4600 | HE 4597 | 0.00064409 | 37.8325 | 34.985 | 23.76 | 0.024367 | 0.022533 | 0.015303
4601 | HE 4598 | 0.00061522 | 32.685 | 105.0275 | 23.77 | 0.020108 | 0.064615 | 0.014624
4602 | HE 4599 | 0.00055927 | 37.89 | 228.32 | 22.665 | 0.021191 | 0.12769 | 0.012676
4603 | HE 4600 | 0.00046399 | 33.085 | 223.9 | 21.9975 | 0.015351 | 0.10389 | 0.010207
4604 | HE 4601 | 0.000339 | 28.32 | 324.9325 | 21.38 | 0.0096005 | 0.11015 | 0.0072478
4605 | HE 4602 | 0.00018911 | 27.7525 | 85.435 | 20.025 | 0.0052482 | 0.016156 | 0.0037869
4606 | HE 4603 | 5.4454e-05 | 27.3125 | 26.895 | 19.8725 | 0.0014873 | 0.0014645 | 0.0010821
4607 | HE 4604 | 2.6637e-08 | 26.365 | 24.9625 | 19.1 | 7.0228e-07 | 6.6492e-07 | 5.0876e-07
4608 | HE 4605 | 0 | 27.3725 | 23.7075 | 19.2975 | 0 | 0 | 0
4609 | HE 4606 | 0 | 26.255 | 22.9275 | 17.7125 | 0 | 0 | 0
4610 | HE 4607 | 0 | 21.0775 | 20.5775 | 16.2325 | 0 | 0 | 0
4611 | HE 4608 | 0 | 19.005 | 17.775 | 15.8975 | 0 | 0 | 0
4612 | HE 4609 | 0 | 18.2575 | 16.6625 | 14.8 | 0 | 0 | 0
4613 | HE 4610 | 0 | 17.37 | 15.8175 | 13.4825 | 0 | 0 | 0
4614 | HE 4611 | 0 | 16.7625 | 15.5425 | 12.5325 | 0 | 0 | 0
4615 | HE 4612 | 0 | 16.4175 | 15.6625 | 11.9575 | 0 | 0 | 0
4616 | HE 4613 | 0 | 16.5425 | 15.45 | 11.7825 | 0 | 0 | 0
4617 | HE 4614 | 0 | 17.1575 | 15.76 | 11.2675 | 0 | 0 | 0
4618 | HE 4615 | 3.3831e-05 | 17.49 | 16.3125 | 11.4925 | 0.00059171 | 0.00055187 | 0.0003888
4619 | HE 4616 | 0.00014944 | 18.075 | 16.505 | 12.2325 | 0.0027012 | 0.0024665 | 0.001828
4620 | HE 4617 | 0.00029788 | 19.0725 | 17.42 | 13.1675 | 0.0056813 | 0.0051891 | 0.0039223
4621 | HE 4618 | 0.00044622 | 19.93 | 18.845 | 14.5625 | 0.0088932 | 0.0084091 | 0.0064981
4622 | HE 4619 | 0.00056034 | 25.135 | 23.095 | 17.32 | 0.014084 | 0.012941 | 0.009705
4623 | HE 4620 | 0.00063234 | 28.9875 | 28.63 | 20.56 | 0.01833 | 0.018104 | 0.013001
4624 | HE 4621 | 0.00064409 | 29.9725 | 29.395 | 22.2 | 0.019305 | 0.018933 | 0.014299
4625 | HE 4622 | 0.00061522 | 30.67 | 38.2125 | 22.7575 | 0.018869 | 0.023509 | 0.014001
4626 | HE 4623 | 0.00055927 | 34 | 174.5325 | 22.5325 | 0.019015 | 0.097611 | 0.012602
4627 | HE 4624 | 0.00046399 | 35.7675 | 276.7575 | 23.23 | 0.016596 | 0.12841 | 0.010779
4628 | HE 4625 | 0.000339 | 45.2125 | 566.2325 | 23.635 | 0.015327 | 0.19195 | 0.0080123
4629 | HE 4626 | 0.00018911 | 46.1825 | 188.125 | 23.58 | 0.0087334 | 0.035576 | 0.0044591
4630 | HE 4627 | 5.4454e-05 | 39.7925 | 54.2375 | 21.1775 | 0.0021669 | 0.0029535 | 0.0011532
4631 | HE 4628 | 2.6637e-08 | 43.59 | 43.535 | 20.5225 | 1.1611e-06 | 1.1596e-06 | 5.4665e-07
4632 | HE 4629 | 0 | 31.995 | 34.5425 | 19.8175 | 0 | 0 | 0
4633 | HE 4630 | 0 | 30.3675 | 28.4375 | 16.8 | 0 | 0 | 0
4634 | HE 4631 | 0 | 22.9875 | 28.015 | 16.17 | 0 | 0 | 0
4635 | HE 4632 | 0 | 19.9625 | 23.7 | 15.56 | 0 | 0 | 0
4636 | HE 4633 | 0 | 19.0725 | 22.4875 | 14.1725 | 0 | 0 | 0
4637 | HE 4634 | 0 | 18.2425 | 20.14 | 12.9275 | 0 | 0 | 0
4638 | HE 4635 | 0 | 17.4775 | 18.94 | 13.2675 | 0 | 0 | 0
4639 | HE 4636 | 0 | 17.0425 | 18.225 | 13.9275 | 0 | 0 | 0
4640 | HE 4637 | 0 | 17.2125 | 18.065 | 12.665 | 0 | 0 | 0
4641 | HE 4638 | 0 | 17.7375 | 18.165 | 12.66 | 0 | 0 | 0
4642 | HE 4639 | 3.3831e-05 | 18.79 | 18.3 | 9.2275 | 0.00063569 | 0.00061911 | 0.00031218
4643 | HE 4640 | 0.00014944 | 19.1425 | 18.725 | 0.53 | 0.0028607 | 0.0027983 | 7.9204e-05
4644 | HE 4641 | 0.00029788 | 19.705 | 19.7625 | 2.625 | 0.0058697 | 0.0058868 | 0.00078193
4645 | HE 4642 | 0.00044622 | 22.67 | 23.8525 | 9.2425 | 0.010116 | 0.010644 | 0.0041242
4646 | HE 4643 | 0.00056034 | 33.36 | 26.68 | 11.3625 | 0.018693 | 0.01495 | 0.0063668
4647 | HE 4644 | 0.00063234 | 32.6075 | 32.0775 | 13.4525 | 0.020619 | 0.020284 | 0.0085066
4648 | HE 4645 | 0.00064409 | 39.2375 | 38.08 | 16.1025 | 0.025272 | 0.024527 | 0.010371
4649 | HE 4646 | 0.00061522 | 42.63 | 42.3425 | 19.95 | 0.026227 | 0.02605 | 0.012274
4650 | HE 4647 | 0.00055927 | 45.0725 | 32.4425 | 22.675 | 0.025208 | 0.018144 | 0.012681
4651 | HE 4648 | 0.00046399 | 39.24 | 71.01 | 21.5425 | 0.018207 | 0.032948 | 0.0099956
4652 | HE 4649 | 0.000339 | 33.49 | 59.865 | 22.5975 | 0.011353 | 0.020294 | 0.0076606
4653 | HE 4650 | 0.00018911 | 29.95 | 45.625 | 23.4725 | 0.0056638 | 0.008628 | 0.0044388
4654 | HE 4651 | 5.4454e-05 | 27.8725 | 39.565 | 22.37 | 0.0015178 | 0.0021545 | 0.0012181
4655 | HE 4652 | 2.6637e-08 | 28.215 | 42.9825 | 21.1575 | 7.5156e-07 | 1.1449e-06 | 5.6357e-07
4656 | HE 4653 | 0 | 27.645 | 30.7075 | 20.4975 | 0 | 0 | 0
4657 | HE 4654 | 0 | 22.835 | 26.7375 | 18.82 | 0 | 0 | 0
4658 | HE 4655 | 0 | 19.6725 | 23.3025 | 16.6825 | 0 | 0 | 0
4659 | HE 4656 | 0 | 18.1275 | 20.2125 | 15.6075 | 0 | 0 | 0
4660 | HE 4657 | 0 | 17.4525 | 19.1025 | 14.7475 | 0 | 0 | 0
4661 | HE 4658 | 0 | 16.5775 | 18.3825 | 13.48 | 0 | 0 | 0
4662 | HE 4659 | 0 | 15.7875 | 17.68 | 12.44 | 0 | 0 | 0
4663 | HE 4660 | 0 | 16.58 | 17.1475 | 11.5375 | 0 | 0 | 0
4664 | HE 4661 | 0 | 17.1175 | 17.3725 | 11.725 | 0 | 0 | 0
4665 | HE 4662 | 0 | 17.72 | 18.06 | 12.645 | 0 | 0 | 0
4666 | HE 4663 | 3.3831e-05 | 18.4575 | 18.3075 | 12.615 | 0.00062444 | 0.00061936 | 0.00042678
4667 | HE 4664 | 0.00014944 | 18.47 | 18.6025 | 13.455 | 0.0027602 | 0.00278 | 0.0020107
4668 | HE 4665 | 0.00029788 | 18.94 | 21.265 | 14.6075 | 0.0056418 | 0.0063344 | 0.0043513
4669 | HE 4666 | 0.00044622 | 19.4075 | 26.3525 | 15.1 | 0.0086601 | 0.011759 | 0.006738
4670 | HE 4667 | 0.00056034 | 21.9325 | 29.3375 | 18.4825 | 0.01229 | 0.016439 | 0.010356
4671 | HE 4668 | 0.00063234 | 27.23 | 28.655 | 25.9575 | 0.017219 | 0.01812 | 0.016414
4672 | HE 4669 | 0.00064409 | 28.84 | 27.8325 | 28.6875 | 0.018575 | 0.017927 | 0.018477
4673 | HE 4670 | 0.00061522 | 31.49 | 27.5275 | 36.2175 | 0.019373 | 0.016935 | 0.022282
4674 | HE 4671 | 0.00055927 | 34.9775 | 27.5875 | 39.17 | 0.019562 | 0.015429 | 0.021907
4675 | HE 4672 | 0.00046399 | 33.6925 | 28.5425 | 40.81 | 0.015633 | 0.013244 | 0.018936
4676 | HE 4673 | 0.000339 | 39.3425 | 29.305 | 25.335 | 0.013337 | 0.0099344 | 0.0085886
4677 | HE 4674 | 0.00018911 | 32.115 | 29.1575 | 23.8575 | 0.0060732 | 0.0055139 | 0.0045116
4678 | HE 4675 | 5.4454e-05 | 35.2575 | 29.91 | 23.455 | 0.0019199 | 0.0016287 | 0.0012772
4679 | HE 4676 | 2.6637e-08 | 30.2625 | 28.4075 | 22.8625 | 8.061e-07 | 7.5669e-07 | 6.0899e-07
4680 | HE 4677 | 0 | 29.6825 | 27.925 | 20.2775 | 0 | 0 | 0
4681 | HE 4678 | 0 | 29.655 | 28.555 | 21.135 | 0 | 0 | 0
4682 | HE 4679 | 0 | 25.2325 | 25.145 | 17.025 | 0 | 0 | 0
4683 | HE 4680 | 0 | 20.8325 | 22.3475 | 16.1825 | 0 | 0 | 0
4684 | HE 4681 | 0 | 19.22 | 20.8325 | 14.12 | 0 | 0 | 0
4685 | HE 4682 | 0 | 19.2325 | 19.26 | 13.5675 | 0 | 0 | 0
4686 | HE 4683 | 0 | 18.5625 | 18.6525 | 13.6575 | 0 | 0 | 0
4687 | HE 4684 | 0 | 18.47 | 18.5775 | 13.7425 | 0 | 0 | 0
4688 | HE 4685 | 0 | 18.4075 | 18.46 | 13.7425 | 0 | 0 | 0
4689 | HE 4686 | 0 | 18.2475 | 18.44 | 12.9625 | 0 | 0 | 0
4690 | HE 4687 | 3.3831e-05 | 17.835 | 18.3175 | 13.56 | 0.00060338 | 0.0006197 | 0.00045875
4691 | HE 4688 | 0.00014944 | 17.265 | 18.34 | 13.905 | 0.0025801 | 0.0027408 | 0.002078
4692 | HE 4689 | 0.00029788 | 18.84 | 18.955 | 12.6475 | 0.0056121 | 0.0056463 | 0.0037674
4693 | HE 4690 | 0.00044622 | 19.74 | 20.855 | 9.9625 | 0.0088084 | 0.009306 | 0.0044455
4694 | HE 4691 | 0.00056034 | 25.495 | 23.155 | 8.9125 | 0.014286 | 0.012975 | 0.004994
4695 | HE 4692 | 0.00063234 | 30.6775 | 24.6425 | 9.4325 | 0.019399 | 0.015582 | 0.0059645
4696 | HE 4693 | 0.00064409 | 135.07 | 25.43 | 15.0775 | 0.086997 | 0.016379 | 0.0097112
4697 | HE 4694 | 0.00061522 | 46.36 | 26.5725 | 19.0225 | 0.028522 | 0.016348 | 0.011703
4698 | HE 4695 | 0.00055927 | 39.295 | 26.73 | 21.6475 | 0.021977 | 0.014949 | 0.012107
4699 | HE 4696 | 0.00046399 | 36.6125 | 27.2475 | 25.575 | 0.016988 | 0.012643 | 0.011867
4700 | HE 4697 | 0.000339 | 37.085 | 28.23 | 23.61 | 0.012572 | 0.00957 | 0.0080038
4701 | HE 4698 | 0.00018911 | 35.195 | 27.7 | 23.5775 | 0.0066556 | 0.0052383 | 0.0044587
4702 | HE 4699 | 5.4454e-05 | 40.4425 | 27.1425 | 20.68 | 0.0022023 | 0.001478 | 0.0011261
4703 | HE 4700 | 2.6637e-08 | 36.1175 | 26.315 | 19.3675 | 9.6206e-07 | 7.0095e-07 | 5.1589e-07
4704 | HE 4701 | 0 | 31.54 | 28.5375 | 19 | 0 | 0 | 0
4705 | HE 4702 | 0 | 29.2225 | 25.5825 | 19.0175 | 0 | 0 | 0
4706 | HE 4703 | 0 | 23.7275 | 23.2425 | 18.63 | 0 | 0 | 0
4707 | HE 4704 | 0 | 20.2675 | 20.4675 | 13.9875 | 0 | 0 | 0
4708 | HE 4705 | 0 | 19.5225 | 18.73 | 9.895 | 0 | 0 | 0
4709 | HE 4706 | 0 | 18.8125 | 17.39 | 11.13 | 0 | 0 | 0
4710 | HE 4707 | 0 | 17.76 | 16.6175 | 10.645 | 0 | 0 | 0
4711 | HE 4708 | 0 | 17.155 | 16.72 | 10.9825 | 0 | 0 | 0
4712 | HE 4709 | 0 | 16.9325 | 17.1125 | 11.9325 | 0 | 0 | 0
4713 | HE 4710 | 0 | 16.9825 | 18.0125 | 13.1375 | 0 | 0 | 0
4714 | HE 4711 | 3.3831e-05 | 16.8975 | 18.7875 | 15.465 | 0.00057166 | 0.0006356 | 0.0005232
4715 | HE 4712 | 0.00014944 | 17.3625 | 18.965 | 16.05 | 0.0025947 | 0.0028342 | 0.0023985
4716 | HE 4713 | 0.00029788 | 18.46 | 20.235 | 15.9925 | 0.0054989 | 0.0060276 | 0.0047638
4717 | HE 4714 | 0.00044622 | 19.1225 | 23.2825 | 15.86 | 0.0085329 | 0.010389 | 0.0070771
4718 | HE 4715 | 0.00056034 | 20.725 | 29.0625 | 17.135 | 0.011613 | 0.016285 | 0.0096014
4719 | HE 4716 | 0.00063234 | 25.78 | 39.38 | 18.365 | 0.016302 | 0.024902 | 0.011613
4720 | HE 4717 | 0.00064409 | 30.5025 | 30.8075 | 20.0325 | 0.019646 | 0.019843 | 0.012903
4721 | HE 4718 | 0.00061522 | 38.435 | 30.4925 | 22.575 | 0.023646 | 0.01876 | 0.013889
4722 | HE 4719 | 0.00055927 | 33.8675 | 42.7225 | 21.185 | 0.018941 | 0.023893 | 0.011848
4723 | HE 4720 | 0.00046399 | 32.74 | 67.08 | 20.4675 | 0.015191 | 0.031125 | 0.0094968
4724 | HE 4721 | 0.000339 | 38.745 | 83.165 | 21.01 | 0.013135 | 0.028193 | 0.0071224
4725 | HE 4722 | 0.00018911 | 36.115 | 104.7375 | 20.5125 | 0.0068296 | 0.019807 | 0.0038791
4726 | HE 4723 | 5.4454e-05 | 37.6325 | 30.7025 | 21.4225 | 0.0020493 | 0.0016719 | 0.0011665
4727 | HE 4724 | 2.6637e-08 | 33.09 | 32.655 | 20.43 | 8.8141e-07 | 8.6983e-07 | 5.4419e-07
4728 | HE 4725 | 0 | 31.56 | 28.43 | 18.4775 | 0 | 0 | 0
4729 | HE 4726 | 0 | 30.5675 | 22.92 | 17.415 | 0 | 0 | 0
4730 | HE 4727 | 0 | 25.0475 | 19.8225 | 15.295 | 0 | 0 | 0
4731 | HE 4728 | 0 | 21.1325 | 19 | 13.99 | 0 | 0 | 0
4732 | HE 4729 | 0 | 19.955 | 19.1 | 12.83 | 0 | 0 | 0
4733 | HE 4730 | 0 | 19.1625 | 18.32 | 10.7775 | 0 | 0 | 0
4734 | HE 4731 | 0 | 18.525 | 17.96 | 9.63 | 0 | 0 | 0
4735 | HE 4732 | 0 | 18.115 | 17.5575 | 11.12 | 0 | 0 | 0
4736 | HE 4733 | 0 | 18 | 17.395 | 13.1675 | 0 | 0 | 0
4737 | HE 4734 | 0 | 18.285 | 17.785 | 15.8025 | 0 | 0 | 0
4738 | HE 4735 | 3.3831e-05 | 18.7375 | 18.295 | 16.615 | 0.00063391 | 0.00061894 | 0.0005621
4739 | HE 4736 | 0.00014944 | 19.05 | 18.6675 | 16.4 | 0.0028469 | 0.0027897 | 0.0024508
4740 | HE 4737 | 0.00029788 | 19.6375 | 19.8275 | 16.685 | 0.0058496 | 0.0059062 | 0.0049701
4741 | HE 4738 | 0.00044622 | 21.5075 | 19.83 | 17.4275 | 0.0095971 | 0.0088486 | 0.0077765
4742 | HE 4739 | 0.00056034 | 27.4575 | 22.9225 | 19.15 | 0.015385 | 0.012844 | 0.01073
4743 | HE 4740 | 0.00063234 | 32.0125 | 31.305 | 22.09 | 0.020243 | 0.019795 | 0.013968
4744 | HE 4741 | 0.00064409 | 40.79 | 199.0525 | 24.6725 | 0.026272 | 0.12821 | 0.015891
4745 | HE 4742 | 0.00061522 | 47.19 | 32.1 | 29.03 | 0.029032 | 0.019749 | 0.01786
4746 | HE 4743 | 0.00055927 | 44.6825 | 39.255 | 24.25 | 0.02499 | 0.021954 | 0.013562
4747 | HE 4744 | 0.00046399 | 41.6375 | 36.8425 | 62.6025 | 0.01932 | 0.017095 | 0.029047
4748 | HE 4745 | 0.000339 | 39.8025 | 30.08 | 29.84 | 0.013493 | 0.010197 | 0.010116
4749 | HE 4746 | 0.00018911 | 38.98 | 27.5675 | 24.51 | 0.0073714 | 0.0052132 | 0.004635
4750 | HE 4747 | 5.4454e-05 | 36.8775 | 26.965 | 21.14 | 0.0020081 | 0.0014684 | 0.0011512
4751 | HE 4748 | 2.6637e-08 | 34.27 | 26.35 | 19.9525 | 9.1285e-07 | 7.0188e-07 | 5.3147e-07
4752 | HE 4749 | 0 | 32.075 | 26.0425 | 20.6975 | 0 | 0 | 0
4753 | HE 4750 | 0 | 29.7975 | 22.525 | 18.3 | 0 | 0 | 0
4754 | HE 4751 | 0 | 24.45 | 20.6675 | 16.97 | 0 | 0 | 0
4755 | HE 4752 | 0 | 19.7575 | 19.225 | 14.9725 | 0 | 0 | 0
4756 | HE 4753 | 0 | 18.2175 | 18.2975 | 14.1175 | 0 | 0 | 0
4757 | HE 4754 | 0 | 17.225 | 18.2975 | 13.765 | 0 | 0 | 0
4758 | HE 4755 | 0 | 15.9075 | 17.305 | 13.3425 | 0 | 0 | 0
4759 | HE 4756 | 0 | 12.63 | 16.23 | 13.1325 | 0 | 0 | 0
4760 | HE 4757 | 0 | 5.8325 | 16.0625 | 13.7425 | 0 | 0 | 0
4761 | HE 4758 | 0 | 13.185 | 16.765 | 14.6825 | 0 | 0 | 0
4762 | HE 4759 | 3.3831e-05 | 15.8625 | 17.5025 | 15.1775 | 0.00053665 | 0.00059213 | 0.00051347
4763 | HE 4760 | 0.00014944 | 16.63 | 17.7525 | 16.1675 | 0.0024852 | 0.002653 | 0.0024161
4764 | HE 4761 | 0.00029788 | 18.215 | 18.415 | 17.335 | 0.0054259 | 0.0054855 | 0.0051637
4765 | HE 4762 | 0.00044622 | 19.13 | 18.575 | 17.635 | 0.0085362 | 0.0082886 | 0.0078691
4766 | HE 4763 | 0.00056034 | 22.4375 | 19.035 | 19.79 | 0.012573 | 0.010666 | 0.011089
4767 | HE 4764 | 0.00063234 | 29.4725 | 21.9725 | 31.46 | 0.018637 | 0.013894 | 0.019893
4768 | HE 4765 | 0.00064409 | 36.435 | 25.9225 | 22.895 | 0.023467 | 0.016696 | 0.014746
4769 | HE 4766 | 0.00061522 | 44.545 | 25.155 | 21.6775 | 0.027405 | 0.015476 | 0.013336
4770 | HE 4767 | 0.00055927 | 73.6325 | 25.8475 | 20.845 | 0.04118 | 0.014456 | 0.011658
4771 | HE 4768 | 0.00046399 | 70.0525 | 26.0575 | 20.415 | 0.032504 | 0.012091 | 0.0094724
4772 | HE 4769 | 0.000339 | 70.315 | 25.8 | 21.395 | 0.023837 | 0.0087462 | 0.0072529
4773 | HE 4770 | 0.00018911 | 59.5075 | 25 | 19.4825 | 0.011253 | 0.0047277 | 0.0036843
4774 | HE 4771 | 5.4454e-05 | 40.875 | 23.3525 | 18.3425 | 0.0022258 | 0.0012716 | 0.00099883
4775 | HE 4772 | 2.6637e-08 | 34.975 | 21.9675 | 16.66 | 9.3162e-07 | 5.8515e-07 | 4.4377e-07
4776 | HE 4773 | 0 | 32.905 | 23.95 | 16.4025 | 0 | 0 | 0
4777 | HE 4774 | 0 | 27.8975 | 20.445 | 16.465 | 0 | 0 | 0
4778 | HE 4775 | 0 | 21.5075 | 19.7075 | 15.5975 | 0 | 0 | 0
4779 | HE 4776 | 0 | 18.9675 | 19.1375 | 14.395 | 0 | 0 | 0
4780 | HE 4777 | 0 | 17.845 | 17.645 | 13.8675 | 0 | 0 | 0
4781 | HE 4778 | 0 | 16.535 | 16.2925 | 13.2 | 0 | 0 | 0
4782 | HE 4779 | 0 | 14.04 | 14.5225 | 12.4225 | 0 | 0 | 0
4783 | HE 4780 | 0 | 5.435 | 12.295 | 11.1925 | 0 | 0 | 0
4784 | HE 4781 | 0 | 6.365 | 12.475 | 10.1725 | 0 | 0 | 0
4785 | HE 4782 | 0 | 14.685 | 14 | 9.7975 | 0 | 0 | 0
4786 | HE 4783 | 3.3831e-05 | 15.7225 | 15.545 | 9.9075 | 0.00053191 | 0.0005259 | 0.00033518
4787 | HE 4784 | 0.00014944 | 16.4 | 16.845 | 11.005 | 0.0024508 | 0.0025173 | 0.0016446
4788 | HE 4785 | 0.00029788 | 17.9625 | 16.885 | 12.28 | 0.0053507 | 0.0050297 | 0.003658
4789 | HE 4786 | 0.00044622 | 19.0825 | 16.77 | 13.42 | 0.008515 | 0.0074831 | 0.0059883
4790 | HE 4787 | 0.00056034 | 22.035 | 19.43 | 16.0725 | 0.012347 | 0.010887 | 0.009006
4791 | HE 4788 | 0.00063234 | 28.06 | 21.99 | 17.455 | 0.017743 | 0.013905 | 0.011037
4792 | HE 4789 | 0.00064409 | 32.37 | 23.14 | 18.6575 | 0.020849 | 0.014904 | 0.012017
4793 | HE 4790 | 0.00061522 | 42.7875 | 25.0125 | 19.56 | 0.026324 | 0.015388 | 0.012034
4794 | HE 4791 | 0.00055927 | 137.245 | 28.29 | 19.8 | 0.076757 | 0.015822 | 0.011074
4795 | HE 4792 | 0.00046399 | 554.015 | 36.2275 | 19.99 | 0.25706 | 0.016809 | 0.0092752
4796 | HE 4793 | 0.000339 | 1050.2625 | 35.1075 | 20.165 | 0.35604 | 0.011901 | 0.006836
4797 | HE 4794 | 0.00018911 | 311.7925 | 26.2325 | 19.005 | 0.058962 | 0.0049607 | 0.003594
4798 | HE 4795 | 5.4454e-05 | 62.5425 | 25.3175 | 18.645 | 0.0034057 | 0.0013786 | 0.0010153
4799 | HE 4796 | 2.6637e-08 | 38.265 | 24.1975 | 18.5975 | 1.0193e-06 | 6.4455e-07 | 4.9538e-07
4800 | HE 4797 | 0 | 34.2975 | 24.145 | 17.865 | 0 | 0 | 0
4801 | HE 4798 | 0 | 28.595 | 21.82 | 17.635 | 0 | 0 | 0
4802 | HE 4799 | 0 | 22.19 | 20.31 | 16.09 | 0 | 0 | 0
4803 | HE 4800 | 0 | 18.99 | 19.3325 | 14.505 | 0 | 0 | 0
4804 | HE 4801 | 0 | 17.615 | 18.5575 | 12.95 | 0 | 0 | 0
4805 | HE 4802 | 0 | 17.0475 | 17.125 | 11.595 | 0 | 0 | 0
4806 | HE 4803 | 0 | 15.8775 | 16.615 | 11.995 | 0 | 0 | 0
4807 | HE 4804 | 0 | 12.465 | 15.8375 | 12.21 | 0 | 0 | 0
4808 | HE 4805 | 0 | 4.24 | 16.4275 | 12.3275 | 0 | 0 | 0
4809 | HE 4806 | 0 | 12.405 | 16.87 | 12.5975 | 0 | 0 | 0
4810 | HE 4807 | 3.3831e-05 | 15.09 | 17.185 | 12.44 | 0.00051051 | 0.00058139 | 0.00042086
4811 | HE 4808 | 0.00014944 | 16.2775 | 17.6725 | 11.88 | 0.0024325 | 0.002641 | 0.0017754
4812 | HE 4809 | 0.00029788 | 17.975 | 18.81 | 12.29 | 0.0053544 | 0.0056031 | 0.0036609
4813 | HE 4810 | 0.00044622 | 19.2325 | 18.6975 | 14.96 | 0.008582 | 0.0083432 | 0.0066755
4814 | HE 4811 | 0.00056034 | 24.4075 | 21.01 | 17.1725 | 0.013676 | 0.011773 | 0.0096224
4815 | HE 4812 | 0.00063234 | 30.27 | 23.105 | 19.0975 | 0.019141 | 0.01461 | 0.012076
4816 | HE 4813 | 0.00064409 | 35.53 | 23.5425 | 22.2875 | 0.022884 | 0.015163 | 0.014355
4817 | HE 4814 | 0.00061522 | 45.5675 | 25.1425 | 42.61 | 0.028034 | 0.015468 | 0.026214
4818 | HE 4815 | 0.00055927 | 229.5025 | 25.785 | 32.595 | 0.12835 | 0.014421 | 0.018229
4819 | HE 4816 | 0.00046399 | 650.395 | 33.395 | 27.045 | 0.30178 | 0.015495 | 0.012549
4820 | HE 4817 | 0.000339 | 921.48 | 31.785 | 23.6575 | 0.31238 | 0.010775 | 0.0080199
4821 | HE 4818 | 0.00018911 | 293.425 | 26.115 | 21.115 | 0.055489 | 0.0049385 | 0.003993
4822 | HE 4819 | 5.4454e-05 | 86.5025 | 25.71 | 19.94 | 0.0047104 | 0.0014 | 0.0010858
4823 | HE 4820 | 2.6637e-08 | 38.5425 | 24.42 | 18.5075 | 1.0267e-06 | 6.5047e-07 | 4.9298e-07
4824 | HE 4821 | 0 | 33.645 | 24.23 | 18.2825 | 0 | 0 | 0
4825 | HE 4822 | 0 | 29.255 | 21.6525 | 17.465 | 0 | 0 | 0
4826 | HE 4823 | 0 | 22.67 | 19.7225 | 16.095 | 0 | 0 | 0
4827 | HE 4824 | 0 | 18.84 | 18.935 | 14.1 | 0 | 0 | 0
4828 | HE 4825 | 0 | 17.805 | 17.8325 | 13.2075 | 0 | 0 | 0
4829 | HE 4826 | 0 | 16.62 | 15.8725 | 11.3275 | 0 | 0 | 0
4830 | HE 4827 | 0 | 14.46 | 14.8025 | 11.33 | 0 | 0 | 0
4831 | HE 4828 | 0 | 4.2825 | 13.63 | 11.08 | 0 | 0 | 0
4832 | HE 4829 | 0 | 6.5275 | 13.5425 | 11.1275 | 0 | 0 | 0
4833 | HE 4830 | 0 | 11.6875 | 14.0675 | 12.6525 | 0 | 0 | 0
4834 | HE 4831 | 3.3831e-05 | 15.805 | 14.495 | 13.7 | 0.0005347 | 0.00049038 | 0.00046349
4835 | HE 4832 | 0.00014944 | 16.065 | 14.6475 | 15.365 | 0.0024008 | 0.0021889 | 0.0022962
4836 | HE 4833 | 0.00029788 | 17.64 | 15.88 | 16.7525 | 0.0052546 | 0.0047303 | 0.0049902
4837 | HE 4834 | 0.00044622 | 18.8425 | 16.2 | 16.7325 | 0.0084079 | 0.0072288 | 0.0074664
4838 | HE 4835 | 0.00056034 | 22.615 | 17.875 | 18.635 | 0.012672 | 0.010016 | 0.010442
4839 | HE 4836 | 0.00063234 | 28.9425 | 20.275 | 31.9575 | 0.018301 | 0.012821 | 0.020208
4840 | HE 4837 | 0.00064409 | 31.815 | 22.265 | 28.545 | 0.020492 | 0.014341 | 0.018385
4841 | HE 4838 | 0.00061522 | 39.845 | 24.455 | 32.6725 | 0.024513 | 0.015045 | 0.020101
4842 | HE 4839 | 0.00055927 | 53.345 | 26.3625 | 29.605 | 0.029834 | 0.014744 | 0.016557
4843 | HE 4840 | 0.00046399 | 100.485 | 27.5775 | 24.28 | 0.046624 | 0.012796 | 0.011266
4844 | HE 4841 | 0.000339 | 113.2825 | 30.7875 | 21.77 | 0.038403 | 0.010437 | 0.0073801
4845 | HE 4842 | 0.00018911 | 50.735 | 25.88 | 20.685 | 0.0095943 | 0.0048941 | 0.0039117
4846 | HE 4843 | 5.4454e-05 | 33.7875 | 24.9275 | 19.625 | 0.0018399 | 0.0013574 | 0.0010687
4847 | HE 4844 | 2.6637e-08 | 31.91 | 23.3125 | 18.66 | 8.4998e-07 | 6.2097e-07 | 4.9704e-07
4848 | HE 4845 | 0 | 29.525 | 22.34 | 19.1475 | 0 | 0 | 0
4849 | HE 4846 | 0 | 25.855 | 19.7225 | 17.1075 | 0 | 0 | 0
4850 | HE 4847 | 0 | 20.8925 | 19.1675 | 16.825 | 0 | 0 | 0
4851 | HE 4848 | 0 | 18.64 | 17.6675 | 15.9275 | 0 | 0 | 0
4852 | HE 4849 | 0 | 16.8 | 17.0125 | 14.13 | 0 | 0 | 0
4853 | HE 4850 | 0 | 16.3625 | 15.9975 | 13.2275 | 0 | 0 | 0
4854 | HE 4851 | 0 | 7.16 | 14.9875 | 13.35 | 0 | 0 | 0
4855 | HE 4852 | 0 | 0.8025 | 14.4675 | 13.4975 | 0 | 0 | 0
4856 | HE 4853 | 0 | 3.9425 | 13.755 | 13.8775 | 0 | 0 | 0
4857 | HE 4854 | 0 | 6.7175 | 14.305 | 14.61 | 0 | 0 | 0
4858 | HE 4855 | 3.3831e-05 | 6.7925 | 14.7375 | 15.17 | 0.0002298 | 0.00049859 | 0.00051322
4859 | HE 4856 | 0.00014944 | 10.09 | 15.1075 | 16.1025 | 0.0015079 | 0.0022577 | 0.0024064
4860 | HE 4857 | 0.00029788 | 16.92 | 16.8925 | 16.045 | 0.0050401 | 0.0050319 | 0.0047795
4861 | HE 4858 | 0.00044622 | 18.7725 | 16.645 | 16.4425 | 0.0083767 | 0.0074274 | 0.007337
4862 | HE 4859 | 0.00056034 | 21.215 | 18.42 | 17.8325 | 0.011888 | 0.010321 | 0.0099922
4863 | HE 4860 | 0.00063234 | 27.0525 | 20.955 | 18.8375 | 0.017106 | 0.013251 | 0.011912
4864 | HE 4861 | 0.00064409 | 32.53 | 24.2 | 19.7275 | 0.020952 | 0.015587 | 0.012706
4865 | HE 4862 | 0.00061522 | 38.9525 | 26.43 | 21.605 | 0.023964 | 0.01626 | 0.013292
4866 | HE 4863 | 0.00055927 | 41.925 | 26.585 | 24.26 | 0.023447 | 0.014868 | 0.013568
4867 | HE 4864 | 0.00046399 | 51.695 | 28.305 | 23.2525 | 0.023986 | 0.013133 | 0.010789
4868 | HE 4865 | 0.000339 | 86.495 | 30.7875 | 23.375 | 0.029322 | 0.010437 | 0.0079241
4869 | HE 4866 | 0.00018911 | 118.8525 | 33.0025 | 26.565 | 0.022476 | 0.006241 | 0.0050236
4870 | HE 4867 | 5.4454e-05 | 39.75 | 36.415 | 34.6025 | 0.0021646 | 0.001983 | 0.0018843
4871 | HE 4868 | 2.6637e-08 | 35.3475 | 26.425 | 25.2175 | 9.4155e-07 | 7.0388e-07 | 6.7171e-07
4872 | HE 4869 | 0 | 31.7575 | 25.1075 | 21.645 | 0 | 0 | 0
4873 | HE 4870 | 0 | 27.59 | 21.87 | 22.8275 | 0 | 0 | 0
4874 | HE 4871 | 0 | 21.905 | 19.3775 | 20.4825 | 0 | 0 | 0
4875 | HE 4872 | 0 | 19 | 18.7525 | 17.805 | 0 | 0 | 0
4876 | HE 4873 | 0 | 18.2175 | 18.66 | 17.085 | 0 | 0 | 0
4877 | HE 4874 | 0 | 17.3125 | 17.4325 | 16.1975 | 0 | 0 | 0
4878 | HE 4875 | 0 | 15.725 | 16.775 | 15.56 | 0 | 0 | 0
4879 | HE 4876 | 0 | 10.525 | 16.955 | 15.2375 | 0 | 0 | 0
4880 | HE 4877 | 0 | 0.1925 | 17.475 | 14.9525 | 0 | 0 | 0
4881 | HE 4878 | 0 | -0.55 | 18.4275 | 15.295 | 0 | 0 | 0
4882 | HE 4879 | 3.3831e-05 | -0.555 | 18.655 | 15.905 | -1.8776e-05 | 0.00063112 | 0.00053808
4883 | HE 4880 | 0.00014944 | 4.8075 | 19.61 | 16.27 | 0.00071844 | 0.0029305 | 0.0024314
4884 | HE 4881 | 0.00029788 | 16.2875 | 20.1975 | 16.9975 | 0.0048517 | 0.0060164 | 0.0050632
4885 | HE 4882 | 0.00044622 | 18.61 | 21.07 | 18.1875 | 0.0083042 | 0.0094019 | 0.0081157
4886 | HE 4883 | 0.00056034 | 21.4725 | 28.1425 | 23.4075 | 0.012032 | 0.015769 | 0.013116
4887 | HE 4884 | 0.00063234 | 27.4775 | 24.37 | 26.63 | 0.017375 | 0.01541 | 0.016839
4888 | HE 4885 | 0.00064409 | 32.735 | 24.02 | 35.345 | 0.021084 | 0.015471 | 0.022765
4889 | HE 4886 | 0.00061522 | 43.4125 | 25.26 | 23.0875 | 0.026708 | 0.01554 | 0.014204
4890 | HE 4887 | 0.00055927 | 64.2775 | 26.5925 | 51.62 | 0.035949 | 0.014872 | 0.02887
4891 | HE 4888 | 0.00046399 | 652.9 | 27.075 | 32.525 | 0.30294 | 0.012563 | 0.015091
4892 | HE 4889 | 0.000339 | 481.5575 | 25.0625 | 54.9625 | 0.16325 | 0.0084962 | 0.018632
4893 | HE 4890 | 0.00018911 | 196.3075 | 22.25 | 21.35 | 0.037123 | 0.0042076 | 0.0040374
4894 | HE 4891 | 5.4454e-05 | 75.6025 | 21.285 | 20.7325 | 0.0041169 | 0.0011591 | 0.001129
4895 | HE 4892 | 2.6637e-08 | 39.7775 | 21.28 | 22.0225 | 1.0595e-06 | 5.6683e-07 | 5.8661e-07
4896 | HE 4893 | 0 | 35.9625 | 23.8275 | 28.7125 | 0 | 0 | 0
4897 | HE 4894 | 0 | 28.32 | 25.7025 | 20.9875 | 0 | 0 | 0
4898 | HE 4895 | 0 | 22.975 | 20.965 | 19.7475 | 0 | 0 | 0
4899 | HE 4896 | 0 | 19.3 | 18.33 | 17.2375 | 0 | 0 | 0
4900 | HE 4897 | 0 | 18.3875 | 20.0575 | 15.7675 | 0 | 0 | 0
4901 | HE 4898 | 0 | 17.365 | 18.1475 | 14.4325 | 0 | 0 | 0
4902 | HE 4899 | 0 | 15.87 | 17.6775 | 13.1075 | 0 | 0 | 0
4903 | HE 4900 | 0 | 14.9 | 17.33 | 12.1975 | 0 | 0 | 0
4904 | HE 4901 | 0 | 15.5875 | 17.4625 | 12.64 | 0 | 0 | 0
4905 | HE 4902 | 0 | 16.6375 | 18.3225 | 13.26 | 0 | 0 | 0
4906 | HE 4903 | 3.3831e-05 | 17.26 | 19.3825 | 14.6575 | 0.00058392 | 0.00065573 | 0.00049588
4907 | HE 4904 | 0.00014944 | 17.7425 | 18.9275 | 16.105 | 0.0026515 | 0.0028286 | 0.0024068
4908 | HE 4905 | 0.00029788 | 18.975 | 19.4975 | 16.99 | 0.0056523 | 0.0058079 | 0.005061
4909 | HE 4906 | 0.00044622 | 20.9625 | 20.8075 | 17.02 | 0.0093539 | 0.0092848 | 0.0075947
4910 | HE 4907 | 0.00056034 | 26.76 | 22.4225 | 18.9675 | 0.014995 | 0.012564 | 0.010628
4911 | HE 4908 | 0.00063234 | 30.3775 | 24.41 | 36.6275 | 0.019209 | 0.015435 | 0.023161
4912 | HE 4909 | 0.00064409 | 33.2725 | 22.8875 | 48.095 | 0.02143 | 0.014742 | 0.030977
4913 | HE 4910 | 0.00061522 | 44.39 | 22.54 | 37.77 | 0.02731 | 0.013867 | 0.023237
4914 | HE 4911 | 0.00055927 | 51.9875 | 25.65 | 26.7025 | 0.029075 | 0.014345 | 0.014934
4915 | HE 4912 | 0.00046399 | 80.4575 | 25.915 | 35.66 | 0.037332 | 0.012024 | 0.016546
4916 | HE 4913 | 0.000339 | 52.5225 | 25.845 | 33.1175 | 0.017805 | 0.0087615 | 0.011227
4917 | HE 4914 | 0.00018911 | 41.8825 | 26.02 | 22.165 | 0.0079203 | 0.0049206 | 0.0041916
4918 | HE 4915 | 5.4454e-05 | 36.275 | 25.485 | 21.0425 | 0.0019753 | 0.0013878 | 0.0011459
4919 | HE 4916 | 2.6637e-08 | 28.6175 | 24.8025 | 21.67 | 7.6228e-07 | 6.6066e-07 | 5.7722e-07
4920 | HE 4917 | 0 | 28.44 | 26.76 | 25.84 | 0 | 0 | 0
4921 | HE 4918 | 0 | 28.0775 | 23.78 | 24.01 | 0 | 0 | 0
4922 | HE 4919 | 0 | 24.43 | 20.3575 | 19.07 | 0 | 0 | 0
4923 | HE 4920 | 0 | 22.75 | 18.52 | 17.0975 | 0 | 0 | 0
4924 | HE 4921 | 0 | 20.6975 | 17.69 | 15.68 | 0 | 0 | 0
4925 | HE 4922 | 0 | 20.125 | 17.265 | 14.405 | 0 | 0 | 0
4926 | HE 4923 | 0 | 19.32 | 16.4075 | 12.945 | 0 | 0 | 0
4927 | HE 4924 | 0 | 19.0375 | 16.25 | 12.465 | 0 | 0 | 0
4928 | HE 4925 | 0 | 18.9725 | 16.44 | 12.6475 | 0 | 0 | 0
4929 | HE 4926 | 0 | 19.285 | 17.025 | 13.3375 | 0 | 0 | 0
4930 | HE 4927 | 3.3831e-05 | 19.7625 | 17.4875 | 13.745 | 0.00066859 | 0.00059162 | 0.00046501
4931 | HE 4928 | 0.00014944 | 20.12 | 17.8825 | 14.7875 | 0.0030068 | 0.0026724 | 0.0022099
4932 | HE 4929 | 0.00029788 | 21.875 | 18.5175 | 15.815 | 0.0065161 | 0.005516 | 0.004711
4933 | HE 4930 | 0.00044622 | 25.18 | 18.69 | 15.5975 | 0.011236 | 0.0083399 | 0.0069599
4934 | HE 4931 | 0.00056034 | 27.1425 | 20.2975 | 18.1825 | 0.015209 | 0.011373 | 0.010188
4935 | HE 4932 | 0.00063234 | 29.0075 | 22.2125 | 30.4425 | 0.018343 | 0.014046 | 0.01925
4936 | HE 4933 | 0.00064409 | 35.085 | 23.1325 | 34.255 | 0.022598 | 0.014899 | 0.022063
4937 | HE 4934 | 0.00061522 | 50.8475 | 25.16 | 35.4525 | 0.031282 | 0.015479 | 0.021811
4938 | HE 4935 | 0.00055927 | 54.6625 | 26.6 | 33.4475 | 0.030571 | 0.014877 | 0.018706
4939 | HE 4936 | 0.00046399 | 70.0975 | 31.455 | 31.79 | 0.032525 | 0.014595 | 0.01475
4940 | HE 4937 | 0.000339 | 71.1375 | 50.18 | 23.0225 | 0.024116 | 0.017011 | 0.0078046
4941 | HE 4938 | 0.00018911 | 51.0175 | 44.7775 | 22.5 | 0.0096478 | 0.0084677 | 0.0042549
4942 | HE 4939 | 5.4454e-05 | 39.7275 | 28.5175 | 20.285 | 0.0021633 | 0.0015529 | 0.0011046
4943 | HE 4940 | 2.6637e-08 | 35.1175 | 28.32 | 19.8675 | 9.3542e-07 | 7.5436e-07 | 5.2921e-07
4944 | HE 4941 | 0 | 34.1675 | 23.3 | 19.365 | 0 | 0 | 0
4945 | HE 4942 | 0 | 30.34 | 19.7075 | 18.9525 | 0 | 0 | 0
4946 | HE 4943 | 0 | 26.4825 | 17.455 | 17.41 | 0 | 0 | 0
4947 | HE 4944 | 0 | 23.0525 | 15.1425 | 16.9475 | 0 | 0 | 0
4948 | HE 4945 | 0 | 19.9025 | 13.4475 | 16.17 | 0 | 0 | 0
4949 | HE 4946 | 0 | 19.18 | 9.6425 | 14.5625 | 0 | 0 | 0
4950 | HE 4947 | 0 | 18.905 | 2.315 | 13.3925 | 0 | 0 | 0
4951 | HE 4948 | 0 | 18.455 | -0.0525 | 12.4575 | 0 | 0 | 0
4952 | HE 4949 | 0 | 18.2825 | 0.1325 | 12.4775 | 0 | 0 | 0
4953 | HE 4950 | 0 | 18.415 | 6.2575 | 12.73 | 0 | 0 | 0
4954 | HE 4951 | 3.3831e-05 | 18.9 | 10.67 | 13.3975 | 0.00063941 | 0.00036098 | 0.00045325
4955 | HE 4952 | 0.00014944 | 19.0075 | 11.6725 | 13.8025 | 0.0028405 | 0.0017444 | 0.0020627
4956 | HE 4953 | 0.00029788 | 20.7875 | 15.31 | 14.615 | 0.0061922 | 0.0045605 | 0.0043535
4957 | HE 4954 | 0.00044622 | 25.605 | 16 | 15.1875 | 0.011426 | 0.0071396 | 0.006777
4958 | HE 4955 | 0.00056034 | 29.7375 | 17.8125 | 16.0875 | 0.016663 | 0.009981 | 0.0090144
4959 | HE 4956 | 0.00063234 | 32.75 | 20.01 | 16.82 | 0.020709 | 0.012653 | 0.010636
4960 | HE 4957 | 0.00064409 | 41.4775 | 24.31 | 17.955 | 0.026715 | 0.015658 | 0.011565
4961 | HE 4958 | 0.00061522 | 66.015 | 26.5225 | 18.715 | 0.040614 | 0.016317 | 0.011514
4962 | HE 4959 | 0.00055927 | 77.8575 | 31.335 | 18.0025 | 0.043543 | 0.017525 | 0.010068
4963 | HE 4960 | 0.00046399 | 133.03 | 51.235 | 17.475 | 0.061725 | 0.023773 | 0.0081083
4964 | HE 4961 | 0.000339 | 153.095 | 67.0375 | 17.095 | 0.051899 | 0.022726 | 0.0057952
4965 | HE 4962 | 0.00018911 | 72.955 | 29.8425 | 15.9975 | 0.013796 | 0.0056434 | 0.0030252
4966 | HE 4963 | 5.4454e-05 | 39.2725 | 24.83 | 15.5075 | 0.0021386 | 0.0013521 | 0.00084445
4967 | HE 4964 | 2.6637e-08 | 33.7 | 22.9475 | 15.0275 | 8.9766e-07 | 6.1125e-07 | 4.0029e-07
4968 | HE 4965 | 0 | 30.0275 | 21.8725 | 15.33 | 0 | 0 | 0
4969 | HE 4966 | 0 | 26.915 | 19.02 | 15.02 | 0 | 0 | 0
4970 | HE 4967 | 0 | 22.14 | 16.8875 | 12.7225 | 0 | 0 | 0
4971 | HE 4968 | 0 | 20.0425 | 15.3025 | 12.305 | 0 | 0 | 0
4972 | HE 4969 | 0 | 19.255 | 15.2375 | 13.0975 | 0 | 0 | 0
4973 | HE 4970 | 0 | 18.2875 | 13.895 | 12.4925 | 0 | 0 | 0
4974 | HE 4971 | 0 | 17.2375 | 11.9825 | 12.6 | 0 | 0 | 0
4975 | HE 4972 | 0 | 16.9225 | 11.5125 | 12.89 | 0 | 0 | 0
4976 | HE 4973 | 0 | 16.4875 | 12.9975 | 13.7125 | 0 | 0 | 0
4977 | HE 4974 | 0 | 16.9175 | 13.5 | 13.9075 | 0 | 0 | 0
4978 | HE 4975 | 3.3831e-05 | 17.93 | 13.39 | 13.8525 | 0.00060659 | 0.000453 | 0.00046865
4979 | HE 4976 | 0.00014944 | 18.1875 | 14.7075 | 13.685 | 0.002718 | 0.0021979 | 0.0020451
4980 | HE 4977 | 0.00029788 | 19.18 | 16.4975 | 13.385 | 0.0057133 | 0.0049143 | 0.0039871
4981 | HE 4978 | 0.00044622 | 22.46 | 16.4625 | 13.2525 | 0.010022 | 0.0073459 | 0.0059136
4982 | HE 4979 | 0.00056034 | 28.085 | 18.275 | 15.6525 | 0.015737 | 0.01024 | 0.0087707
4983 | HE 4980 | 0.00063234 | 31.155 | 23.2125 | 16.0325 | 0.019701 | 0.014678 | 0.010138
4984 | HE 4981 | 0.00064409 | 41.415 | 102.28 | 17.2775 | 0.026675 | 0.065877 | 0.011128
4985 | HE 4982 | 0.00061522 | 67.2225 | 42.5675 | 18.34 | 0.041357 | 0.026188 | 0.011283
4986 | HE 4983 | 0.00055927 | 70.0875 | 27.2 | 18.665 | 0.039198 | 0.015212 | 0.010439
4987 | HE 4984 | 0.00046399 | 146.1725 | 52.5 | 19.265 | 0.067823 | 0.02436 | 0.0089388
4988 | HE 4985 | 0.000339 | 121.3725 | 53.7175 | 19.7625 | 0.041145 | 0.01821 | 0.0066995
4989 | HE 4986 | 0.00018911 | 72.4175 | 26.25 | 19.265 | 0.013695 | 0.0049641 | 0.0036431
4990 | HE 4987 | 5.4454e-05 | 40.055 | 23.8525 | 18.4325 | 0.0021812 | 0.0012989 | 0.0010037
4991 | HE 4988 | 2.6637e-08 | 40.3175 | 22.7975 | 18.1375 | 1.0739e-06 | 6.0725e-07 | 4.8313e-07
4992 | HE 4989 | 0 | 37.2675 | 21.865 | 18.4175 | 0 | 0 | 0
4993 | HE 4990 | 0 | 31.01 | 18.115 | 17.6175 | 0 | 0 | 0
4994 | HE 4991 | 0 | 27.9525 | 16.8725 | 16.4 | 0 | 0 | 0
4995 | HE 4992 | 0 | 24.1325 | 17.1625 | 14.5025 | 0 | 0 | 0
4996 | HE 4993 | 0 | 20.91 | 18.005 | 11.895 | 0 | 0 | 0
4997 | HE 4994 | 0 | 19.5825 | 16.43 | 11.2675 | 0 | 0 | 0
4998 | HE 4995 | 0 | 19.1525 | 15.7475 | 10.9925 | 0 | 0 | 0
4999 | HE 4996 | 0 | 18.8625 | 15.3025 | 11.0775 | 0 | 0 | 0
5000 | HE 4997 | 0 | 18.495 | 15.5825 | 11.53 | 0 | 0 | 0
5001 | HE 4998 | 0 | 18.9575 | 15.6575 | 13.595 | 0 | 0 | 0
5002 | HE 4999 | 3.3831e-05 | 19.3925 | 14.5325 | 14.68 | 0.00065607 | 0.00049165 | 0.00049664
5003 | HE 5000 | 0.00014944 | 19.54 | 15.4525 | 15.1 | 0.0029201 | 0.0023092 | 0.0022566
5004 | HE 5001 | 0.00029788 | 21.405 | 18.3425 | 15.0375 | 0.0063761 | 0.0054639 | 0.0044794
5005 | HE 5002 | 0.00044622 | 26.47 | 18.995 | 14.675 | 0.011811 | 0.008476 | 0.0065483
5006 | HE 5003 | 0.00056034 | 28.515 | 20.2325 | 16.1825 | 0.015978 | 0.011337 | 0.0090677
5007 | HE 5004 | 0.00063234 | 30.7725 | 23.2075 | 18.48 | 0.019459 | 0.014675 | 0.011686
5008 | HE 5005 | 0.00064409 | 36.9625 | 30.9575 | 28.275 | 0.023807 | 0.019939 | 0.018212
5009 | HE 5006 | 0.00061522 | 53.0475 | 27.4 | 22.29 | 0.032636 | 0.016857 | 0.013713
5010 | HE 5007 | 0.00055927 | 69.3875 | 30.975 | 40.6925 | 0.038806 | 0.017323 | 0.022758
5011 | HE 5008 | 0.00046399 | 63.8425 | 33.6475 | 58.5925 | 0.029623 | 0.015612 | 0.027187
5012 | HE 5009 | 0.000339 | 60.2 | 26.525 | 145.1325 | 0.020408 | 0.008992 | 0.0492
5013 | HE 5010 | 0.00018911 | 41.52 | 24.995 | 38.375 | 0.0078517 | 0.0047267 | 0.007257
5014 | HE 5011 | 5.4454e-05 | 34.28 | 24.3425 | 21.63 | 0.0018667 | 0.0013256 | 0.0011778
5015 | HE 5012 | 2.6637e-08 | 32.9625 | 23.0825 | 20.5975 | 8.7802e-07 | 6.1485e-07 | 5.4865e-07
5016 | HE 5013 | 0 | 32.23 | 22.5075 | 21.615 | 0 | 0 | 0
5017 | HE 5014 | 0 | 32.44 | 19.65 | 19.7825 | 0 | 0 | 0
5018 | HE 5015 | 0 | 30.95 | 18.605 | 17.8375 | 0 | 0 | 0
5019 | HE 5016 | 0 | 27.4725 | 18.12 | 17.01 | 0 | 0 | 0
5020 | HE 5017 | 0 | 26.23 | 17.84 | 15.405 | 0 | 0 | 0
5021 | HE 5018 | 0 | 23.3525 | 16.46 | 14.3725 | 0 | 0 | 0
5022 | HE 5019 | 0 | 22.1175 | 15.53 | 12.5975 | 0 | 0 | 0
5023 | HE 5020 | 0 | 20.3875 | 14.555 | 12.485 | 0 | 0 | 0
5024 | HE 5021 | 0 | 19.9675 | 14.0025 | 13.155 | 0 | 0 | 0
5025 | HE 5022 | 0 | 19.4025 | 14.0575 | 14.37 | 0 | 0 | 0
5026 | HE 5023 | 3.3831e-05 | 19.225 | 13.42 | 16.235 | 0.0006504 | 0.00045401 | 0.00054925
5027 | HE 5024 | 0.00014944 | 19.1575 | 13.57 | 16.4825 | 0.0028629 | 0.0020279 | 0.0024632
5028 | HE 5025 | 0.00029788 | 22.235 | 15.6825 | 16.755 | 0.0066234 | 0.0046715 | 0.004991
5029 | HE 5026 | 0.00044622 | 27.6075 | 15.3925 | 17.095 | 0.012319 | 0.0068685 | 0.0076282
5030 | HE 5027 | 0.00056034 | 32.0825 | 16.5725 | 17.715 | 0.017977 | 0.0092862 | 0.0099264
5031 | HE 5028 | 0.00063234 | 31.44 | 18.325 | 18.0275 | 0.019881 | 0.011588 | 0.0114
5032 | HE 5029 | 0.00064409 | 57.2275 | 19.27 | 18.86 | 0.036859 | 0.012412 | 0.012147
5033 | HE 5030 | 0.00061522 | 147.9275 | 20.0425 | 19.675 | 0.091008 | 0.012331 | 0.012104
5034 | HE 5031 | 0.00055927 | 445.2925 | 22.42 | 18.83 | 0.24904 | 0.012539 | 0.010531
5035 | HE 5032 | 0.00046399 | 1244.71 | 25.1475 | 18.335 | 0.57754 | 0.011668 | 0.0085073
5036 | HE 5033 | 0.000339 | 1346.7575 | 37.78 | 18.1775 | 0.45655 | 0.012807 | 0.0061622
5037 | HE 5034 | 0.00018911 | 645.63 | 49.4525 | 19.0925 | 0.12209 | 0.0093518 | 0.0036105
5038 | HE 5035 | 5.4454e-05 | 82.765 | 27.3075 | 19.635 | 0.0045069 | 0.001487 | 0.0010692
5039 | HE 5036 | 2.6637e-08 | 46.5175 | 24.71 | 18.35 | 1.2391e-06 | 6.582e-07 | 4.8879e-07
5040 | HE 5037 | 0 | 51.3325 | 24.925 | 16.7525 | 0 | 0 | 0
5041 | HE 5038 | 0 | 32.67 | 21.7175 | 15.7925 | 0 | 0 | 0
5042 | HE 5039 | 0 | 25.9325 | 21.065 | 14.935 | 0 | 0 | 0
5043 | HE 5040 | 0 | 21.8775 | 18.885 | 13.2425 | 0 | 0 | 0
5044 | HE 5041 | 0 | 19.655 | 17.695 | 11.975 | 0 | 0 | 0
5045 | HE 5042 | 0 | 19.46 | 15.7325 | 11.0225 | 0 | 0 | 0
5046 | HE 5043 | 0 | 18.6625 | 14.52 | 10.91 | 0 | 0 | 0
5047 | HE 5044 | 0 | 18.185 | 14.14 | 10.4875 | 0 | 0 | 0
5048 | HE 5045 | 0 | 17.875 | 15.0025 | 11.4475 | 0 | 0 | 0
5049 | HE 5046 | 0 | 17.2775 | 17.0275 | 12.3175 | 0 | 0 | 0
5050 | HE 5047 | 3.3831e-05 | 16.4575 | 17.905 | 12.6925 | 0.00055678 | 0.00060575 | 0.0004294
5051 | HE 5048 | 0.00014944 | 16.925 | 18.5 | 14.6325 | 0.0025293 | 0.0027647 | 0.0021867
5052 | HE 5049 | 0.00029788 | 18.405 | 19.9975 | 15.9075 | 0.0054825 | 0.0059568 | 0.0047385
5053 | HE 5050 | 0.00044622 | 19.41 | 19.82 | 16.52 | 0.0086612 | 0.0088441 | 0.0073716
5054 | HE 5051 | 0.00056034 | 23.2525 | 22.7025 | 16.0025 | 0.013029 | 0.012721 | 0.0089668
5055 | HE 5052 | 0.00063234 | 27.5275 | 23.1475 | 16.7975 | 0.017407 | 0.014637 | 0.010622
5056 | HE 5053 | 0.00064409 | 34.895 | 24.8975 | 16.945 | 0.022475 | 0.016036 | 0.010914
5057 | HE 5054 | 0.00061522 | 44.265 | 28.7725 | 17.98 | 0.027233 | 0.017701 | 0.011062
5058 | HE 5055 | 0.00055927 | 62.6775 | 28.515 | 18.815 | 0.035054 | 0.015948 | 0.010523
5059 | HE 5056 | 0.00046399 | 91.8925 | 26.925 | 18.8325 | 0.042638 | 0.012493 | 0.0087382
5060 | HE 5057 | 0.000339 | 367.625 | 25.3425 | 18.415 | 0.12463 | 0.0085911 | 0.0062427
5061 | HE 5058 | 0.00018911 | 423.6325 | 25.06 | 17.875 | 0.080112 | 0.004739 | 0.0033803
5062 | HE 5059 | 5.4454e-05 | 69.295 | 25.465 | 17.0075 | 0.0037734 | 0.0013867 | 0.00092613
5063 | HE 5060 | 2.6637e-08 | 126.235 | 27.6125 | 16.6825 | 3.3625e-06 | 7.3551e-07 | 4.4437e-07
5064 | HE 5061 | 0 | 42.9875 | 32.3675 | 16.9225 | 0 | 0 | 0
5065 | HE 5062 | 0 | 31.505 | 24.48 | 15.79 | 0 | 0 | 0
5066 | HE 5063 | 0 | 26.8725 | 20.8875 | 14.45 | 0 | 0 | 0
5067 | HE 5064 | 0 | 21.715 | 19.3 | 11.8975 | 0 | 0 | 0
5068 | HE 5065 | 0 | 19.8025 | 18.305 | 10.4875 | 0 | 0 | 0
5069 | HE 5066 | 0 | 18.525 | 17.905 | 10.575 | 0 | 0 | 0
5070 | HE 5067 | 0 | 17.875 | 17.3225 | 5.8525 | 0 | 0 | 0
5071 | HE 5068 | 0 | 17.5 | 17.0025 | 1.58 | 0 | 0 | 0
5072 | HE 5069 | 0 | 17.5625 | 17.105 | 6.4725 | 0 | 0 | 0
5073 | HE 5070 | 0 | 18.3175 | 17.9875 | 10.0825 | 0 | 0 | 0
5074 | HE 5071 | 3.3831e-05 | 18.7525 | 18.9425 | 10.3775 | 0.00063442 | 0.00064085 | 0.00035108
5075 | HE 5072 | 0.00014944 | 18.885 | 19.2 | 11.79 | 0.0028222 | 0.0028693 | 0.0017619
5076 | HE 5073 | 0.00029788 | 19.2175 | 19.6875 | 13.4625 | 0.0057245 | 0.0058645 | 0.0040102
5077 | HE 5074 | 0.00044622 | 19.445 | 20.995 | 12.6 | 0.0086768 | 0.0093684 | 0.0056224
5078 | HE 5075 | 0.00056034 | 25.4325 | 32.9825 | 15.9775 | 0.014251 | 0.018481 | 0.0089528
5079 | HE 5076 | 0.00063234 | 27.17 | 38.3 | 18.14 | 0.017181 | 0.024219 | 0.011471
5080 | HE 5077 | 0.00064409 | 29.1725 | 109.5075 | 21.1375 | 0.01879 | 0.070532 | 0.013614
5081 | HE 5078 | 0.00061522 | 30.8275 | 602.6925 | 22.2325 | 0.018966 | 0.37079 | 0.013678
5082 | HE 5079 | 0.00055927 | 42.6525 | 392.5575 | 24.3425 | 0.023854 | 0.21955 | 0.013614
5083 | HE 5080 | 0.00046399 | 100.2175 | 700.115 | 39.435 | 0.0465 | 0.32485 | 0.018298
5084 | HE 5081 | 0.000339 | 75.4 | 409.255 | 36.3175 | 0.025561 | 0.13874 | 0.012312
5085 | HE 5082 | 0.00018911 | 62.1875 | 42.6825 | 23.4375 | 0.01176 | 0.0080716 | 0.0044322
5086 | HE 5083 | 5.4454e-05 | 34.4325 | 25.23 | 19.6225 | 0.001875 | 0.0013739 | 0.0010685
5087 | HE 5084 | 2.6637e-08 | 32.2425 | 27.3175 | 19.2375 | 8.5884e-07 | 7.2765e-07 | 5.1243e-07
5088 | HE 5085 | 0 | 34.38 | 22.0525 | 18.8575 | 0 | 0 | 0
5089 | HE 5086 | 0 | 34.4725 | 19.7875 | 17.71 | 0 | 0 | 0
5090 | HE 5087 | 0 | 26.605 | 17.8825 | 17.37 | 0 | 0 | 0
5091 | HE 5088 | 0 | 23.635 | 16.005 | 16.395 | 0 | 0 | 0
5092 | HE 5089 | 0 | 21.08 | 15.9025 | 15.29 | 0 | 0 | 0
5093 | HE 5090 | 0 | 19.9325 | 15.2 | 14.335 | 0 | 0 | 0
5094 | HE 5091 | 0 | 19.345 | 15.185 | 14.0275 | 0 | 0 | 0
5095 | HE 5092 | 0 | 19.5725 | 14.7425 | 13.6025 | 0 | 0 | 0
5096 | HE 5093 | 0 | 20.045 | 15.0075 | 13.25 | 0 | 0 | 0
5097 | HE 5094 | 0 | 20.7625 | 16.2725 | 13.4675 | 0 | 0 | 0
5098 | HE 5095 | 3.3831e-05 | 22.3225 | 16.6475 | 14.0675 | 0.00075519 | 0.0005632 | 0.00047592
5099 | HE 5096 | 0.00014944 | 24.5175 | 17.0625 | 14.21 | 0.0036639 | 0.0025498 | 0.0021236
5100 | HE 5097 | 0.00029788 | 29.5675 | 18.3175 | 15.34 | 0.0088076 | 0.0054564 | 0.0045695
5101 | HE 5098 | 0.00044622 | 30.65 | 19.5775 | 15.105 | 0.013677 | 0.0087359 | 0.0067402
5102 | HE 5099 | 0.00056034 | 35.63 | 21.34 | 15.885 | 0.019965 | 0.011958 | 0.008901
5103 | HE 5100 | 0.00063234 | 32.475 | 25.0675 | 17.0625 | 0.020535 | 0.015851 | 0.010789
5104 | HE 5101 | 0.00064409 | 28.33 | 28.8925 | 19.2475 | 0.018247 | 0.018609 | 0.012397
5105 | HE 5102 | 0.00061522 | 27.855 | 71.1375 | 21.6675 | 0.017137 | 0.043765 | 0.01333
5106 | HE 5103 | 0.00055927 | 28.8525 | 259.115 | 21.865 | 0.016136 | 0.14492 | 0.012228
5107 | HE 5104 | 0.00046399 | 30.53 | 173.6775 | 22.5175 | 0.014166 | 0.080585 | 0.010448
5108 | HE 5105 | 0.000339 | 31.9575 | 88.14 | 23.5025 | 0.010834 | 0.02988 | 0.0079674
5109 | HE 5106 | 0.00018911 | 30.2725 | 33.48 | 21.9475 | 0.0057247 | 0.0063313 | 0.0041504
5110 | HE 5107 | 5.4454e-05 | 28.31 | 28.345 | 20.795 | 0.0015416 | 0.0015435 | 0.0011324
5111 | HE 5108 | 2.6637e-08 | 28.2575 | 27.465 | 20.53 | 7.5269e-07 | 7.3158e-07 | 5.4685e-07
5112 | HE 5109 | 0 | 26.66 | 23 | 20.455 | 0 | 0 | 0
5113 | HE 5110 | 0 | 25.805 | 19.675 | 18.505 | 0 | 0 | 0
5114 | HE 5111 | 0 | 21.1075 | 17.1 | 17.3775 | 0 | 0 | 0
5115 | HE 5112 | 0 | 19.6925 | 15.435 | 17.2125 | 0 | 0 | 0
5116 | HE 5113 | 0 | 18.9975 | 14.9875 | 16.01 | 0 | 0 | 0
5117 | HE 5114 | 0 | 18.4525 | 13.79 | 15.26 | 0 | 0 | 0
5118 | HE 5115 | 0 | 18.0175 | 13.0975 | 14.955 | 0 | 0 | 0
5119 | HE 5116 | 0 | 17.9925 | 12.5025 | 14.295 | 0 | 0 | 0
5120 | HE 5117 | 0 | 18.095 | 12.6775 | 13.775 | 0 | 0 | 0
5121 | HE 5118 | 0 | 18.5175 | 13.6275 | 12.5975 | 0 | 0 | 0
5122 | HE 5119 | 1.9356e-05 | 18.9975 | 14.3125 | 12.6825 | 0.00036771 | 0.00027703 | 0.00024548
5123 | HE 5120 | 0.00014229 | 19.0825 | 14.8425 | 13.4775 | 0.0027152 | 0.0021119 | 0.0019177
5124 | HE 5121 | 0.00031008 | 19.8025 | 17.005 | 13.8525 | 0.0061403 | 0.0052728 | 0.0042953
5125 | HE 5122 | 0.00047513 | 21.2225 | 18.18 | 14.33 | 0.010083 | 0.0086379 | 0.0068086
5126 | HE 5123 | 0.00058091 | 29.665 | 19.3375 | 15.78 | 0.017233 | 0.011233 | 0.0091667
5127 | HE 5124 | 0.00064003 | 31.545 | 26.2275 | 15.7425 | 0.02019 | 0.016786 | 0.010076
5128 | HE 5125 | 0.00065672 | 34.66 | 37.4775 | 16.765 | 0.022762 | 0.024612 | 0.01101
5129 | HE 5126 | 0.00063108 | 54.4925 | 43.8675 | 17.4975 | 0.034389 | 0.027684 | 0.011042
5130 | HE 5127 | 0.00056637 | 138.3825 | 87.3625 | 19.195 | 0.078376 | 0.04948 | 0.010872
5131 | HE 5128 | 0.00047118 | 93.77 | 58.3275 | 21.23 | 0.044183 | 0.027483 | 0.010003
5132 | HE 5129 | 0.00032696 | 209.48 | 33.0975 | 20.2075 | 0.068491 | 0.010822 | 0.006607
5133 | HE 5130 | 0.00016205 | 163.0725 | 25.995 | 19.7325 | 0.026427 | 0.0042126 | 0.0031977
5134 | HE 5131 | 3.4633e-05 | 54.935 | 24.16 | 19.1675 | 0.0019026 | 0.00083674 | 0.00066383
5135 | HE 5132 | 0 | 40.045 | 23.7325 | 18.415 | 0 | 0 | 0
5136 | HE 5133 | 0 | 29.505 | 22.2125 | 17.965 | 0 | 0 | 0
5137 | HE 5134 | 0 | 26.65 | 19.725 | 16.7675 | 0 | 0 | 0
5138 | HE 5135 | 0 | 21.1575 | 18.2225 | 15.725 | 0 | 0 | 0
5139 | HE 5136 | 0 | 19.495 | 16.57 | 14.105 | 0 | 0 | 0
5140 | HE 5137 | 0 | 18.5625 | 15.715 | 12.55 | 0 | 0 | 0
5141 | HE 5138 | 0 | 17.5625 | 15.47 | 11.11 | 0 | 0 | 0
5142 | HE 5139 | 0 | 17.095 | 14.935 | 10.4875 | 0 | 0 | 0
5143 | HE 5140 | 0 | 16.5875 | 14.48 | 9.7825 | 0 | 0 | 0
5144 | HE 5141 | 0 | 17.015 | 14.235 | 9.39 | 0 | 0 | 0
5145 | HE 5142 | 0 | 18.0125 | 13.9525 | 9.5675 | 0 | 0 | 0
5146 | HE 5143 | 1.9356e-05 | 18.3625 | 14.355 | 9.665 | 0.00035542 | 0.00027785 | 0.00018708
5147 | HE 5144 | 0.00014229 | 19.225 | 15.345 | 9.89 | 0.0027355 | 0.0021834 | 0.0014072
5148 | HE 5145 | 0.00031008 | 20.4875 | 17.6875 | 11.68 | 0.0063527 | 0.0054845 | 0.0036217
5149 | HE 5146 | 0.00047513 | 24.0925 | 19.0925 | 13.925 | 0.011447 | 0.0090714 | 0.0066162
5150 | HE 5147 | 0.00058091 | 30.9825 | 21.9225 | 16.515 | 0.017998 | 0.012735 | 0.0095937
5151 | HE 5148 | 0.00064003 | 38.9 | 26.5775 | 18.5875 | 0.024897 | 0.01701 | 0.011896
5152 | HE 5149 | 0.00065672 | 44.075 | 31.255 | 20.4125 | 0.028945 | 0.020526 | 0.013405
5153 | HE 5150 | 0.00063108 | 107.5225 | 57.685 | 23.2175 | 0.067856 | 0.036404 | 0.014652
5154 | HE 5151 | 0.00056637 | 91.25 | 371.765 | 24.47 | 0.051681 | 0.21056 | 0.013859
5155 | HE 5152 | 0.00047118 | 86.025 | 788.9675 | 26.7575 | 0.040533 | 0.37175 | 0.012608
5156 | HE 5153 | 0.00032696 | 90.89 | 732.1075 | 22.7575 | 0.029717 | 0.23937 | 0.0074408
5157 | HE 5154 | 0.00016205 | 62.575 | 162.2525 | 21.6 | 0.010141 | 0.026294 | 0.0035004
5158 | HE 5155 | 3.4633e-05 | 51.3925 | 31.1 | 21.5425 | 0.0017799 | 0.0010771 | 0.00074608
5159 | HE 5156 | 0 | 30.1375 | 28.5825 | 19.5225 | 0 | 0 | 0
5160 | HE 5157 | 0 | 27.885 | 25.6825 | 18.5425 | 0 | 0 | 0
5161 | HE 5158 | 0 | 23.135 | 23.55 | 16.925 | 0 | 0 | 0
5162 | HE 5159 | 0 | 19.695 | 19.8775 | 16.3 | 0 | 0 | 0
5163 | HE 5160 | 0 | 18.8775 | 19.11 | 14.9 | 0 | 0 | 0
5164 | HE 5161 | 0 | 18.6575 | 17.915 | 13.26 | 0 | 0 | 0
5165 | HE 5162 | 0 | 17.7475 | 16.3375 | 11.965 | 0 | 0 | 0
5166 | HE 5163 | 0 | 17.07 | 15.4375 | 10.6725 | 0 | 0 | 0
5167 | HE 5164 | 0 | 16.5325 | 15.26 | 9.51 | 0 | 0 | 0
5168 | HE 5165 | 0 | 16.345 | 15.65 | 11.2 | 0 | 0 | 0
5169 | HE 5166 | 0 | 16.8625 | 15.9675 | 13.7825 | 0 | 0 | 0
5170 | HE 5167 | 1.9356e-05 | 17.47 | 16.445 | 14.8775 | 0.00033815 | 0.00031831 | 0.00028797
5171 | HE 5168 | 0.00014229 | 17.5525 | 16.1025 | 15.25 | 0.0024975 | 0.0022912 | 0.0021699
5172 | HE 5169 | 0.00031008 | 18.4525 | 17.6175 | 16.4575 | 0.0057217 | 0.0054627 | 0.0051031
5173 | HE 5170 | 0.00047513 | 19.0325 | 18.36 | 17.8025 | 0.0090429 | 0.0087234 | 0.0084585
5174 | HE 5171 | 0.00058091 | 20.285 | 19.8325 | 19.7525 | 0.011784 | 0.011521 | 0.011474
5175 | HE 5172 | 0.00064003 | 23.76 | 21.065 | 22.78 | 0.015207 | 0.013482 | 0.01458
5176 | HE 5173 | 0.00065672 | 27.395 | 23.6475 | 23.245 | 0.017991 | 0.01553 | 0.015266
5177 | HE 5174 | 0.00063108 | 29.225 | 24.955 | 32.1825 | 0.018443 | 0.015749 | 0.02031
5178 | HE 5175 | 0.00056637 | 31.5775 | 24.6375 | 27.515 | 0.017885 | 0.013954 | 0.015584
5179 | HE 5176 | 0.00047118 | 35.8175 | 28.1025 | 50.3575 | 0.016877 | 0.013241 | 0.023727
5180 | HE 5177 | 0.00032696 | 36.45 | 32.245 | 38.85 | 0.011918 | 0.010543 | 0.012702
5181 | HE 5178 | 0.00016205 | 32.37 | 40.59 | 24.4475 | 0.0052457 | 0.0065778 | 0.0039618
5182 | HE 5179 | 3.4633e-05 | 29.735 | 27.175 | 25.415 | 0.0010298 | 0.00094116 | 0.0008802
5183 | HE 5180 | 0 | 27.74 | 33.58 | 21.0775 | 0 | 0 | 0
5184 | HE 5181 | 0 | 27.945 | 27.96 | 20.28 | 0 | 0 | 0
5185 | HE 5182 | 0 | 24.45 | 24.25 | 17.2075 | 0 | 0 | 0
5186 | HE 5183 | 0 | 21.0825 | 22.7675 | 16.615 | 0 | 0 | 0
5187 | HE 5184 | 0 | 19.645 | 21.095 | 15.0175 | 0 | 0 | 0
5188 | HE 5185 | 0 | 19.7325 | 21.3575 | 14.085 | 0 | 0 | 0
5189 | HE 5186 | 0 | 18.7075 | 20.7475 | 13.6125 | 0 | 0 | 0
5190 | HE 5187 | 0 | 18.51 | 20.0375 | 13.2 | 0 | 0 | 0
5191 | HE 5188 | 0 | 18.3025 | 19.575 | 12.595 | 0 | 0 | 0
5192 | HE 5189 | 0 | 18.365 | 19.3125 | 12.61 | 0 | 0 | 0
5193 | HE 5190 | 0 | 18.485 | 18.6475 | 12.525 | 0 | 0 | 0
5194 | HE 5191 | 1.9356e-05 | 17.9375 | 18.675 | 12.8175 | 0.0003472 | 0.00036147 | 0.00024809
5195 | HE 5192 | 0.00014229 | 18.0325 | 17.66 | 13.21 | 0.0025658 | 0.0025128 | 0.0018796
5196 | HE 5193 | 0.00031008 | 19.425 | 18.6475 | 13.995 | 0.0060232 | 0.0057821 | 0.0043395
5197 | HE 5194 | 0.00047513 | 18.9425 | 19.6225 | 15.3525 | 0.0090002 | 0.0093233 | 0.0072944
5198 | HE 5195 | 0.00058091 | 19.8125 | 20.66 | 17.3725 | 0.011509 | 0.012002 | 0.010092
5199 | HE 5196 | 0.00064003 | 25.515 | 24.0275 | 20.1075 | 0.01633 | 0.015378 | 0.012869
5200 | HE 5197 | 0.00065672 | 27.82 | 25.87 | 19.965 | 0.01827 | 0.016989 | 0.013111
5201 | HE 5198 | 0.00063108 | 30.365 | 26.795 | 23.2825 | 0.019163 | 0.01691 | 0.014693
5202 | HE 5199 | 0.00056637 | 32.0025 | 33.37 | 29.9825 | 0.018125 | 0.0189 | 0.016981
5203 | HE 5200 | 0.00047118 | 36.2225 | 54.7825 | 32.9625 | 0.017067 | 0.025812 | 0.015531
5204 | HE 5201 | 0.00032696 | 51.0525 | 106.23 | 51.915 | 0.016692 | 0.034733 | 0.016974
5205 | HE 5202 | 0.00016205 | 29.7825 | 107.9975 | 34.845 | 0.0048264 | 0.017502 | 0.0056468
5206 | HE 5203 | 3.4633e-05 | 27.1025 | 48.8225 | 31.6875 | 0.00093864 | 0.0016909 | 0.0010974
5207 | HE 5204 | 0 | 25.6725 | 36.3375 | 22.6325 | 0 | 0 | 0
5208 | HE 5205 | 0 | 26.84 | 39.235 | 20.72 | 0 | 0 | 0
5209 | HE 5206 | 0 | 25.1225 | 26.3725 | 17.865 | 0 | 0 | 0
5210 | HE 5207 | 0 | 22.2125 | 20.9375 | 16.41 | 0 | 0 | 0
5211 | HE 5208 | 0 | 19.8675 | 18.4475 | 15.0875 | 0 | 0 | 0
5212 | HE 5209 | 0 | 19.8775 | 16.8075 | 15.675 | 0 | 0 | 0
5213 | HE 5210 | 0 | 18.735 | 15.7225 | 14.9 | 0 | 0 | 0
5214 | HE 5211 | 0 | 17.7825 | 14.7875 | 13.6225 | 0 | 0 | 0
5215 | HE 5212 | 0 | 17.255 | 14.3575 | 8.1175 | 0 | 0 | 0
5216 | HE 5213 | 0 | 16.8425 | 14.6375 | 3.43 | 0 | 0 | 0
5217 | HE 5214 | 0 | 16.8225 | 15.7725 | 12.16 | 0 | 0 | 0
5218 | HE 5215 | 1.9356e-05 | 16.885 | 17.115 | 13.7275 | 0.00032682 | 0.00033128 | 0.00026571
5219 | HE 5216 | 0.00014229 | 17.0525 | 17.98 | 13.6625 | 0.0024264 | 0.0025583 | 0.001944
5220 | HE 5217 | 0.00031008 | 18.425 | 20.395 | 15.725 | 0.0057131 | 0.006324 | 0.0048759
5221 | HE 5218 | 0.00047513 | 18.155 | 22.5625 | 18.5025 | 0.008626 | 0.01072 | 0.0087911
5222 | HE 5219 | 0.00058091 | 19.0775 | 28.9125 | 21.1375 | 0.011082 | 0.016796 | 0.012279
5223 | HE 5220 | 0.00064003 | 20.4675 | 54.7525 | 23.91 | 0.0131 | 0.035043 | 0.015303
5224 | HE 5221 | 0.00065672 | 24.305 | 56.1775 | 32.66 | 0.015962 | 0.036893 | 0.021449
5225 | HE 5222 | 0.00063108 | 26.4475 | 140.9575 | 27.855 | 0.016691 | 0.088956 | 0.017579
5226 | HE 5223 | 0.00056637 | 27.6275 | 694.53 | 28.015 | 0.015647 | 0.39336 | 0.015867
5227 | HE 5224 | 0.00047118 | 28.9025 | 2030.42 | 35.4325 | 0.013618 | 0.9567 | 0.016695
5228 | HE 5225 | 0.00032696 | 30.265 | 1391.3 | 35.73 | 0.0098954 | 0.4549 | 0.011682
5229 | HE 5226 | 0.00016205 | 29.1775 | 371.5875 | 33.765 | 0.0047284 | 0.060218 | 0.0054718
5230 | HE 5227 | 3.4633e-05 | 27.74 | 53.31 | 30.26 | 0.00096072 | 0.0018463 | 0.001048
5231 | HE 5228 | 0 | 27.845 | 28.295 | 25.595 | 0 | 0 | 0
5232 | HE 5229 | 0 | 26.0175 | 24.975 | 24.4 | 0 | 0 | 0
5233 | HE 5230 | 0 | 23.33 | 20.9 | 21.1975 | 0 | 0 | 0
5234 | HE 5231 | 0 | 20.695 | 18.9875 | 17.91 | 0 | 0 | 0
5235 | HE 5232 | 0 | 20.195 | 17.8675 | 16.9925 | 0 | 0 | 0
5236 | HE 5233 | 0 | 19.93 | 16.9 | 16.2025 | 0 | 0 | 0
5237 | HE 5234 | 0 | 19.345 | 15.4025 | 14.8175 | 0 | 0 | 0
5238 | HE 5235 | 0 | 19.0675 | 14.345 | 13.8625 | 0 | 0 | 0
5239 | HE 5236 | 0 | 18.7875 | 13.76 | 13.1775 | 0 | 0 | 0
5240 | HE 5237 | 0 | 18.9775 | 14.38 | 13.09 | 0 | 0 | 0
5241 | HE 5238 | 0 | 19.8125 | 16.115 | 13.92 | 0 | 0 | 0
5242 | HE 5239 | 1.9356e-05 | 20.085 | 17.3325 | 14.31 | 0.00038876 | 0.00033549 | 0.00027698
5243 | HE 5240 | 0.00014229 | 19.9375 | 18.04 | 14.2375 | 0.0028369 | 0.0025669 | 0.0020258
5244 | HE 5241 | 0.00031008 | 22.2275 | 19.9975 | 15.4625 | 0.0068922 | 0.0062007 | 0.0047945
5245 | HE 5242 | 0.00047513 | 20.825 | 20.585 | 15.6125 | 0.0098946 | 0.0097806 | 0.007418
5246 | HE 5243 | 0.00058091 | 26.18 | 24.805 | 17.175 | 0.015208 | 0.014409 | 0.0099771
5247 | HE 5244 | 0.00064003 | 28.99 | 42.535 | 19.845 | 0.018554 | 0.027223 | 0.012701
5248 | HE 5245 | 0.00065672 | 31.15 | 75.8375 | 23.315 | 0.020457 | 0.049804 | 0.015311
5249 | HE 5246 | 0.00063108 | 31.13 | 454.975 | 24.5575 | 0.019646 | 0.28713 | 0.015498
5250 | HE 5247 | 0.00056637 | 32.9775 | 269.3175 | 23.5325 | 0.018678 | 0.15253 | 0.013328
5251 | HE 5248 | 0.00047118 | 33.48 | 919.53 | 25.63 | 0.015775 | 0.43326 | 0.012076
5252 | HE 5249 | 0.00032696 | 34.1125 | 735.23 | 24.71 | 0.011153 | 0.24039 | 0.0080792
5253 | HE 5250 | 0.00016205 | 31.9475 | 225.7875 | 24.9575 | 0.0051772 | 0.03659 | 0.0040445
5254 | HE 5251 | 3.4633e-05 | 29.5975 | 43.64 | 22.355 | 0.0010251 | 0.0015114 | 0.00077422
5255 | HE 5252 | 0 | 28.9225 | 30.27 | 21.84 | 0 | 0 | 0
5256 | HE 5253 | 0 | 31.285 | 25.6975 | 21.6425 | 0 | 0 | 0
5257 | HE 5254 | 0 | 26.43 | 22.035 | 19.4225 | 0 | 0 | 0
5258 | HE 5255 | 0 | 22.59 | 19.7 | 18.2225 | 0 | 0 | 0
5259 | HE 5256 | 0 | 20.7025 | 17.83 | 16.63 | 0 | 0 | 0
5260 | HE 5257 | 0 | 19.345 | 15.4725 | 15.62 | 0 | 0 | 0
5261 | HE 5258 | 0 | 18.6575 | 13.9575 | 14.195 | 0 | 0 | 0
5262 | HE 5259 | 0 | 18.365 | 13.1925 | 13.545 | 0 | 0 | 0
5263 | HE 5260 | 0 | 18.215 | 12.1025 | 12.8575 | 0 | 0 | 0
5264 | HE 5261 | 0 | 18.4225 | 11.77 | 12.515 | 0 | 0 | 0
5265 | HE 5262 | 0 | 19.0525 | 13.1725 | 13.38 | 0 | 0 | 0
5266 | HE 5263 | 1.9356e-05 | 20.1675 | 14.5675 | 14.1 | 0.00039036 | 0.00028197 | 0.00027292
5267 | HE 5264 | 0.00014229 | 21.7925 | 15.32 | 14.245 | 0.0031008 | 0.0021798 | 0.0020269
5268 | HE 5265 | 0.00031008 | 25.8825 | 17.4075 | 15.2975 | 0.0080255 | 0.0053976 | 0.0047434
5269 | HE 5266 | 0.00047513 | 26.3275 | 17.905 | 14.7125 | 0.012509 | 0.0085072 | 0.0069904
5270 | HE 5267 | 0.00058091 | 29.9775 | 20.3175 | 16.6275 | 0.017414 | 0.011803 | 0.0096591
5271 | HE 5268 | 0.00064003 | 30.6075 | 28.235 | 19.5625 | 0.01959 | 0.018071 | 0.01252
5272 | HE 5269 | 0.00065672 | 33.96 | 32.195 | 21.415 | 0.022302 | 0.021143 | 0.014064
5273 | HE 5270 | 0.00063108 | 37.345 | 47.1925 | 25.2225 | 0.023568 | 0.029782 | 0.015917
5274 | HE 5271 | 0.00056637 | 45.3925 | 78.5875 | 26.245 | 0.025709 | 0.04451 | 0.014864
5275 | HE 5272 | 0.00047118 | 47.7225 | 57.08 | 26.42 | 0.022486 | 0.026895 | 0.012449
5276 | HE 5273 | 0.00032696 | 49.9175 | 42.2325 | 25.3025 | 0.016321 | 0.013808 | 0.0082729
5277 | HE 5274 | 0.00016205 | 42.9675 | 29.965 | 24.045 | 0.0069631 | 0.004856 | 0.0038966
5278 | HE 5275 | 3.4633e-05 | 35.6025 | 32.8225 | 22.51 | 0.001233 | 0.0011367 | 0.00077959
5279 | HE 5276 | 0 | 33.335 | 25.21 | 22.575 | 0 | 0 | 0
5280 | HE 5277 | 0 | 31.9875 | 24.1375 | 22.1975 | 0 | 0 | 0
5281 | HE 5278 | 0 | 28.2075 | 20.77 | 21.6375 | 0 | 0 | 0
5282 | HE 5279 | 0 | 23.3325 | 18.6075 | 19.4025 | 0 | 0 | 0
5283 | HE 5280 | 0 | 19.985 | 17.1825 | 17.47 | 0 | 0 | 0
5284 | HE 5281 | 0 | 18.82 | 16.1075 | 16.4875 | 0 | 0 | 0
5285 | HE 5282 | 0 | 18.305 | 15.055 | 16.6525 | 0 | 0 | 0
5286 | HE 5283 | 0 | 17.8375 | 13.4775 | 16.4275 | 0 | 0 | 0
5287 | HE 5284 | 0 | 17.73 | 10.8325 | 15.0925 | 0 | 0 | 0
5288 | HE 5285 | 0 | 17.5925 | 11.17 | 13.7325 | 0 | 0 | 0
5289 | HE 5286 | 0 | 18.215 | 14.0825 | 13.1875 | 0 | 0 | 0
5290 | HE 5287 | 1.9356e-05 | 19.1825 | 15.83 | 13.0575 | 0.0003713 | 0.0003064 | 0.00025274
5291 | HE 5288 | 0.00014229 | 19.51 | 16.395 | 13.0125 | 0.002776 | 0.0023328 | 0.0018515
5292 | HE 5289 | 0.00031008 | 20.285 | 18.1575 | 13.885 | 0.0062899 | 0.0056302 | 0.0043054
5293 | HE 5290 | 0.00047513 | 19.8125 | 18.9125 | 14.0825 | 0.0094135 | 0.0089859 | 0.006691
5294 | HE 5291 | 0.00058091 | 22.22 | 20.725 | 15.725 | 0.012908 | 0.012039 | 0.0091348
5295 | HE 5292 | 0.00064003 | 28.165 | 25.805 | 16.9275 | 0.018026 | 0.016516 | 0.010834
5296 | HE 5293 | 0.00065672 | 32.2425 | 26.1125 | 19.7025 | 0.021174 | 0.017149 | 0.012939
5297 | HE 5294 | 0.00063108 | 36.945 | 37.0025 | 22.3325 | 0.023315 | 0.023352 | 0.014094
5298 | HE 5295 | 0.00056637 | 34.6625 | 78.58 | 22.4925 | 0.019632 | 0.044505 | 0.012739
5299 | HE 5296 | 0.00047118 | 31.4875 | 107.665 | 24.6575 | 0.014836 | 0.05073 | 0.011618
5300 | HE 5297 | 0.00032696 | 30.8425 | 64.7375 | 34.905 | 0.010084 | 0.021167 | 0.011413
5301 | HE 5298 | 0.00016205 | 30.495 | 32.9425 | 26.8275 | 0.0049419 | 0.0053385 | 0.0043475
5302 | HE 5299 | 3.4633e-05 | 30.71 | 28.5675 | 23.41 | 0.0010636 | 0.00098938 | 0.00081076
5303 | HE 5300 | 0 | 32.995 | 24.9925 | 21.25 | 0 | 0 | 0
5304 | HE 5301 | 0 | 31.485 | 28.5775 | 19.015 | 0 | 0 | 0
5305 | HE 5302 | 0 | 26.4975 | 22.04 | 17.36 | 0 | 0 | 0
5306 | HE 5303 | 0 | 22.5775 | 19.34 | 16.925 | 0 | 0 | 0
5307 | HE 5304 | 0 | 20.4925 | 17.9925 | 15.925 | 0 | 0 | 0
5308 | HE 5305 | 0 | 19.4725 | 17.43 | 15.405 | 0 | 0 | 0
5309 | HE 5306 | 0 | 18.8625 | 15.8975 | 14.95 | 0 | 0 | 0
5310 | HE 5307 | 0 | 18.765 | 15.095 | 14.11 | 0 | 0 | 0
5311 | HE 5308 | 0 | 18.2725 | 14.0675 | 13.4675 | 0 | 0 | 0
5312 | HE 5309 | 0 | 18.7525 | 14.05 | 13.3375 | 0 | 0 | 0
5313 | HE 5310 | 0 | 19.2525 | 15.915 | 13.515 | 0 | 0 | 0
5314 | HE 5311 | 1.9356e-05 | 19.9625 | 17.2375 | 13.4575 | 0.00038639 | 0.00033365 | 0.00026048
5315 | HE 5312 | 0.00014229 | 19.7475 | 17.825 | 13.5875 | 0.0028098 | 0.0025363 | 0.0019333
5316 | HE 5313 | 0.00031008 | 23.0725 | 19.815 | 14.375 | 0.0071542 | 0.0061441 | 0.0044573
5317 | HE 5314 | 0.00047513 | 27.9425 | 20.74 | 13.1975 | 0.013276 | 0.0098542 | 0.0062705
5318 | HE 5315 | 0.00058091 | 30.41 | 25.5475 | 14.215 | 0.017665 | 0.014841 | 0.0082576
5319 | HE 5316 | 0.00064003 | 33.98 | 34.565 | 16.32 | 0.021748 | 0.022122 | 0.010445
5320 | HE 5317 | 0.00065672 | 61.0025 | 30.6525 | 16.7825 | 0.040062 | 0.02013 | 0.011021
5321 | HE 5318 | 0.00063108 | 73.6825 | 275.925 | 18.685 | 0.0465 | 0.17413 | 0.011792
5322 | HE 5319 | 0.00056637 | 214.755 | 607.5125 | 19.88 | 0.12163 | 0.34408 | 0.011259
5323 | HE 5320 | 0.00047118 | 168.75 | 883.81 | 21.755 | 0.079512 | 0.41643 | 0.010251
5324 | HE 5321 | 0.00032696 | 50.5025 | 152.285 | 21.94 | 0.016512 | 0.049791 | 0.0071735
5325 | HE 5322 | 0.00016205 | 36.135 | 36.4175 | 20.625 | 0.0058559 | 0.0059016 | 0.0033424
5326 | HE 5323 | 3.4633e-05 | 33.6075 | 28.8425 | 18.725 | 0.0011639 | 0.00099891 | 0.00064851
5327 | HE 5324 | 0 | 34.1925 | 25.2675 | 18.395 | 0 | 0 | 0
5328 | HE 5325 | 0 | 33.38 | 25.77 | 21.765 | 0 | 0 | 0
5329 | HE 5326 | 0 | 31.7275 | 22.47 | 18.695 | 0 | 0 | 0
5330 | HE 5327 | 0 | 26.475 | 19.6375 | 17.37 | 0 | 0 | 0
5331 | HE 5328 | 0 | 24.555 | 17.79 | 16.4325 | 0 | 0 | 0
5332 | HE 5329 | 0 | 21.9675 | 15.5425 | 15.3675 | 0 | 0 | 0
5333 | HE 5330 | 0 | 20.885 | 14.13 | 15.115 | 0 | 0 | 0
5334 | HE 5331 | 0 | 20.57 | 12.7625 | 14 | 0 | 0 | 0
5335 | HE 5332 | 0 | 20.2075 | 11.6725 | 13.3425 | 0 | 0 | 0
5336 | HE 5333 | 0 | 19.9875 | 11.795 | 13.005 | 0 | 0 | 0
5337 | HE 5334 | 0 | 20.4925 | 12.785 | 13.65 | 0 | 0 | 0
5338 | HE 5335 | 1.9356e-05 | 21.3675 | 14.0625 | 14.15 | 0.00041359 | 0.00027219 | 0.00027389
5339 | HE 5336 | 0.00014229 | 22.5125 | 16.865 | 14.5325 | 0.0032032 | 0.0023997 | 0.0020678
5340 | HE 5337 | 0.00031008 | 27.6425 | 18.6025 | 17.0325 | 0.0085712 | 0.0057682 | 0.0052814
5341 | HE 5338 | 0.00047513 | 25.2775 | 18.72 | 20.685 | 0.01201 | 0.0088944 | 0.0098281
5342 | HE 5339 | 0.00058091 | 27.16 | 20.1925 | 22.7675 | 0.015777 | 0.01173 | 0.013226
5343 | HE 5340 | 0.00064003 | 28.7075 | 24.51 | 23.315 | 0.018374 | 0.015687 | 0.014922
5344 | HE 5341 | 0.00065672 | 29.55 | 29.295 | 25.5675 | 0.019406 | 0.019239 | 0.016791
5345 | HE 5342 | 0.00063108 | 30.29 | 29.2325 | 26.2675 | 0.019116 | 0.018448 | 0.016577
5346 | HE 5343 | 0.00056637 | 31.2075 | 30.9175 | 33.3625 | 0.017675 | 0.017511 | 0.018896
5347 | HE 5344 | 0.00047118 | 31.6175 | 52.0525 | 34.58 | 0.014898 | 0.024526 | 0.016293
5348 | HE 5345 | 0.00032696 | 32.7625 | 81.48 | 37.765 | 0.010712 | 0.026641 | 0.012348
5349 | HE 5346 | 0.00016205 | 34.535 | 56.6225 | 26.345 | 0.0055966 | 0.009176 | 0.0042693
5350 | HE 5347 | 3.4633e-05 | 30.9725 | 32.96 | 21.895 | 0.0010727 | 0.0011415 | 0.00075829
5351 | HE 5348 | 0 | 29.46 | 27.5825 | 22.2075 | 0 | 0 | 0
5352 | HE 5349 | 0 | 29.79 | 23.925 | 22.42 | 0 | 0 | 0
5353 | HE 5350 | 0 | 28.9425 | 20.13 | 20.015 | 0 | 0 | 0
5354 | HE 5351 | 0 | 24.1325 | 18.0525 | 19.5675 | 0 | 0 | 0
5355 | HE 5352 | 0 | 25.78 | 16.5625 | 18.575 | 0 | 0 | 0
5356 | HE 5353 | 0 | 26.3975 | 15.97 | 17.1275 | 0 | 0 | 0
5357 | HE 5354 | 0 | 23.0975 | 14.7875 | 14.8825 | 0 | 0 | 0
5358 | HE 5355 | 0 | 21.9 | 13.17 | 15.45 | 0 | 0 | 0
5359 | HE 5356 | 0 | 21.3325 | 11.405 | 15.325 | 0 | 0 | 0
5360 | HE 5357 | 0 | 21.085 | 10.3325 | 14.9875 | 0 | 0 | 0
5361 | HE 5358 | 0 | 20.98 | 9.5425 | 14.895 | 0 | 0 | 0
5362 | HE 5359 | 1.9356e-05 | 20.295 | 9.45 | 15.635 | 0.00039283 | 0.00018291 | 0.00030263
5363 | HE 5360 | 0.00014229 | 20.3625 | 10.5925 | 15.575 | 0.0028973 | 0.0015072 | 0.0022161
5364 | HE 5361 | 0.00031008 | 21.86 | 13.76 | 16.6825 | 0.0067782 | 0.0042666 | 0.0051728
5365 | HE 5362 | 0.00047513 | 21.635 | 15.1175 | 17.72 | 0.010279 | 0.0071828 | 0.0084193
5366 | HE 5363 | 0.00058091 | 23.385 | 17.9825 | 20.28 | 0.013585 | 0.010446 | 0.011781
5367 | HE 5364 | 0.00064003 | 26.575 | 21.7675 | 24.655 | 0.017009 | 0.013932 | 0.01578
5368 | HE 5365 | 0.00065672 | 27.8 | 24.6525 | 25.2075 | 0.018257 | 0.01619 | 0.016554
5369 | HE 5366 | 0.00063108 | 27.48 | 29.31 | 33.69 | 0.017342 | 0.018497 | 0.021261
5370 | HE 5367 | 0.00056637 | 28.135 | 27.1575 | 26.525 | 0.015935 | 0.015381 | 0.015023
5371 | HE 5368 | 0.00047118 | 27.705 | 40.185 | 36.9275 | 0.013054 | 0.018934 | 0.0174
5372 | HE 5369 | 0.00032696 | 25.05 | 54.0475 | 28.2575 | 0.0081903 | 0.017671 | 0.009239
5373 | HE 5370 | 0.00016205 | 22.2375 | 38.1425 | 34.355 | 0.0036037 | 0.0061812 | 0.0055674
5374 | HE 5371 | 3.4633e-05 | 21.195 | 25.465 | 27.5125 | 0.00073405 | 0.00088193 | 0.00095284
5375 | HE 5372 | 0 | 20.9975 | 23.1825 | 26.485 | 0 | 0 | 0
5376 | HE 5373 | 0 | 21.845 | 22.8425 | 24.285 | 0 | 0 | 0
5377 | HE 5374 | 0 | 21.68 | 19.7275 | 19.2775 | 0 | 0 | 0
5378 | HE 5375 | 0 | 22.315 | 18.365 | 17.7 | 0 | 0 | 0
5379 | HE 5376 | 0 | 21.6925 | 17.7925 | 16.2575 | 0 | 0 | 0
5380 | HE 5377 | 0 | 20.3475 | 17.265 | 15.6175 | 0 | 0 | 0
5381 | HE 5378 | 0 | 19.7675 | 16.575 | 15.155 | 0 | 0 | 0
5382 | HE 5379 | 0 | 19.085 | 15.305 | 14.36 | 0 | 0 | 0
5383 | HE 5380 | 0 | 19.275 | 14.4125 | 13.9025 | 0 | 0 | 0
5384 | HE 5381 | 0 | 19.1925 | 14.1 | 13.625 | 0 | 0 | 0
5385 | HE 5382 | 0 | 19.0425 | 15.4975 | 13.955 | 0 | 0 | 0
5386 | HE 5383 | 1.9356e-05 | 19.055 | 16.6175 | 14.5325 | 0.00036883 | 0.00032165 | 0.00028129
5387 | HE 5384 | 0.00014229 | 19.1 | 17.4325 | 15.0625 | 0.0027177 | 0.0024804 | 0.0021432
5388 | HE 5385 | 0.00031008 | 20.1425 | 18.7825 | 16.325 | 0.0062457 | 0.005824 | 0.005062
5389 | HE 5386 | 0.00047513 | 20.455 | 18.57 | 16.57 | 0.0097188 | 0.0088232 | 0.0078729
5390 | HE 5387 | 0.00058091 | 20.81 | 21.2075 | 23.4675 | 0.012089 | 0.01232 | 0.013632
5391 | HE 5388 | 0.00064003 | 21.995 | 38.2075 | 44.6475 | 0.014077 | 0.024454 | 0.028576
5392 | HE 5389 | 0.00065672 | 21.69 | 62.25 | 28.67 | 0.014244 | 0.040881 | 0.018828
5393 | HE 5390 | 0.00063108 | 21.22 | 772.4275 | 51.5475 | 0.013392 | 0.48747 | 0.032531
5394 | HE 5391 | 0.00056637 | 21.955 | 4158.2875 | 111.5425 | 0.012435 | 2.3551 | 0.063175
5395 | HE 5392 | 0.00047118 | 22.24 | 2337.3975 | 91.71 | 0.010479 | 1.1013 | 0.043212
5396 | HE 5393 | 0.00032696 | 24.8825 | 1375.055 | 47.86 | 0.0081356 | 0.44959 | 0.015648
5397 | HE 5394 | 0.00016205 | 27.95 | 630.0675 | 30.4775 | 0.0045294 | 0.10211 | 0.004939
5398 | HE 5395 | 3.4633e-05 | 25.535 | 113.185 | 29.87 | 0.00088436 | 0.00392 | 0.0010345
5399 | HE 5396 | 0 | 23.8625 | 29.1075 | 26.17 | 0 | 0 | 0
5400 | HE 5397 | 0 | 25.2075 | 27.565 | 24.6975 | 0 | 0 | 0
5401 | HE 5398 | 0 | 24.79 | 21.8825 | 20.28 | 0 | 0 | 0
5402 | HE 5399 | 0 | 20.265 | 18.7475 | 17.8575 | 0 | 0 | 0
5403 | HE 5400 | 0 | 19.71 | 16.56 | 17.1325 | 0 | 0 | 0
5404 | HE 5401 | 0 | 18.935 | 14.9675 | 15.445 | 0 | 0 | 0
5405 | HE 5402 | 0 | 18.5775 | 13.06 | 13.545 | 0 | 0 | 0
5406 | HE 5403 | 0 | 18.18 | 12.8125 | 10.435 | 0 | 0 | 0
5407 | HE 5404 | 0 | 18.4825 | 13.135 | 10.4825 | 0 | 0 | 0
5408 | HE 5405 | 0 | 18.8275 | 13.6575 | 10.2625 | 0 | 0 | 0
5409 | HE 5406 | 0 | 19.5425 | 14.975 | 11.675 | 0 | 0 | 0
5410 | HE 5407 | 1.9356e-05 | 21.11 | 17.46 | 12.925 | 0.0004086 | 0.00033795 | 0.00025018
5411 | HE 5408 | 0.00014229 | 22.14 | 18.5825 | 13.1525 | 0.0031502 | 0.0026441 | 0.0018714
5412 | HE 5409 | 0.00031008 | 25.14 | 19.945 | 16.885 | 0.0077953 | 0.0061844 | 0.0052356
5413 | HE 5410 | 0.00047513 | 25.665 | 20.5325 | 19.5825 | 0.012194 | 0.0097556 | 0.0093042
5414 | HE 5411 | 0.00058091 | 27.095 | 25.4875 | 20.92 | 0.01574 | 0.014806 | 0.012153
5415 | HE 5412 | 0.00064003 | 43.515 | 32.9 | 23.3875 | 0.027851 | 0.021057 | 0.014969
5416 | HE 5413 | 0.00065672 | 48.0975 | 53.125 | 25.4275 | 0.031587 | 0.034888 | 0.016699
5417 | HE 5414 | 0.00063108 | 46.6575 | 922.8075 | 29.375 | 0.029445 | 0.58237 | 0.018538
5418 | HE 5415 | 0.00056637 | 45.2675 | 4938.125 | 32.775 | 0.025638 | 2.7968 | 0.018563
5419 | HE 5416 | 0.00047118 | 40.3025 | 8608.0575 | 34.78 | 0.01899 | 4.056 | 0.016388
5420 | HE 5417 | 0.00032696 | 33.0375 | 8931.86 | 27.915 | 0.010802 | 2.9204 | 0.0091271
5421 | HE 5418 | 0.00016205 | 27.625 | 835.3925 | 25.975 | 0.0044768 | 0.13538 | 0.0042094
5422 | HE 5419 | 3.4633e-05 | 31.3525 | 117.965 | 25.2075 | 0.0010858 | 0.0040855 | 0.00087301
5423 | HE 5420 | 0 | 24.5625 | 37.0425 | 25.2775 | 0 | 0 | 0
5424 | HE 5421 | 0 | 21.745 | 39.715 | 23.97 | 0 | 0 | 0
5425 | HE 5422 | 0 | 20.4225 | 29.515 | 19.33 | 0 | 0 | 0
5426 | HE 5423 | 0 | 19.49 | 24.26 | 16.9975 | 0 | 0 | 0
5427 | HE 5424 | 0 | 19.165 | 19.9925 | 16.005 | 0 | 0 | 0
5428 | HE 5425 | 0 | 19.3525 | 19.2425 | 15.5125 | 0 | 0 | 0
5429 | HE 5426 | 0 | 18.8925 | 18.5225 | 13.9725 | 0 | 0 | 0
5430 | HE 5427 | 0 | 18.4325 | 17.7975 | 13.0175 | 0 | 0 | 0
5431 | HE 5428 | 0 | 18.25 | 16.755 | 12.06 | 0 | 0 | 0
5432 | HE 5429 | 0 | 18.52 | 16.935 | 11.57 | 0 | 0 | 0
5433 | HE 5430 | 0 | 19.01 | 16.79 | 12.765 | 0 | 0 | 0
5434 | HE 5431 | 1.9356e-05 | 19.6975 | 18.245 | 13.1175 | 0.00038126 | 0.00035315 | 0.0002539
5435 | HE 5432 | 0.00014229 | 19.6425 | 18.0175 | 13.2075 | 0.0027949 | 0.0025637 | 0.0018793
5436 | HE 5433 | 0.00031008 | 19.83 | 18.0775 | 15.2125 | 0.0061488 | 0.0056054 | 0.004717
5437 | HE 5434 | 0.00047513 | 19.6175 | 18.2875 | 15.735 | 0.0093209 | 0.008689 | 0.0074762
5438 | HE 5435 | 0.00058091 | 19.5925 | 19.605 | 17.5975 | 0.011381 | 0.011389 | 0.010223
5439 | HE 5436 | 0.00064003 | 21.6525 | 23.265 | 23.665 | 0.013858 | 0.01489 | 0.015146
5440 | HE 5437 | 0.00065672 | 29.61 | 27.29 | 33.3725 | 0.019446 | 0.017922 | 0.021916
5441 | HE 5438 | 0.00063108 | 31.425 | 32.08 | 90.215 | 0.019832 | 0.020245 | 0.056933
5442 | HE 5439 | 0.00056637 | 35.3975 | 37.8475 | 612.215 | 0.020048 | 0.021436 | 0.34674
5443 | HE 5440 | 0.00047118 | 40.1525 | 175.815 | 767.535 | 0.018919 | 0.082841 | 0.36165
5444 | HE 5441 | 0.00032696 | 35.265 | 634.16 | 357.9725 | 0.01153 | 0.20734 | 0.11704
5445 | HE 5442 | 0.00016205 | 30.7875 | 1288.41 | 41.2425 | 0.0049893 | 0.20879 | 0.0066835
5446 | HE 5443 | 3.4633e-05 | 26.695 | 266.46 | 27.43 | 0.00092453 | 0.0092283 | 0.00094999
5447 | HE 5444 | 0 | 27.945 | 27.3875 | 29.0025 | 0 | 0 | 0
5448 | HE 5445 | 0 | 31.365 | 36.51 | 24.4725 | 0 | 0 | 0
5449 | HE 5446 | 0 | 22.47 | 23.605 | 18.07 | 0 | 0 | 0
5450 | HE 5447 | 0 | 21.945 | 21.455 | 17.985 | 0 | 0 | 0
5451 | HE 5448 | 0 | 20.485 | 18.7375 | 17.8625 | 0 | 0 | 0
5452 | HE 5449 | 0 | 19.465 | 18.6525 | 17.805 | 0 | 0 | 0
5453 | HE 5450 | 0 | 18.995 | 17.5375 | 17.39 | 0 | 0 | 0
5454 | HE 5451 | 0 | 18.7975 | 16.39 | 16.835 | 0 | 0 | 0
5455 | HE 5452 | 0 | 18.5875 | 15.9825 | 16.4825 | 0 | 0 | 0
5456 | HE 5453 | 0 | 18.675 | 16.74 | 16.1675 | 0 | 0 | 0
5457 | HE 5454 | 0 | 19.4675 | 19.02 | 16.3175 | 0 | 0 | 0
5458 | HE 5455 | 1.9356e-05 | 20.65 | 19.8875 | 16.83 | 0.0003997 | 0.00038494 | 0.00032576
5459 | HE 5456 | 0.00014229 | 20.795 | 19.59 | 17.02 | 0.0029589 | 0.0027874 | 0.0024217
5460 | HE 5457 | 0.00031008 | 25.165 | 19.9625 | 17.915 | 0.007803 | 0.0061899 | 0.005555
5461 | HE 5458 | 0.00047513 | 23.8575 | 22.6 | 19.465 | 0.011335 | 0.010738 | 0.0092484
5462 | HE 5459 | 0.00058091 | 31.54 | 36.5375 | 26.6775 | 0.018322 | 0.021225 | 0.015497
5463 | HE 5460 | 0.00064003 | 35.345 | 43.0325 | 37.9725 | 0.022622 | 0.027542 | 0.024303
5464 | HE 5461 | 0.00065672 | 60.7625 | 101.5525 | 51.6425 | 0.039904 | 0.066692 | 0.033915
5465 | HE 5462 | 0.00063108 | 63.96 | 1087.635 | 331.33 | 0.040364 | 0.68639 | 0.2091
5466 | HE 5463 | 0.00056637 | 384.52 | 4877.735 | 739.4 | 0.21778 | 2.7626 | 0.41878
5467 | HE 5464 | 0.00047118 | 693.7425 | 8886.9225 | 1694.635 | 0.32688 | 4.1873 | 0.79848
5468 | HE 5465 | 0.00032696 | 208.585 | 9000 | 400.8175 | 0.068199 | 2.9426 | 0.13105
5469 | HE 5466 | 0.00016205 | 47.455 | 3575.685 | 37.43 | 0.0076903 | 0.57946 | 0.0060657
5470 | HE 5467 | 3.4633e-05 | 40.9175 | 129.5775 | 27.1825 | 0.0014171 | 0.0044877 | 0.00094142
5471 | HE 5468 | 0 | 40.32 | 33.8075 | 29.53 | 0 | 0 | 0
5472 | HE 5469 | 0 | 33.735 | 26.975 | 28.235 | 0 | 0 | 0
5473 | HE 5470 | 0 | 30.7025 | 23.8075 | 23.16 | 0 | 0 | 0
5474 | HE 5471 | 0 | 23.7975 | 20.455 | 19.3875 | 0 | 0 | 0
5475 | HE 5472 | 0 | 21.15 | 17.5875 | 17.93 | 0 | 0 | 0
5476 | HE 5473 | 0 | 20.0375 | 13.2375 | 17.23 | 0 | 0 | 0
5477 | HE 5474 | 0 | 19.02 | 9.285 | 17.4875 | 0 | 0 | 0
5478 | HE 5475 | 0 | 18.8525 | 6.0675 | 17.1175 | 0 | 0 | 0
5479 | HE 5476 | 0 | 18.795 | 2.0425 | 16.2425 | 0 | 0 | 0
5480 | HE 5477 | 0 | 18.7875 | 7.605 | 16.6125 | 0 | 0 | 0
5481 | HE 5478 | 0 | 19.5925 | 11.405 | 16.4425 | 0 | 0 | 0
5482 | HE 5479 | 1.9356e-05 | 24.755 | 13.51 | 16.065 | 0.00047916 | 0.0002615 | 0.00031095
5483 | HE 5480 | 0.00014229 | 25.055 | 14.045 | 15.81 | 0.003565 | 0.0019984 | 0.0022496
5484 | HE 5481 | 0.00031008 | 28.77 | 18.1775 | 16.8575 | 0.0089209 | 0.0056364 | 0.0052271
5485 | HE 5482 | 0.00047513 | 25.705 | 19.8225 | 18.225 | 0.012213 | 0.0094183 | 0.0086593
5486 | HE 5483 | 0.00058091 | 29.46 | 21.7075 | 22.2575 | 0.017114 | 0.01261 | 0.01293
5487 | HE 5484 | 0.00064003 | 34.035 | 25.7 | 26.3075 | 0.021783 | 0.016449 | 0.016837
5488 | HE 5485 | 0.00065672 | 44.175 | 35.785 | 31.4175 | 0.029011 | 0.023501 | 0.020633
5489 | HE 5486 | 0.00063108 | 169.18 | 226.685 | 87.615 | 0.10677 | 0.14306 | 0.055292
5490 | HE 5487 | 0.00056637 | 107.8475 | 920.31 | 356.81 | 0.061082 | 0.52124 | 0.20209
5491 | HE 5488 | 0.00047118 | 151.81 | 1315.435 | 300.0225 | 0.07153 | 0.61981 | 0.14136
5492 | HE 5489 | 0.00032696 | 69.1975 | 307.9625 | 242.435 | 0.022625 | 0.10069 | 0.079266
5493 | HE 5490 | 0.00016205 | 42.88 | 40.9625 | 36.185 | 0.0069489 | 0.0066382 | 0.005864
5494 | HE 5491 | 3.4633e-05 | 39.3275 | 24.8825 | 25.7725 | 0.001362 | 0.00086176 | 0.00089258
5495 | HE 5492 | 0 | 35.7 | 22.9475 | 23.4875 | 0 | 0 | 0
5496 | HE 5493 | 0 | 34.13 | 22.095 | 19.25 | 0 | 0 | 0
5497 | HE 5494 | 0 | 29.6225 | 19.6375 | 17.445 | 0 | 0 | 0
5498 | HE 5495 | 0 | 25.3225 | 18.1875 | 16.385 | 0 | 0 | 0
5499 | HE 5496 | 0 | 21.9075 | 17.6 | 16.1925 | 0 | 0 | 0
5500 | HE 5497 | 0 | 20.2875 | 15.75 | 15.07 | 0 | 0 | 0
5501 | HE 5498 | 0 | 19.2 | 13.365 | 14.215 | 0 | 0 | 0
5502 | HE 5499 | 0 | 18.92 | 13.255 | 13.7125 | 0 | 0 | 0
5503 | HE 5500 | 0 | 18.8575 | 13.0375 | 13.3525 | 0 | 0 | 0
5504 | HE 5501 | 0 | 18.795 | 13.11 | 15.0375 | 0 | 0 | 0
5505 | HE 5502 | 0 | 19.0225 | 12.14 | 15.45 | 0 | 0 | 0
5506 | HE 5503 | 1.9356e-05 | 19.7225 | 11.9925 | 16.585 | 0.00038175 | 0.00023213 | 0.00032102
5507 | HE 5504 | 0.00014229 | 19.435 | 12.7625 | 17.01 | 0.0027654 | 0.0018159 | 0.0024203
5508 | HE 5505 | 0.00031008 | 20.355 | 15.05 | 17.8325 | 0.0063116 | 0.0046666 | 0.0055294
5509 | HE 5506 | 0.00047513 | 22.3125 | 14.9725 | 17.8175 | 0.010601 | 0.0071139 | 0.0084656
5510 | HE 5507 | 0.00058091 | 28.225 | 19.57 | 17.3275 | 0.016396 | 0.011368 | 0.010066
5511 | HE 5508 | 0.00064003 | 31.6275 | 20.8425 | 19.595 | 0.020242 | 0.01334 | 0.012541
5512 | HE 5509 | 0.00065672 | 36.7225 | 22.4425 | 22.7925 | 0.024116 | 0.014738 | 0.014968
5513 | HE 5510 | 0.00063108 | 60.5125 | 25.6675 | 25.98 | 0.038188 | 0.016198 | 0.016396
5514 | HE 5511 | 0.00056637 | 64.82 | 27.3425 | 28.155 | 0.036712 | 0.015486 | 0.015946
5515 | HE 5512 | 0.00047118 | 51.1575 | 28.41 | 29.8525 | 0.024104 | 0.013386 | 0.014066
5516 | HE 5513 | 0.00032696 | 39.01 | 28.985 | 33.835 | 0.012755 | 0.0094769 | 0.011063
5517 | HE 5514 | 0.00016205 | 39.05 | 28.2425 | 27.885 | 0.0063282 | 0.0045768 | 0.0045189
5518 | HE 5515 | 3.4633e-05 | 38.695 | 24.2625 | 26.7625 | 0.0013401 | 0.00084029 | 0.00092687
5519 | HE 5516 | 0 | 35.3975 | 22.8775 | 25.91 | 0 | 0 | 0
5520 | HE 5517 | 0 | 34.3 | 22.9775 | 25.4525 | 0 | 0 | 0
5521 | HE 5518 | 0 | 32.2225 | 19.08 | 22.905 | 0 | 0 | 0
5522 | HE 5519 | 0 | 28.42 | 17.97 | 22.1275 | 0 | 0 | 0
5523 | HE 5520 | 0 | 24.13 | 16.0025 | 19.705 | 0 | 0 | 0
5524 | HE 5521 | 0 | 27.125 | 15.785 | 18.1225 | 0 | 0 | 0
5525 | HE 5522 | 0 | 22.8675 | 13.8075 | 17.06 | 0 | 0 | 0
5526 | HE 5523 | 0 | 20.54 | 10.8425 | 16.5675 | 0 | 0 | 0
5527 | HE 5524 | 0 | 19.64 | 7.41 | 16.41 | 0 | 0 | 0
5528 | HE 5525 | 0 | 19.655 | 4.9525 | 16.4425 | 0 | 0 | 0
5529 | HE 5526 | 0 | 19.69 | 4.1175 | 16.96 | 0 | 0 | 0
5530 | HE 5527 | 1.9356e-05 | 19.98 | 0.5825 | 17.78 | 0.00038673 | 1.1275e-05 | 0.00034415
5531 | HE 5528 | 0.00014229 | 20.21 | 2.9175 | 17.79 | 0.0028756 | 0.00041512 | 0.0025313
5532 | HE 5529 | 0.00031008 | 24.095 | 11.1625 | 18.035 | 0.0074713 | 0.0034612 | 0.0055922
5533 | HE 5530 | 0.00047513 | 25.82 | 12.65 | 19.065 | 0.012268 | 0.0060104 | 0.0090584
5534 | HE 5531 | 0.00058091 | 30.8125 | 15.7425 | 23.935 | 0.017899 | 0.009145 | 0.013904
5535 | HE 5532 | 0.00064003 | 36.305 | 18.495 | 26.54 | 0.023236 | 0.011837 | 0.016986
5536 | HE 5533 | 0.00065672 | 59.2875 | 21.97 | 36.65 | 0.038935 | 0.014428 | 0.024069
5537 | HE 5534 | 0.00063108 | 219.79 | 25.2925 | 41.0825 | 0.13871 | 0.015962 | 0.025926
5538 | HE 5535 | 0.00056637 | 632.5475 | 29.545 | 36.1175 | 0.35826 | 0.016733 | 0.020456
5539 | HE 5536 | 0.00047118 | 672.7575 | 49.04 | 142.33 | 0.31699 | 0.023107 | 0.067063
5540 | HE 5537 | 0.00032696 | 1093.4325 | 106.95 | 96.3025 | 0.35751 | 0.034968 | 0.031487
5541 | HE 5538 | 0.00016205 | 111.6 | 49.285 | 54.1775 | 0.018085 | 0.0079869 | 0.0087797
5542 | HE 5539 | 3.4633e-05 | 35.5475 | 27.135 | 27.55 | 0.0012311 | 0.00093977 | 0.00095414
5543 | HE 5540 | 0 | 31.0875 | 24.7575 | 28.27 | 0 | 0 | 0
5544 | HE 5541 | 0 | 30.135 | 24.005 | 25.3975 | 0 | 0 | 0
5545 | HE 5542 | 0 | 29.5375 | 19.8875 | 21.11 | 0 | 0 | 0
5546 | HE 5543 | 0 | 24.49 | 18.32 | 19.125 | 0 | 0 | 0
5547 | HE 5544 | 0 | 21.245 | 16.1875 | 16.96 | 0 | 0 | 0
5548 | HE 5545 | 0 | 19.71 | 14.81 | 15.665 | 0 | 0 | 0
5549 | HE 5546 | 0 | 18.9575 | 13.02 | 14.995 | 0 | 0 | 0
5550 | HE 5547 | 0 | 18.6975 | 12.4725 | 14.1 | 0 | 0 | 0
5551 | HE 5548 | 0 | 18.455 | 12.675 | 14.0225 | 0 | 0 | 0
5552 | HE 5549 | 0 | 18.5475 | 13.5225 | 14.17 | 0 | 0 | 0
5553 | HE 5550 | 0 | 18.8925 | 14.63 | 15.05 | 0 | 0 | 0
5554 | HE 5551 | 1.9356e-05 | 19.295 | 15.965 | 16.03 | 0.00037347 | 0.00030902 | 0.00031028
5555 | HE 5552 | 0.00014229 | 19.155 | 15.3675 | 16.235 | 0.0027255 | 0.0021866 | 0.00231
5556 | HE 5553 | 0.00031008 | 19.5675 | 18.035 | 16.9725 | 0.0060674 | 0.0055922 | 0.0052627
5557 | HE 5554 | 0.00047513 | 20.86 | 18.3325 | 17.62 | 0.0099112 | 0.0087103 | 0.0083718
5558 | HE 5555 | 0.00058091 | 24.07 | 21.28 | 19.05 | 0.013982 | 0.012362 | 0.011066
5559 | HE 5556 | 0.00064003 | 29.3175 | 26.79 | 23.1875 | 0.018764 | 0.017146 | 0.014841
5560 | HE 5557 | 0.00065672 | 33.2775 | 27.685 | 37.01 | 0.021854 | 0.018181 | 0.024305
5561 | HE 5558 | 0.00063108 | 55.53 | 37.67 | 44.2825 | 0.035044 | 0.023773 | 0.027946
5562 | HE 5559 | 0.00056637 | 90.1775 | 79.9175 | 52.3375 | 0.051074 | 0.045263 | 0.029642
5563 | HE 5560 | 0.00047118 | 182.0325 | 130.2425 | 65.2725 | 0.08577 | 0.061368 | 0.030755
5564 | HE 5561 | 0.00032696 | 311.7925 | 69.4975 | 40.4375 | 0.10194 | 0.022723 | 0.013221
5565 | HE 5562 | 0.00016205 | 140.9425 | 40.9825 | 30.38 | 0.02284 | 0.0066414 | 0.0049232
5566 | HE 5563 | 3.4633e-05 | 164.4475 | 32.09 | 26.44 | 0.0056953 | 0.0011114 | 0.0009157
5567 | HE 5564 | 0 | 38.7275 | 33.765 | 26.7275 | 0 | 0 | 0
5568 | HE 5565 | 0 | 35.06 | 33.0525 | 22.8875 | 0 | 0 | 0
5569 | HE 5566 | 0 | 31.8925 | 22.56 | 18.675 | 0 | 0 | 0
5570 | HE 5567 | 0 | 28.995 | 19.3275 | 16.5175 | 0 | 0 | 0
5571 | HE 5568 | 0 | 23.655 | 16.61 | 15.33 | 0 | 0 | 0
5572 | HE 5569 | 0 | 22.4225 | 14.1675 | 14.345 | 0 | 0 | 0
5573 | HE 5570 | 0 | 20.545 | 13.46 | 12.9625 | 0 | 0 | 0
5574 | HE 5571 | 0 | 19.7875 | 12.97 | 10.1875 | 0 | 0 | 0
5575 | HE 5572 | 0 | 19.05 | 12.985 | 12.0375 | 0 | 0 | 0
5576 | HE 5573 | 0 | 19.065 | 13.185 | 13.8825 | 0 | 0 | 0
5577 | HE 5574 | 0 | 19.3925 | 14.76 | 14.6675 | 0 | 0 | 0
5578 | HE 5575 | 1.9356e-05 | 20.4925 | 16.215 | 15.47 | 0.00039665 | 0.00031386 | 0.00029944
5579 | HE 5576 | 0.00014229 | 20.3075 | 17.0675 | 15.68 | 0.0028895 | 0.0024285 | 0.0022311
5580 | HE 5577 | 0.00031008 | 21.095 | 19.5075 | 16.4425 | 0.006541 | 0.0060488 | 0.0050984
5581 | HE 5578 | 0.00047513 | 20.725 | 20.055 | 17.6475 | 0.0098471 | 0.0095287 | 0.0083849
5582 | HE 5579 | 0.00058091 | 25.5125 | 22.805 | 18.82 | 0.01482 | 0.013248 | 0.010933
5583 | HE 5580 | 0.00064003 | 34.37 | 33.1175 | 23.1475 | 0.021998 | 0.021196 | 0.014815
5584 | HE 5581 | 0.00065672 | 34.7675 | 30.165 | 27.1675 | 0.022833 | 0.01981 | 0.017842
5585 | HE 5582 | 0.00063108 | 43.7 | 31.25 | 29.8325 | 0.027578 | 0.019721 | 0.018827
5586 | HE 5583 | 0.00056637 | 58.7275 | 45.6 | 27.265 | 0.033262 | 0.025827 | 0.015442
5587 | HE 5584 | 0.00047118 | 63.81 | 137.14 | 29.065 | 0.030066 | 0.064618 | 0.013695
5588 | HE 5585 | 0.00032696 | 60.8 | 140.1125 | 27.7275 | 0.019879 | 0.045811 | 0.0090658
5589 | HE 5586 | 0.00016205 | 48.3375 | 43.47 | 25.86 | 0.0078333 | 0.0070445 | 0.0041907
5590 | HE 5587 | 3.4633e-05 | 40.1725 | 28.9875 | 24.0325 | 0.0013913 | 0.0010039 | 0.00083232
5591 | HE 5588 | 0 | 38.09 | 26.8425 | 22.865 | 0 | 0 | 0
5592 | HE 5589 | 0 | 42.44 | 26.695 | 21.8525 | 0 | 0 | 0
5593 | HE 5590 | 0 | 31.055 | 22.81 | 19.6775 | 0 | 0 | 0
5594 | HE 5591 | 0 | 26.9225 | 18.9925 | 18.6775 | 0 | 0 | 0
5595 | HE 5592 | 0 | 21.9575 | 16.675 | 17.5825 | 0 | 0 | 0
5596 | HE 5593 | 0 | 21.05 | 15.61 | 17.2375 | 0 | 0 | 0
5597 | HE 5594 | 0 | 19.9525 | 14.5725 | 16.3125 | 0 | 0 | 0
5598 | HE 5595 | 0 | 19.085 | 13.2625 | 16.01 | 0 | 0 | 0
5599 | HE 5596 | 0 | 18.7625 | 12.195 | 15.2125 | 0 | 0 | 0
5600 | HE 5597 | 0 | 18.765 | 12.0875 | 15.125 | 0 | 0 | 0
5601 | HE 5598 | 0 | 19.3825 | 13.03 | 16.1125 | 0 | 0 | 0
5602 | HE 5599 | 1.9356e-05 | 20.69 | 14.945 | 16.6425 | 0.00040047 | 0.00028927 | 0.00032213
5603 | HE 5600 | 0.00014229 | 20.735 | 16.2075 | 17.085 | 0.0029503 | 0.0023061 | 0.002431
5604 | HE 5601 | 0.00031008 | 21.48 | 18.4475 | 17.835 | 0.0066604 | 0.0057201 | 0.0055302
5605 | HE 5602 | 0.00047513 | 24.42 | 18.7025 | 19.015 | 0.011603 | 0.0088861 | 0.0090346
5606 | HE 5603 | 0.00058091 | 28.4075 | 21.3025 | 20.525 | 0.016502 | 0.012375 | 0.011923
5607 | HE 5604 | 0.00064003 | 31.6575 | 30.9075 | 22.5825 | 0.020262 | 0.019782 | 0.014453
5608 | HE 5605 | 0.00065672 | 32.5875 | 29.6075 | 26.9925 | 0.021401 | 0.019444 | 0.017727
5609 | HE 5606 | 0.00063108 | 38.4 | 46.6675 | 37.27 | 0.024234 | 0.029451 | 0.02352
5610 | HE 5607 | 0.00056637 | 54.325 | 87.8525 | 45.5925 | 0.030768 | 0.049757 | 0.025822
5611 | HE 5608 | 0.00047118 | 63.005 | 158.9025 | 150.3925 | 0.029687 | 0.074872 | 0.070862
5612 | HE 5609 | 0.00032696 | 56.985 | 222.67 | 52.6525 | 0.018632 | 0.072804 | 0.017215
5613 | HE 5610 | 0.00016205 | 39.8125 | 32.0375 | 34.82 | 0.0064518 | 0.0051918 | 0.0056428
5614 | HE 5611 | 3.4633e-05 | 34.63 | 25.3875 | 28.8725 | 0.0011993 | 0.00087925 | 0.00099995
5615 | HE 5612 | 0 | 33.2375 | 23.5275 | 27.1075 | 0 | 0 | 0
5616 | HE 5613 | 0 | 30.6975 | 24.32 | 24.7475 | 0 | 0 | 0
5617 | HE 5614 | 0 | 26.64 | 19.85 | 20.505 | 0 | 0 | 0
5618 | HE 5615 | 0 | 21.2425 | 18.3325 | 18.0075 | 0 | 0 | 0
5619 | HE 5616 | 0 | 19.7675 | 16.015 | 16.8325 | 0 | 0 | 0
5620 | HE 5617 | 0 | 19.4375 | 14.9125 | 15.72 | 0 | 0 | 0
5621 | HE 5618 | 0 | 18.8925 | 13.875 | 15.39 | 0 | 0 | 0
5622 | HE 5619 | 0 | 18.6975 | 13.5825 | 14.7825 | 0 | 0 | 0
5623 | HE 5620 | 0 | 18.3875 | 13.5275 | 14.1925 | 0 | 0 | 0
5624 | HE 5621 | 0 | 18.4625 | 14.005 | 14.16 | 0 | 0 | 0
5625 | HE 5622 | 0 | 18.8525 | 16.4875 | 14.7275 | 0 | 0 | 0
5626 | HE 5623 | 1.9356e-05 | 20.0175 | 18.9425 | 15.04 | 0.00038746 | 0.00036665 | 0.00029111
5627 | HE 5624 | 0.00014229 | 19.7 | 18.645 | 15.5575 | 0.0028031 | 0.0026529 | 0.0022136
5628 | HE 5625 | 0.00031008 | 20.83 | 20.415 | 16.7025 | 0.0064589 | 0.0063302 | 0.005179
5629 | HE 5626 | 0.00047513 | 23.5375 | 20.37 | 15.8175 | 0.011183 | 0.0096784 | 0.0075154
5630 | HE 5627 | 0.00058091 | 27.59 | 24.3825 | 15.2175 | 0.016027 | 0.014164 | 0.00884
5631 | HE 5628 | 0.00064003 | 30.1675 | 26.91 | 16.5625 | 0.019308 | 0.017223 | 0.0106
5632 | HE 5629 | 0.00065672 | 34.53 | 39.475 | 17.5925 | 0.022677 | 0.025924 | 0.011553
5633 | HE 5630 | 0.00063108 | 43.68 | 103.1475 | 19.61 | 0.027566 | 0.065095 | 0.012376
5634 | HE 5631 | 0.00056637 | 57.5625 | 300.2725 | 23.455 | 0.032602 | 0.17007 | 0.013284
5635 | HE 5632 | 0.00047118 | 44.195 | 903.615 | 25.9325 | 0.020824 | 0.42577 | 0.012219
5636 | HE 5633 | 0.00032696 | 49.09 | 1081.4425 | 26.5425 | 0.01605 | 0.35359 | 0.0086783
5637 | HE 5634 | 0.00016205 | 39.7925 | 93.09 | 26.065 | 0.0064486 | 0.015086 | 0.004224
5638 | HE 5635 | 3.4633e-05 | 33.8975 | 26.61 | 23.9275 | 0.001174 | 0.00092159 | 0.00082868
5639 | HE 5636 | 0 | 31.9225 | 25.765 | 21.48 | 0 | 0 | 0
5640 | HE 5637 | 0 | 32.86 | 26.95 | 18.415 | 0 | 0 | 0
5641 | HE 5638 | 0 | 27.205 | 21.5925 | 16.525 | 0 | 0 | 0
5642 | HE 5639 | 0 | 22.305 | 20.25 | 16.0125 | 0 | 0 | 0
5643 | HE 5640 | 0 | 20.63 | 18.275 | 14.8025 | 0 | 0 | 0
5644 | HE 5641 | 0 | 19.525 | 17.1275 | 13.7925 | 0 | 0 | 0
5645 | HE 5642 | 0 | 18.945 | 13.445 | 13.06 | 0 | 0 | 0
5646 | HE 5643 | 0 | 18.4775 | 13.1525 | 11.6475 | 0 | 0 | 0
5647 | HE 5644 | 0 | 17.655 | 14.7375 | 12.405 | 0 | 0 | 0
5648 | HE 5645 | 0 | 17.315 | 16.525 | 13.055 | 0 | 0 | 0
5649 | HE 5646 | 0 | 18.305 | 17.955 | 13.275 | 0 | 0 | 0
5650 | HE 5647 | 1.9356e-05 | 19.4325 | 20.07 | 13.4325 | 0.00037613 | 0.00038847 | 0.00026
5651 | HE 5648 | 0.00014229 | 18.55 | 20.575 | 13.66 | 0.0026394 | 0.0029276 | 0.0019436
5652 | HE 5649 | 0.00031008 | 18.91 | 25.06 | 15.3775 | 0.0058635 | 0.0077705 | 0.0047682
5653 | HE 5650 | 0.00047513 | 19.635 | 23.7375 | 16.2925 | 0.0093292 | 0.011278 | 0.0077411
5654 | HE 5651 | 0.00058091 | 20.7525 | 32.33 | 17.6225 | 0.012055 | 0.018781 | 0.010237
5655 | HE 5652 | 0.00064003 | 24.62 | 49.0175 | 21.235 | 0.015757 | 0.031372 | 0.013591
5656 | HE 5653 | 0.00065672 | 28.7725 | 73.23 | 25.925 | 0.018896 | 0.048092 | 0.017026
5657 | HE 5654 | 0.00063108 | 34.7525 | 94.665 | 26.93 | 0.021932 | 0.059742 | 0.016995
5658 | HE 5655 | 0.00056637 | 43.7475 | 43.3625 | 27.665 | 0.024777 | 0.024559 | 0.015669
5659 | HE 5656 | 0.00047118 | 45.755 | 27.8725 | 28.7875 | 0.021559 | 0.013133 | 0.013564
5660 | HE 5657 | 0.00032696 | 44.8575 | 23.4975 | 29.285 | 0.014667 | 0.0076827 | 0.009575
5661 | HE 5658 | 0.00016205 | 42.78 | 19.95 | 27.0325 | 0.0069327 | 0.003233 | 0.0043807
5662 | HE 5659 | 3.4633e-05 | 35.6675 | 20.705 | 26.1625 | 0.0012353 | 0.00071708 | 0.00090609
5663 | HE 5660 | 0 | 33.3975 | 18.98 | 25.875 | 0 | 0 | 0
5664 | HE 5661 | 0 | 32.2975 | 19.2475 | 23.7975 | 0 | 0 | 0
5665 | HE 5662 | 0 | 26.59 | 17.8 | 19.015 | 0 | 0 | 0
5666 | HE 5663 | 0 | 21.2225 | 17.38 | 17.28 | 0 | 0 | 0
5667 | HE 5664 | 0 | 20.475 | 16.15 | 16.19 | 0 | 0 | 0
5668 | HE 5665 | 0 | 19.455 | 16.46 | 14.265 | 0 | 0 | 0
5669 | HE 5666 | 0 | 18.685 | 16.195 | 13.035 | 0 | 0 | 0
5670 | HE 5667 | 0 | 17.7 | 15.96 | 12.5625 | 0 | 0 | 0
5671 | HE 5668 | 0 | 17.005 | 15.76 | 12.665 | 0 | 0 | 0
5672 | HE 5669 | 0 | 17.005 | 15.7925 | 13.5225 | 0 | 0 | 0
5673 | HE 5670 | 0 | 18.045 | 16.1775 | 14.595 | 0 | 0 | 0
5674 | HE 5671 | 1.9356e-05 | 19.295 | 16.04 | 15.8 | 0.00037347 | 0.00031047 | 0.00030582
5675 | HE 5672 | 0.00014229 | 19.2125 | 17.42 | 16.54 | 0.0027337 | 0.0024786 | 0.0023534
5676 | HE 5673 | 0.00031008 | 19.5075 | 18.715 | 18.11 | 0.0060488 | 0.0058031 | 0.0056155
5677 | HE 5674 | 0.00047513 | 18.8325 | 19.0675 | 18.6425 | 0.0089479 | 0.0090596 | 0.0088576
5678 | HE 5675 | 0.00058091 | 19.7475 | 20.4725 | 19.775 | 0.011472 | 0.011893 | 0.011487
5679 | HE 5676 | 0.00064003 | 23.4575 | 27.455 | 23.435 | 0.015013 | 0.017572 | 0.014999
5680 | HE 5677 | 0.00065672 | 28.4925 | 31.235 | 26.095 | 0.018712 | 0.020513 | 0.017137
5681 | HE 5678 | 0.00063108 | 33.4925 | 44.96 | 27.4025 | 0.021137 | 0.028374 | 0.017293
5682 | HE 5679 | 0.00056637 | 42.48 | 33.1975 | 26.7225 | 0.024059 | 0.018802 | 0.015135
5683 | HE 5680 | 0.00047118 | 75.7725 | 30.24 | 26.8575 | 0.035703 | 0.014249 | 0.012655
5684 | HE 5681 | 0.00032696 | 71.0675 | 26.285 | 26.99 | 0.023236 | 0.0085941 | 0.0088246
5685 | HE 5682 | 0.00016205 | 53.5825 | 21.9975 | 27.1375 | 0.0086833 | 0.0035648 | 0.0043978
5686 | HE 5683 | 3.4633e-05 | 40.3625 | 20.61 | 26.6075 | 0.0013979 | 0.00071379 | 0.0009215
5687 | HE 5684 | 0 | 35.235 | 19.515 | 26.585 | 0 | 0 | 0
5688 | HE 5685 | 0 | 31.4175 | 19.415 | 25.04 | 0 | 0 | 0
5689 | HE 5686 | 0 | 25.43 | 17.8725 | 19.9375 | 0 | 0 | 0
5690 | HE 5687 | 0 | 21.32 | 16.515 | 17.62 | 0 | 0 | 0
5691 | HE 5688 | 0 | 19.835 | 15.55 | 16.285 | 0 | 0 | 0
5692 | HE 5689 | 0 | 19.665 | 13.66 | 16.4125 | 0 | 0 | 0
5693 | HE 5690 | 0 | 19.0275 | 13.19 | 15.5675 | 0 | 0 | 0
5694 | HE 5691 | 0 | 18.46 | 12.2175 | 14.41 | 0 | 0 | 0
5695 | HE 5692 | 0 | 17.6675 | 11.535 | 13.4875 | 0 | 0 | 0
5696 | HE 5693 | 0 | 17.275 | 10.77 | 14 | 0 | 0 | 0
5697 | HE 5694 | 0 | 17.27 | 11.0325 | 15.86 | 0 | 0 | 0
5698 | HE 5695 | 1.9356e-05 | 17.3075 | 11.22 | 16.8075 | 0.000335 | 0.00021717 | 0.00032532
5699 | HE 5696 | 0.00014229 | 17.6725 | 11.265 | 17.2925 | 0.0025146 | 0.0016029 | 0.0024605
5700 | HE 5697 | 0.00031008 | 18.9675 | 14.6275 | 17.6575 | 0.0058813 | 0.0045356 | 0.0054752
5701 | HE 5698 | 0.00047513 | 19.4175 | 16.7 | 18.7125 | 0.0092259 | 0.0079347 | 0.0088909
5702 | HE 5699 | 0.00058091 | 20.345 | 18.3825 | 24.12 | 0.011819 | 0.010679 | 0.014012
5703 | HE 5700 | 0.00064003 | 24.5 | 20.1525 | 27.755 | 0.015681 | 0.012898 | 0.017764
5704 | HE 5701 | 0.00065672 | 30.21 | 21.7475 | 36.81 | 0.01984 | 0.014282 | 0.024174
5705 | HE 5702 | 0.00063108 | 33.1675 | 22.885 | 37.1725 | 0.020931 | 0.014442 | 0.023459
5706 | HE 5703 | 0.00056637 | 35.6225 | 23.1975 | 51.6875 | 0.020176 | 0.013138 | 0.029274
5707 | HE 5704 | 0.00047118 | 37.25 | 25.5875 | 181.42 | 0.017551 | 0.012056 | 0.085482
5708 | HE 5705 | 0.00032696 | 36.735 | 32.455 | 199.535 | 0.012011 | 0.010611 | 0.06524
5709 | HE 5706 | 0.00016205 | 33.27 | 49.49 | 79.795 | 0.0053916 | 0.0080201 | 0.012931
5710 | HE 5707 | 3.4633e-05 | 29.49 | 41.07 | 35.5525 | 0.0010213 | 0.0014224 | 0.0012313
5711 | HE 5708 | 0 | 29.1975 | 24.59 | 46.965 | 0 | 0 | 0
5712 | HE 5709 | 0 | 30.185 | 20.7075 | 30.185 | 0 | 0 | 0
5713 | HE 5710 | 0 | 25.005 | 18.3175 | 26.125 | 0 | 0 | 0
5714 | HE 5711 | 0 | 21.585 | 16.3475 | 23.925 | 0 | 0 | 0
5715 | HE 5712 | 0 | 20.37 | 14.4925 | 18.8625 | 0 | 0 | 0
5716 | HE 5713 | 0 | 20.61 | 13.3475 | 17.9275 | 0 | 0 | 0
5717 | HE 5714 | 0 | 19.7725 | 10.545 | 16.8375 | 0 | 0 | 0
5718 | HE 5715 | 0 | 19.36 | 8.1825 | 16.25 | 0 | 0 | 0
5719 | HE 5716 | 0 | 18.5575 | 6.6825 | 15.675 | 0 | 0 | 0
5720 | HE 5717 | 0 | 18.095 | 8.445 | 15.6725 | 0 | 0 | 0
5721 | HE 5718 | 0 | 17.83 | 11.6 | 16.0875 | 0 | 0 | 0
5722 | HE 5719 | 1.9356e-05 | 17.235 | 14.2425 | 16.9475 | 0.0003336 | 0.00027568 | 0.00032803
5723 | HE 5720 | 0.00014229 | 17.17 | 14.485 | 17.505 | 0.0024431 | 0.002061 | 0.0024907
5724 | HE 5721 | 0.00031008 | 18.5825 | 15.64 | 18.645 | 0.005762 | 0.0048496 | 0.0057813
5725 | HE 5722 | 0.00047513 | 18.4225 | 16.805 | 20.35 | 0.0087531 | 0.0079846 | 0.0096689
5726 | HE 5723 | 0.00058091 | 20.135 | 18.53 | 23.73 | 0.011697 | 0.010764 | 0.013785
5727 | HE 5724 | 0.00064003 | 21.3675 | 21.3375 | 27.93 | 0.013676 | 0.013657 | 0.017876
5728 | HE 5725 | 0.00065672 | 23.9475 | 26.11 | 37.5375 | 0.015727 | 0.017147 | 0.024652
5729 | HE 5726 | 0.00063108 | 29.42 | 30.895 | 34.65 | 0.018566 | 0.019497 | 0.021867
5730 | HE 5727 | 0.00056637 | 31.765 | 51.6775 | 36.445 | 0.017991 | 0.029269 | 0.020641
5731 | HE 5728 | 0.00047118 | 33.21 | 73.6125 | 46.095 | 0.015648 | 0.034685 | 0.021719
5732 | HE 5729 | 0.00032696 | 33.8525 | 78.04 | 36.03 | 0.011068 | 0.025516 | 0.01178
5733 | HE 5730 | 0.00016205 | 33.38 | 58.815 | 28.5175 | 0.0054094 | 0.0095313 | 0.0046214
5734 | HE 5731 | 3.4633e-05 | 31.1575 | 32.82 | 26.4125 | 0.0010791 | 0.0011367 | 0.00091475
5735 | HE 5732 | 0 | 30.61 | 25.585 | 26.14 | 0 | 0 | 0
5736 | HE 5733 | 0 | 29.8775 | 24.0075 | 26.9825 | 0 | 0 | 0
5737 | HE 5734 | 0 | 21.5575 | 20.01 | 22.67 | 0 | 0 | 0
5738 | HE 5735 | 0 | 20.4775 | 17.785 | 19.28 | 0 | 0 | 0
5739 | HE 5736 | 0 | 19.5975 | 16.675 | 17.6525 | 0 | 0 | 0
5740 | HE 5737 | 0 | 18.375 | 15.3875 | 15.74 | 0 | 0 | 0
5741 | HE 5738 | 0 | 17.6125 | 14.2675 | 14.175 | 0 | 0 | 0
5742 | HE 5739 | 0 | 17.155 | 13.13 | 13.39 | 0 | 0 | 0
5743 | HE 5740 | 0 | 16.1225 | 13.155 | 10.46 | 0 | 0 | 0
5744 | HE 5741 | 0 | 17.0225 | 13.3725 | 12.3975 | 0 | 0 | 0
5745 | HE 5742 | 0 | 18 | 14.1675 | 14.4675 | 0 | 0 | 0
5746 | HE 5743 | 1.9356e-05 | 19.15 | 14.8575 | 14.7225 | 0.00037067 | 0.00028758 | 0.00028497
5747 | HE 5744 | 0.00014229 | 18.9675 | 15.445 | 15.3125 | 0.0026988 | 0.0021976 | 0.0021788
5748 | HE 5745 | 0.00031008 | 18.9575 | 16.335 | 16.1975 | 0.0058782 | 0.0050651 | 0.0050224
5749 | HE 5746 | 0.00047513 | 19.225 | 16.16 | 16.05 | 0.0091344 | 0.0076781 | 0.0076258
5750 | HE 5747 | 0.00058091 | 20.0575 | 15.42 | 17.5675 | 0.011652 | 0.0089576 | 0.010205
5751 | HE 5748 | 0.00064003 | 22.29 | 16.1025 | 22.6475 | 0.014266 | 0.010306 | 0.014495
5752 | HE 5749 | 0.00065672 | 28.72 | 17.9475 | 29.0275 | 0.018861 | 0.011787 | 0.019063
5753 | HE 5750 | 0.00063108 | 31.9875 | 19.6325 | 32.335 | 0.020187 | 0.01239 | 0.020406
5754 | HE 5751 | 0.00056637 | 36.5075 | 20.4175 | 36.5225 | 0.020677 | 0.011564 | 0.020685
5755 | HE 5752 | 0.00047118 | 57.16 | 20.6675 | 62.8375 | 0.026933 | 0.0097381 | 0.029608
5756 | HE 5753 | 0.00032696 | 45.5225 | 20.6575 | 66.985 | 0.014884 | 0.0067542 | 0.021901
5757 | HE 5754 | 0.00016205 | 35.7525 | 20.055 | 36.5 | 0.0057939 | 0.00325 | 0.005915
5758 | HE 5755 | 3.4633e-05 | 31.6975 | 20.2525 | 29.59 | 0.0010978 | 0.00070141 | 0.0010248
5759 | HE 5756 | 0 | 29.21 | 20.8875 | 31.31 | 0 | 0 | 0
5760 | HE 5757 | 0 | 28.2875 | 23.0725 | 25.9475 | 0 | 0 | 0
5761 | HE 5758 | 0 | 23.465 | 21.1 | 20.4475 | 0 | 0 | 0
5762 | HE 5759 | 0 | 22.39 | 18.8625 | 18.9675 | 0 | 0 | 0
5763 | HE 5760 | 0 | 20.1025 | 17.625 | 16.8225 | 0 | 0 | 0
5764 | HE 5761 | 0 | 18.1375 | 16.755 | 15.9825 | 0 | 0 | 0
5765 | HE 5762 | 0 | 16.7975 | 16.2375 | 12.2175 | 0 | 0 | 0
5766 | HE 5763 | 0 | 15.8575 | 15.8625 | 12.175 | 0 | 0 | 0
5767 | HE 5764 | 0 | 15.525 | 16.305 | 15.4 | 0 | 0 | 0
5768 | HE 5765 | 0 | 16.5725 | 16.4975 | 15.97 | 0 | 0 | 0
5769 | HE 5766 | 0 | 17.895 | 17.905 | 14.77 | 0 | 0 | 0
5770 | HE 5767 | 1.9356e-05 | 19.42 | 20.2075 | 15.8325 | 0.00037589 | 0.00039114 | 0.00030645
5771 | HE 5768 | 0.00014229 | 19.895 | 19.475 | 15.9825 | 0.0028308 | 0.002771 | 0.0022741
5772 | HE 5769 | 0.00031008 | 20.555 | 22.395 | 16.5275 | 0.0063736 | 0.0069441 | 0.0051248
5773 | HE 5770 | 0.00047513 | 20.245 | 22.73 | 16.55 | 0.009619 | 0.0108 | 0.0078634
5774 | HE 5771 | 0.00058091 | 20.7075 | 22.9525 | 17.7475 | 0.012029 | 0.013333 | 0.01031
5775 | HE 5772 | 0.00064003 | 30.4775 | 48.2125 | 23.6175 | 0.019506 | 0.030857 | 0.015116
5776 | HE 5773 | 0.00065672 | 27.43 | 63.5075 | 28.9775 | 0.018014 | 0.041707 | 0.01903
5777 | HE 5774 | 0.00063108 | 44.3675 | 72.4125 | 38.6125 | 0.028 | 0.045698 | 0.024368
5778 | HE 5775 | 0.00056637 | 35.425 | 111.2975 | 110.7625 | 0.020064 | 0.063036 | 0.062733
5779 | HE 5776 | 0.00047118 | 34.69 | 218.185 | 305.805 | 0.016345 | 0.1028 | 0.14409
5780 | HE 5777 | 0.00032696 | 36.3 | 146.92 | 187.8675 | 0.011869 | 0.048037 | 0.061425
5781 | HE 5778 | 0.00016205 | 35.1925 | 26.8575 | 119.3775 | 0.0057031 | 0.0043524 | 0.019346
5782 | HE 5779 | 3.4633e-05 | 33.025 | 23.2375 | 74.5675 | 0.0011438 | 0.00080479 | 0.0025825
5783 | HE 5780 | 0 | 30.605 | 23.635 | 37.91 | 0 | 0 | 0
5784 | HE 5781 | 0 | 28.8775 | 23.7925 | 30.2725 | 0 | 0 | 0
5785 | HE 5782 | 0 | 22.49 | 19.6775 | 25.905 | 0 | 0 | 0
5786 | HE 5783 | 0 | 19.855 | 17.6025 | 25.2125 | 0 | 0 | 0
5787 | HE 5784 | 0 | 19.6025 | 16.08 | 18.59 | 0 | 0 | 0
5788 | HE 5785 | 0 | 19.34 | 14.095 | 17.345 | 0 | 0 | 0
5789 | HE 5786 | 0 | 18.8025 | 12.3825 | 16.39 | 0 | 0 | 0
5790 | HE 5787 | 0 | 18.505 | 11.34 | 14.6575 | 0 | 0 | 0
5791 | HE 5788 | 0 | 18.3425 | 11.015 | 13.6125 | 0 | 0 | 0
5792 | HE 5789 | 0 | 18.525 | 11.0775 | 14.37 | 0 | 0 | 0
5793 | HE 5790 | 0 | 19.36 | 12.805 | 15.4225 | 0 | 0 | 0
5794 | HE 5791 | 1.9356e-05 | 20.5125 | 14.2975 | 16.0875 | 0.00039704 | 0.00027674 | 0.00031139
5795 | HE 5792 | 0.00014229 | 20.46 | 14.3125 | 16.835 | 0.0029112 | 0.0020365 | 0.0023954
5796 | HE 5793 | 0.00031008 | 21.7 | 17.31 | 17.7675 | 0.0067286 | 0.0053674 | 0.0055093
5797 | HE 5794 | 0.00047513 | 21.62 | 18.9975 | 17.6525 | 0.010272 | 0.0090263 | 0.0083872
5798 | HE 5795 | 0.00058091 | 28.645 | 19.4825 | 22.8625 | 0.01664 | 0.011318 | 0.013281
5799 | HE 5796 | 0.00064003 | 30.285 | 23.4625 | 31.375 | 0.019383 | 0.015017 | 0.020081
5800 | HE 5797 | 0.00065672 | 30.8875 | 29.6625 | 41.2125 | 0.020285 | 0.01948 | 0.027065
5801 | HE 5798 | 0.00063108 | 35.1325 | 32.815 | 51.0475 | 0.022172 | 0.020709 | 0.032215
5802 | HE 5799 | 0.00056637 | 35.8325 | 52.2075 | 111.3575 | 0.020295 | 0.029569 | 0.06307
5803 | HE 5800 | 0.00047118 | 35.47 | 199.9675 | 259.3225 | 0.016713 | 0.094221 | 0.12219
5804 | HE 5801 | 0.00032696 | 38.965 | 180.465 | 332.43 | 0.01274 | 0.059005 | 0.10869
5805 | HE 5802 | 0.00016205 | 34.23 | 33.01 | 105.4375 | 0.0055471 | 0.0053494 | 0.017087
5806 | HE 5803 | 3.4633e-05 | 32.7725 | 27.255 | 31.8125 | 0.001135 | 0.00094393 | 0.0011018
5807 | HE 5804 | 0 | 31.3025 | 25.1725 | 32.4475 | 0 | 0 | 0
5808 | HE 5805 | 0 | 29.5775 | 23.885 | 28.9325 | 0 | 0 | 0
5809 | HE 5806 | 0 | 24.83 | 20.09 | 22.9375 | 0 | 0 | 0
5810 | HE 5807 | 0 | 20.5125 | 18.3625 | 21.0925 | 0 | 0 | 0
5811 | HE 5808 | 0 | 19.67 | 16.84 | 18.03 | 0 | 0 | 0
5812 | HE 5809 | 0 | 19.0975 | 15.735 | 16.9925 | 0 | 0 | 0
5813 | HE 5810 | 0 | 18.985 | 14.6075 | 15.565 | 0 | 0 | 0
5814 | HE 5811 | 0 | 18.5475 | 14.1325 | 15.4725 | 0 | 0 | 0
5815 | HE 5812 | 0 | 18.255 | 14.21 | 16.085 | 0 | 0 | 0
5816 | HE 5813 | 0 | 18.325 | 14.645 | 16.165 | 0 | 0 | 0
5817 | HE 5814 | 0 | 18.6675 | 16.0575 | 16.2975 | 0 | 0 | 0
5818 | HE 5815 | 1.9356e-05 | 18.995 | 17.3675 | 16.3975 | 0.00036767 | 0.00033616 | 0.00031739
5819 | HE 5816 | 0.00014229 | 19.15 | 17.2975 | 16.815 | 0.0027248 | 0.0024612 | 0.0023926
5820 | HE 5817 | 0.00031008 | 20.4025 | 18.5325 | 16.9675 | 0.0063263 | 0.0057465 | 0.0052612
5821 | HE 5818 | 0.00047513 | 21.015 | 20.0125 | 16.505 | 0.0099849 | 0.0095086 | 0.007842
5822 | HE 5819 | 0.00058091 | 25.39 | 21.5875 | 17.0975 | 0.014749 | 0.01254 | 0.0099321
5823 | HE 5820 | 0.00064003 | 31.3625 | 27.3775 | 18.0975 | 0.020073 | 0.017522 | 0.011583
5824 | HE 5821 | 0.00065672 | 33.755 | 30.4225 | 19.915 | 0.022168 | 0.019979 | 0.013079
5825 | HE 5822 | 0.00063108 | 52.655 | 27.5825 | 22.485 | 0.03323 | 0.017407 | 0.01419
5826 | HE 5823 | 0.00056637 | 54.3575 | 24.2675 | 25.2825 | 0.030787 | 0.013744 | 0.014319
5827 | HE 5824 | 0.00047118 | 102.4725 | 23.2825 | 27.485 | 0.048283 | 0.01097 | 0.01295
5828 | HE 5825 | 0.00032696 | 104.53 | 23.8925 | 29.37 | 0.034177 | 0.0078119 | 0.0096028
5829 | HE 5826 | 0.00016205 | 40.7375 | 22.85 | 33.5325 | 0.0066017 | 0.003703 | 0.0054341
5830 | HE 5827 | 3.4633e-05 | 32.23 | 20.075 | 33.6125 | 0.0011162 | 0.00069526 | 0.0011641
5831 | HE 5828 | 0 | 30.2625 | 18.865 | 30.88 | 0 | 0 | 0
5832 | HE 5829 | 0 | 29.2575 | 18.6 | 26.5725 | 0 | 0 | 0
5833 | HE 5830 | 0 | 24.7975 | 17.1125 | 21.315 | 0 | 0 | 0
5834 | HE 5831 | 0 | 21.175 | 15.59 | 18.8425 | 0 | 0 | 0
5835 | HE 5832 | 0 | 20.8525 | 14.19 | 15.9875 | 0 | 0 | 0
5836 | HE 5833 | 0 | 19.9325 | 13.7575 | 15.675 | 0 | 0 | 0
5837 | HE 5834 | 0 | 18.855 | 13.98 | 15.0125 | 0 | 0 | 0
5838 | HE 5835 | 0 | 18.185 | 14.0825 | 14.2875 | 0 | 0 | 0
5839 | HE 5836 | 0 | 17.895 | 14.2925 | 14.1775 | 0 | 0 | 0
5840 | HE 5837 | 0 | 17.5275 | 14.24 | 14.8275 | 0 | 0 | 0
5841 | HE 5838 | 0 | 17.8825 | 14.355 | 16.1175 | 0 | 0 | 0
5842 | HE 5839 | 1.9356e-05 | 18.715 | 14.3525 | 17.04 | 0.00036225 | 0.00027781 | 0.00032983
5843 | HE 5840 | 0.00014229 | 18.9775 | 14.7575 | 17.315 | 0.0027003 | 0.0020998 | 0.0024637
5844 | HE 5841 | 0.00031008 | 19.4975 | 16.6575 | 17.27 | 0.0060457 | 0.0051651 | 0.005355
5845 | HE 5842 | 0.00047513 | 20.2 | 17.1275 | 17.225 | 0.0095976 | 0.0081378 | 0.0081841
5846 | HE 5843 | 0.00058091 | 24.305 | 18.4675 | 18.17 | 0.014119 | 0.010728 | 0.010555
5847 | HE 5844 | 0.00064003 | 28.4275 | 20.9225 | 20.7875 | 0.018194 | 0.013391 | 0.013305
5848 | HE 5845 | 0.00065672 | 35.85 | 23.535 | 36.0675 | 0.023544 | 0.015456 | 0.023686
5849 | HE 5846 | 0.00063108 | 37.96 | 25.55 | 56.85 | 0.023956 | 0.016124 | 0.035877
5850 | HE 5847 | 0.00056637 | 48.55 | 25.2925 | 418.45 | 0.027497 | 0.014325 | 0.237
5851 | HE 5848 | 0.00047118 | 48.1625 | 25.045 | 947.5025 | 0.022693 | 0.011801 | 0.44645
5852 | HE 5849 | 0.00032696 | 36.4325 | 25.5325 | 272.275 | 0.011912 | 0.0083481 | 0.089023
5853 | HE 5850 | 0.00016205 | 33.9425 | 23.52 | 30.645 | 0.0055005 | 0.0038115 | 0.0049662
5854 | HE 5851 | 3.4633e-05 | 30.0025 | 22.2125 | 27.67 | 0.0010391 | 0.00076929 | 0.0009583
5855 | HE 5852 | 0 | 28.67 | 20.855 | 37.6475 | 0 | 0 | 0
5856 | HE 5853 | 0 | 26.51 | 21.3425 | 42.63 | 0 | 0 | 0
5857 | HE 5854 | 0 | 22.6675 | 18.8375 | 32.715 | 0 | 0 | 0
5858 | HE 5855 | 0 | 21.2225 | 17.73 | 36.225 | 0 | 0 | 0
5859 | HE 5856 | 0 | 20.8775 | 16.8825 | 27.085 | 0 | 0 | 0
5860 | HE 5857 | 0 | 20.6625 | 16.3925 | 24.9375 | 0 | 0 | 0
5861 | HE 5858 | 0 | 19.1975 | 15.3225 | 18.7925 | 0 | 0 | 0
5862 | HE 5859 | 0 | 18.975 | 14.575 | 17.135 | 0 | 0 | 0
5863 | HE 5860 | 0 | 18.105 | 14.3575 | 17.5475 | 0 | 0 | 0
5864 | HE 5861 | 0 | 17.8 | 14.5625 | 17.405 | 0 | 0 | 0
5865 | HE 5862 | 0 | 18.1 | 14.765 | 18.5025 | 0 | 0 | 0
5866 | HE 5863 | 6.604e-06 | 18.34 | 16.0125 | 26.06 | 0.00012112 | 0.00010575 | 0.0001721
5867 | HE 5864 | 0.00013314 | 18.555 | 16.195 | 21.545 | 0.0024703 | 0.0021561 | 0.0028684
5868 | HE 5865 | 0.00028792 | 20.14 | 17.995 | 23.0775 | 0.0057988 | 0.0051812 | 0.0066445
5869 | HE 5866 | 0.00043864 | 20.06 | 20.12 | 22.225 | 0.008799 | 0.0088254 | 0.0097487
5870 | HE 5867 | 0.00054673 | 23.44 | 23.1675 | 19.9575 | 0.012815 | 0.012666 | 0.010911
5871 | HE 5868 | 0.00060223 | 36.325 | 29.4075 | 18.75 | 0.021876 | 0.01771 | 0.011292
5872 | HE 5869 | 0.00062759 | 52.955 | 37.3925 | 21.385 | 0.033234 | 0.023467 | 0.013421
5873 | HE 5870 | 0.00059439 | 59.6775 | 55.2925 | 24.515 | 0.035472 | 0.032865 | 0.014571
5874 | HE 5871 | 0.00053271 | 53.1575 | 58.875 | 26.6875 | 0.028318 | 0.031363 | 0.014217
5875 | HE 5872 | 0.00042914 | 38.1825 | 200.885 | 24.1125 | 0.016386 | 0.086208 | 0.010348
5876 | HE 5873 | 0.00027687 | 34.4475 | 40.825 | 24.4125 | 0.0095376 | 0.011303 | 0.0067592
5877 | HE 5874 | 0.00011394 | 29.015 | 27.945 | 21.7225 | 0.0033059 | 0.003184 | 0.002475
5878 | HE 5875 | 4.4867e-06 | 27.6025 | 25.3775 | 20.6325 | 0.00012384 | 0.00011386 | 9.2572e-05
5879 | HE 5876 | 0 | 28.7375 | 24.8125 | 21.385 | 0 | 0 | 0
5880 | HE 5877 | 0 | 30.2125 | 24.5375 | 19.6225 | 0 | 0 | 0
5881 | HE 5878 | 0 | 26.0825 | 21.035 | 17.9575 | 0 | 0 | 0
5882 | HE 5879 | 0 | 23.35 | 18.3625 | 18.175 | 0 | 0 | 0
5883 | HE 5880 | 0 | 21.13 | 17.5275 | 17.8975 | 0 | 0 | 0
5884 | HE 5881 | 0 | 19.7075 | 16.795 | 17.635 | 0 | 0 | 0
5885 | HE 5882 | 0 | 19.0875 | 15.9875 | 18.18 | 0 | 0 | 0
5886 | HE 5883 | 0 | 18.9 | 14.965 | 17.98 | 0 | 0 | 0
5887 | HE 5884 | 0 | 18.7425 | 14.5525 | 17.795 | 0 | 0 | 0
5888 | HE 5885 | 0 | 18.6525 | 14.5775 | 17.7325 | 0 | 0 | 0
5889 | HE 5886 | 0 | 18.775 | 14.805 | 17.665 | 0 | 0 | 0
5890 | HE 5887 | 6.604e-06 | 18.7775 | 15.85 | 18.975 | 0.00012401 | 0.00010467 | 0.00012531
5891 | HE 5888 | 0.00013314 | 18.8725 | 15.965 | 18.14 | 0.0025126 | 0.0021255 | 0.0024151
5892 | HE 5889 | 0.00028792 | 20.2675 | 17.165 | 18.7075 | 0.0058355 | 0.0049422 | 0.0053863
5893 | HE 5890 | 0.00043864 | 20.9925 | 19.055 | 18.345 | 0.0092081 | 0.0083582 | 0.0080468
5894 | HE 5891 | 0.00054673 | 23.78 | 23.8725 | 18.65 | 0.013001 | 0.013052 | 0.010197
5895 | HE 5892 | 0.00060223 | 28.4175 | 29.555 | 22.8275 | 0.017114 | 0.017799 | 0.013747
5896 | HE 5893 | 0.00062759 | 29.4375 | 41.9875 | 27.635 | 0.018475 | 0.026351 | 0.017343
5897 | HE 5894 | 0.00059439 | 31.6625 | 35.0725 | 25.2775 | 0.01882 | 0.020847 | 0.015025
5898 | HE 5895 | 0.00053271 | 28.97 | 34.1725 | 25.47 | 0.015433 | 0.018204 | 0.013568
5899 | HE 5896 | 0.00042914 | 29.905 | 60.715 | 24.695 | 0.012833 | 0.026055 | 0.010598
5900 | HE 5897 | 0.00027687 | 27.3675 | 57.665 | 23.6425 | 0.0075773 | 0.015966 | 0.006546
5901 | HE 5898 | 0.00011394 | 25.835 | 37.835 | 22.24 | 0.0029436 | 0.0043108 | 0.0025339
5902 | HE 5899 | 4.4867e-06 | 23.4575 | 28.38 | 21.9475 | 0.00010525 | 0.00012733 | 9.8472e-05
5903 | HE 5900 | 0 | 23.1625 | 26.8475 | 22.8675 | 0 | 0 | 0
5904 | HE 5901 | 0 | 25.4425 | 26.74 | 22.8875 | 0 | 0 | 0
5905 | HE 5902 | 0 | 20.785 | 20.6425 | 20.7 | 0 | 0 | 0
5906 | HE 5903 | 0 | 19.6075 | 18.185 | 18.83 | 0 | 0 | 0
5907 | HE 5904 | 0 | 19.4725 | 17.3575 | 18.605 | 0 | 0 | 0
5908 | HE 5905 | 0 | 19.965 | 15.39 | 17.67 | 0 | 0 | 0
5909 | HE 5906 | 0 | 19.655 | 14.2 | 16.93 | 0 | 0 | 0
5910 | HE 5907 | 0 | 19.3075 | 13.67 | 16.3825 | 0 | 0 | 0
5911 | HE 5908 | 0 | 18.85 | 13.1275 | 16.2475 | 0 | 0 | 0
5912 | HE 5909 | 0 | 18.785 | 12.9075 | 16.7225 | 0 | 0 | 0
5913 | HE 5910 | 0 | 19.17 | 14.02 | 17.835 | 0 | 0 | 0
5914 | HE 5911 | 6.604e-06 | 19.665 | 15.825 | 21.395 | 0.00012987 | 0.00010451 | 0.00014129
5915 | HE 5912 | 0.00013314 | 19.5325 | 16.1925 | 21.1125 | 0.0026005 | 0.0021558 | 0.0028108
5916 | HE 5913 | 0.00028792 | 19.74 | 16.9475 | 20.4325 | 0.0056836 | 0.0048796 | 0.005883
5917 | HE 5914 | 0.00043864 | 19.765 | 18.7225 | 21.1525 | 0.0086696 | 0.0082124 | 0.0092782
5918 | HE 5915 | 0.00054673 | 20.69 | 20.0625 | 20.4875 | 0.011312 | 0.010969 | 0.011201
5919 | HE 5916 | 0.00060223 | 23.6475 | 24.1125 | 21.765 | 0.014241 | 0.014521 | 0.013108
5920 | HE 5917 | 0.00062759 | 23.1075 | 27.2325 | 23.895 | 0.014502 | 0.017091 | 0.014996
5921 | HE 5918 | 0.00059439 | 23.2225 | 34.0125 | 26.2675 | 0.013803 | 0.020217 | 0.015613
5922 | HE 5919 | 0.00053271 | 22.1375 | 41.85 | 25.9325 | 0.011793 | 0.022294 | 0.013815
5923 | HE 5920 | 0.00042914 | 23.5025 | 129.6325 | 25.4325 | 0.010086 | 0.055631 | 0.010914
5924 | HE 5921 | 0.00027687 | 23.12 | 242.0625 | 23.74 | 0.0064013 | 0.067021 | 0.006573
5925 | HE 5922 | 0.00011394 | 21.075 | 51.1275 | 20.63 | 0.0024012 | 0.0058253 | 0.0023505
5926 | HE 5923 | 4.4867e-06 | 20.225 | 30.6075 | 18.1625 | 9.0743e-05 | 0.00013733 | 8.149e-05
5927 | HE 5924 | 0 | 20.1175 | 29.535 | 18.8725 | 0 | 0 | 0
5928 | HE 5925 | 0 | 20.9675 | 25.715 | 20 | 0 | 0 | 0
5929 | HE 5926 | 0 | 20.6075 | 19.7625 | 19.82 | 0 | 0 | 0
5930 | HE 5927 | 0 | 19.895 | 17.555 | 18.525 | 0 | 0 | 0
5931 | HE 5928 | 0 | 19.2425 | 16.5725 | 18.805 | 0 | 0 | 0
5932 | HE 5929 | 0 | 18.9725 | 15.8725 | 18.095 | 0 | 0 | 0
5933 | HE 5930 | 0 | 18.7125 | 14.2075 | 17.6775 | 0 | 0 | 0
5934 | HE 5931 | 0 | 18.85 | 13.7775 | 17.68 | 0 | 0 | 0
5935 | HE 5932 | 0 | 19.085 | 13.6525 | 17.87 | 0 | 0 | 0
5936 | HE 5933 | 0 | 19.685 | 14.2275 | 18.4125 | 0 | 0 | 0
5937 | HE 5934 | 0 | 20.6025 | 15.5525 | 19.8325 | 0 | 0 | 0
5938 | HE 5935 | 6.604e-06 | 22.535 | 17.35 | 71.6525 | 0.00014882 | 0.00011458 | 0.0004732
5939 | HE 5936 | 0.00013314 | 21.155 | 17.525 | 22.2575 | 0.0028165 | 0.0023332 | 0.0029633
5940 | HE 5937 | 0.00028792 | 20.9975 | 18.265 | 23.4075 | 0.0060457 | 0.0052589 | 0.0067396
5941 | HE 5938 | 0.00043864 | 22.64 | 21.6975 | 24 | 0.0099307 | 0.0095173 | 0.010527
5942 | HE 5939 | 0.00054673 | 31.1275 | 23.7075 | 40.4925 | 0.017018 | 0.012962 | 0.022139
5943 | HE 5940 | 0.00060223 | 29.4425 | 27.43 | 41.8775 | 0.017731 | 0.016519 | 0.02522
5944 | HE 5941 | 0.00062759 | 35.0025 | 32.235 | 124.6175 | 0.021967 | 0.02023 | 0.078209
5945 | HE 5942 | 0.00059439 | 34.58 | 43.5375 | 29.025 | 0.020554 | 0.025878 | 0.017252
5946 | HE 5943 | 0.00053271 | 37.0775 | 35.5725 | 26.6775 | 0.019752 | 0.01895 | 0.014211
5947 | HE 5944 | 0.00042914 | 42.835 | 56.265 | 26.4875 | 0.018382 | 0.024146 | 0.011367
5948 | HE 5945 | 0.00027687 | 32.1625 | 102.975 | 21.7525 | 0.008905 | 0.028511 | 0.0060227
5949 | HE 5946 | 0.00011394 | 29.3875 | 48.78 | 20.795 | 0.0033483 | 0.0055578 | 0.0023693
5950 | HE 5947 | 4.4867e-06 | 27.57 | 32.0625 | 20.425 | 0.0001237 | 0.00014385 | 9.1641e-05
5951 | HE 5948 | 0 | 28.125 | 27.765 | 21.105 | 0 | 0 | 0
5952 | HE 5949 | 0 | 27.675 | 25.6975 | 22.15 | 0 | 0 | 0
5953 | HE 5950 | 0 | 26.86 | 20.55 | 19.555 | 0 | 0 | 0
5954 | HE 5951 | 0 | 21.4475 | 18.0825 | 17.3725 | 0 | 0 | 0
5955 | HE 5952 | 0 | 20.745 | 15.7 | 16.56 | 0 | 0 | 0
5956 | HE 5953 | 0 | 19.645 | 14.0075 | 15.62 | 0 | 0 | 0
5957 | HE 5954 | 0 | 19.245 | 9.5625 | 15.4025 | 0 | 0 | 0
5958 | HE 5955 | 0 | 19.1425 | 2.495 | 14.6 | 0 | 0 | 0
5959 | HE 5956 | 0 | 19.1325 | 1.485 | 14.3625 | 0 | 0 | 0
5960 | HE 5957 | 0 | 19.55 | 0.9925 | 14.265 | 0 | 0 | 0
5961 | HE 5958 | 0 | 20.6625 | 11.38 | 15.58 | 0 | 0 | 0
5962 | HE 5959 | 6.604e-06 | 29.44 | 14.975 | 16.2575 | 0.00019442 | 9.8895e-05 | 0.00010737
5963 | HE 5960 | 0.00013314 | 25.83 | 15.48 | 16.5475 | 0.0034389 | 0.0020609 | 0.0022031
5964 | HE 5961 | 0.00028792 | 24.9175 | 16.6375 | 17.1825 | 0.0071743 | 0.0047903 | 0.0049472
5965 | HE 5962 | 0.00043864 | 26.2625 | 18.4825 | 17.2875 | 0.01152 | 0.0081071 | 0.0075829
5966 | HE 5963 | 0.00054673 | 30.945 | 19.74 | 17.6325 | 0.016919 | 0.010793 | 0.0096403
5967 | HE 5964 | 0.00060223 | 34.615 | 24.685 | 20.2025 | 0.020846 | 0.014866 | 0.012167
5968 | HE 5965 | 0.00062759 | 36.0525 | 31.405 | 28.575 | 0.022626 | 0.019709 | 0.017933
5969 | HE 5966 | 0.00059439 | 33.0275 | 46.4125 | 30.2375 | 0.019631 | 0.027587 | 0.017973
5970 | HE 5967 | 0.00053271 | 33.9475 | 36.855 | 32.3375 | 0.018084 | 0.019633 | 0.017227
5971 | HE 5968 | 0.00042914 | 33.06 | 57.515 | 25.0825 | 0.014187 | 0.024682 | 0.010764
5972 | HE 5969 | 0.00027687 | 32.2625 | 111.8775 | 22.9575 | 0.0089326 | 0.030976 | 0.0063563
5973 | HE 5970 | 0.00011394 | 29.3675 | 65.08 | 21.22 | 0.003346 | 0.007415 | 0.0024177
5974 | HE 5971 | 4.4867e-06 | 28.2625 | 31.965 | 20.9825 | 0.00012681 | 0.00014342 | 9.4142e-05
5975 | HE 5972 | 0 | 34.0825 | 30.795 | 19.5925 | 0 | 0 | 0
5976 | HE 5973 | 0 | 36.2375 | 27.6525 | 18.885 | 0 | 0 | 0
5977 | HE 5974 | 0 | 29.6375 | 23.2025 | 17.495 | 0 | 0 | 0
5978 | HE 5975 | 0 | 23.7075 | 18.91 | 16.465 | 0 | 0 | 0
5979 | HE 5976 | 0 | 23.5425 | 16.9775 | 15.3325 | 0 | 0 | 0
5980 | HE 5977 | 0 | 21.8525 | 15.115 | 13.9475 | 0 | 0 | 0
5981 | HE 5978 | 0 | 20.8 | 12.81 | 13.725 | 0 | 0 | 0
5982 | HE 5979 | 0 | 20.4175 | 9.8925 | 13.2075 | 0 | 0 | 0
5983 | HE 5980 | 0 | 19.8225 | 11.0225 | 12.6675 | 0 | 0 | 0
5984 | HE 5981 | 0 | 19.8975 | 11.735 | 12.5925 | 0 | 0 | 0
5985 | HE 5982 | 0 | 20.8075 | 13.8775 | 12.7425 | 0 | 0 | 0
5986 | HE 5983 | 6.604e-06 | 25.8575 | 16.2925 | 12.6175 | 0.00017076 | 0.0001076 | 8.3326e-05
5987 | HE 5984 | 0.00013314 | 24.6125 | 16.5875 | 12.1375 | 0.0032768 | 0.0022084 | 0.0016159
5988 | HE 5985 | 0.00028792 | 26.44 | 17.76 | 13.885 | 0.0076127 | 0.0051135 | 0.0039978
5989 | HE 5986 | 0.00043864 | 26.5175 | 20.36 | 15 | 0.011632 | 0.0089306 | 0.0065795
5990 | HE 5987 | 0.00054673 | 32.3475 | 25.6375 | 15.665 | 0.017685 | 0.014017 | 0.0085646
5991 | HE 5988 | 0.00060223 | 33.755 | 33.985 | 16.9325 | 0.020328 | 0.020467 | 0.010197
5992 | HE 5989 | 0.00062759 | 36.2175 | 43.69 | 18.94 | 0.02273 | 0.027419 | 0.011887
5993 | HE 5990 | 0.00059439 | 50.0525 | 130.8275 | 22.4575 | 0.029751 | 0.077763 | 0.013349
5994 | HE 5991 | 0.00053271 | 49.0775 | 1323.9725 | 26.035 | 0.026144 | 0.7053 | 0.013869
5995 | HE 5992 | 0.00042914 | 48.205 | 1640.165 | 26.2 | 0.020687 | 0.70386 | 0.011243
5996 | HE 5993 | 0.00027687 | 38.54 | 1162.6875 | 26.145 | 0.010671 | 0.32192 | 0.0072389
5997 | HE 5994 | 0.00011394 | 31.725 | 427.9475 | 24.1225 | 0.0036146 | 0.048759 | 0.0027484
5998 | HE 5995 | 4.4867e-06 | 29.29 | 65.2475 | 22.1825 | 0.00013142 | 0.00029275 | 9.9526e-05
5999 | HE 5996 | 0 | 32.565 | 32.4675 | 23.91 | 0 | 0 | 0
6000 | HE 5997 | 0 | 33.915 | 27.9475 | 21.02 | 0 | 0 | 0
6001 | HE 5998 | 0 | 28.1325 | 23.8925 | 17.9275 | 0 | 0 | 0
6002 | HE 5999 | 0 | 23.3725 | 21.61 | 16.5875 | 0 | 0 | 0
6003 | HE 6000 | 0 | 21.7025 | 20.12 | 16.36 | 0 | 0 | 0
6004 | HE 6001 | 0 | 20.7575 | 19.0575 | 15.46 | 0 | 0 | 0
6005 | HE 6002 | 0 | 19.9875 | 17.54 | 14.945 | 0 | 0 | 0
6006 | HE 6003 | 0 | 19.745 | 16.0125 | 14.375 | 0 | 0 | 0
6007 | HE 6004 | 0 | 19.6625 | 15.5575 | 14.435 | 0 | 0 | 0
6008 | HE 6005 | 0 | 19.79 | 15.24 | 14.2025 | 0 | 0 | 0
6009 | HE 6006 | 0 | 20.7075 | 15.3075 | 14.18 | 0 | 0 | 0
6010 | HE 6007 | 6.604e-06 | 25.965 | 15.395 | 14.0875 | 0.00017147 | 0.00010167 | 9.3034e-05
6011 | HE 6008 | 0.00013314 | 23.5875 | 15.755 | 13.325 | 0.0031403 | 0.0020975 | 0.001774
6012 | HE 6009 | 0.00028792 | 25.2775 | 17.4925 | 14.7375 | 0.007278 | 0.0050365 | 0.0042433
6013 | HE 6010 | 0.00043864 | 28.8 | 19.09 | 15.51 | 0.012633 | 0.0083736 | 0.0068032
6014 | HE 6011 | 0.00054673 | 38.9275 | 21.6625 | 16.46 | 0.021283 | 0.011844 | 0.0089992
6015 | HE 6012 | 0.00060223 | 54.015 | 27.8625 | 18.085 | 0.032529 | 0.01678 | 0.010891
6016 | HE 6013 | 0.00062759 | 142.565 | 32.0425 | 19.99 | 0.089472 | 0.02011 | 0.012546
6017 | HE 6014 | 0.00059439 | 35.0925 | 45.455 | 24.07 | 0.020859 | 0.027018 | 0.014307
6018 | HE 6015 | 0.00053271 | 41.7725 | 56.185 | 23.625 | 0.022253 | 0.02993 | 0.012585
6019 | HE 6016 | 0.00042914 | 57.55 | 70.62 | 22.75 | 0.024697 | 0.030306 | 0.0097629
6020 | HE 6017 | 0.00027687 | 41.9775 | 91.0875 | 22.565 | 0.011622 | 0.02522 | 0.0062477
6021 | HE 6018 | 0.00011394 | 32.1775 | 35.1725 | 22.9075 | 0.0036662 | 0.0040074 | 0.00261
6022 | HE 6019 | 4.4867e-06 | 28.065 | 32.52 | 22.9225 | 0.00012592 | 0.00014591 | 0.00010285
6023 | HE 6020 | 0 | 28.885 | 27.91 | 21.9075 | 0 | 0 | 0
6024 | HE 6021 | 0 | 28.6275 | 25.2675 | 21.2125 | 0 | 0 | 0
6025 | HE 6022 | 0 | 25.4925 | 21.5375 | 17.485 | 0 | 0 | 0
6026 | HE 6023 | 0 | 22.145 | 20.6625 | 16.7075 | 0 | 0 | 0
6027 | HE 6024 | 0 | 21.1025 | 18.9575 | 15.595 | 0 | 0 | 0
6028 | HE 6025 | 0 | 21.5175 | 18.2725 | 14.385 | 0 | 0 | 0
6029 | HE 6026 | 0 | 20.315 | 17.545 | 13.885 | 0 | 0 | 0
6030 | HE 6027 | 0 | 19.8 | 16.55 | 12.0275 | 0 | 0 | 0
6031 | HE 6028 | 0 | 19.4725 | 15.4225 | 11.8625 | 0 | 0 | 0
6032 | HE 6029 | 0 | 19.1175 | 14.505 | 12.535 | 0 | 0 | 0
6033 | HE 6030 | 0 | 19.2025 | 14.2825 | 14.4775 | 0 | 0 | 0
6034 | HE 6031 | 6.604e-06 | 19.09 | 13.76 | 16.525 | 0.00012607 | 9.0871e-05 | 0.00010913
6035 | HE 6032 | 0.00013314 | 19.075 | 13.8675 | 17.175 | 0.0025396 | 0.0018463 | 0.0022866
6036 | HE 6033 | 0.00028792 | 19.845 | 17.16 | 17.29 | 0.0057138 | 0.0049408 | 0.0049782
6037 | HE 6034 | 0.00043864 | 20.835 | 18.425 | 15.7075 | 0.009139 | 0.0080819 | 0.0068899
6038 | HE 6035 | 0.00054673 | 22.8625 | 19.265 | 14.2275 | 0.0125 | 0.010533 | 0.0077786
6039 | HE 6036 | 0.00060223 | 26.1925 | 23.7425 | 14.905 | 0.015774 | 0.014298 | 0.0089762
6040 | HE 6037 | 0.00062759 | 33.07 | 24.715 | 18.4325 | 0.020754 | 0.015511 | 0.011568
6041 | HE 6038 | 0.00059439 | 34.31 | 27.3875 | 22.145 | 0.020394 | 0.016279 | 0.013163
6042 | HE 6039 | 0.00053271 | 36.885 | 32.82 | 24.4575 | 0.019649 | 0.017484 | 0.013029
6043 | HE 6040 | 0.00042914 | 29.53 | 31.57 | 22.275 | 0.012673 | 0.013548 | 0.0095591
6044 | HE 6041 | 0.00027687 | 28.685 | 29.21 | 18.7925 | 0.0079421 | 0.0080875 | 0.0052032
6045 | HE 6042 | 0.00011394 | 27.395 | 27.4075 | 16.49 | 0.0031213 | 0.0031227 | 0.0018788
6046 | HE 6043 | 4.4867e-06 | 25.9425 | 26.285 | 17.9925 | 0.0001164 | 0.00011793 | 8.0727e-05
6047 | HE 6044 | 0 | 27.675 | 26.3375 | 17.415 | 0 | 0 | 0
6048 | HE 6045 | 0 | 29.5175 | 24.1975 | 17.725 | 0 | 0 | 0
6049 | HE 6046 | 0 | 26.1575 | 22.11 | 16.9825 | 0 | 0 | 0
6050 | HE 6047 | 0 | 23.195 | 19.9675 | 16.585 | 0 | 0 | 0
6051 | HE 6048 | 0 | 22.0675 | 17.5925 | 15.3075 | 0 | 0 | 0
6052 | HE 6049 | 0 | 20.8475 | 16.945 | 14.0575 | 0 | 0 | 0
6053 | HE 6050 | 0 | 19.97 | 16.8 | 12.23 | 0 | 0 | 0
6054 | HE 6051 | 0 | 19.7225 | 15.825 | 8.215 | 0 | 0 | 0
6055 | HE 6052 | 0 | 19.5475 | 14.9625 | 11.405 | 0 | 0 | 0
6056 | HE 6053 | 0 | 19.4075 | 15.6475 | 12.0575 | 0 | 0 | 0
6057 | HE 6054 | 0 | 19.3125 | 17.765 | 13.05 | 0 | 0 | 0
6058 | HE 6055 | 6.604e-06 | 19.16 | 18.1525 | 14.025 | 0.00012653 | 0.00011988 | 9.2622e-05
6059 | HE 6056 | 0.00013314 | 18.97 | 18.4225 | 13.8975 | 0.0025256 | 0.0024527 | 0.0018502
6060 | HE 6057 | 0.00028792 | 19.805 | 20.295 | 15.8825 | 0.0057023 | 0.0058434 | 0.0045729
6061 | HE 6058 | 0.00043864 | 20.0275 | 19.0125 | 17.01 | 0.0087848 | 0.0083396 | 0.0074612
6062 | HE 6059 | 0.00054673 | 20.3975 | 18.835 | 17.0025 | 0.011152 | 0.010298 | 0.0092958
6063 | HE 6060 | 0.00060223 | 20.7425 | 21.07 | 19.8675 | 0.012492 | 0.012689 | 0.011965
6064 | HE 6061 | 0.00062759 | 22.1 | 25.23 | 20.6275 | 0.01387 | 0.015834 | 0.012946
6065 | HE 6062 | 0.00059439 | 22.6075 | 31.5975 | 20.4225 | 0.013438 | 0.018781 | 0.012139
6066 | HE 6063 | 0.00053271 | 21.6725 | 26.4125 | 16.73 | 0.011545 | 0.01407 | 0.0089123
6067 | HE 6064 | 0.00042914 | 21.07 | 51.34 | 15.04 | 0.009042 | 0.022032 | 0.0064543
6068 | HE 6065 | 0.00027687 | 21.0625 | 42.3775 | 15.29 | 0.0058317 | 0.011733 | 0.0042334
6069 | HE 6066 | 0.00011394 | 20.9925 | 32.5475 | 17.8725 | 0.0023918 | 0.0037084 | 0.0020363
6070 | HE 6067 | 4.4867e-06 | 20.975 | 27.3775 | 18.2325 | 9.4108e-05 | 0.00012283 | 8.1804e-05
6071 | HE 6068 | 0 | 22.32 | 36.995 | 17.6525 | 0 | 0 | 0
6072 | HE 6069 | 0 | 25.5425 | 28.9375 | 17.72 | 0 | 0 | 0
6073 | HE 6070 | 0 | 21.32 | 22.07 | 17.07 | 0 | 0 | 0
6074 | HE 6071 | 0 | 19.775 | 22.0925 | 16.455 | 0 | 0 | 0
6075 | HE 6072 | 0 | 19.5 | 18.905 | 15.075 | 0 | 0 | 0
6076 | HE 6073 | 0 | 18.8225 | 17.9175 | 13.885 | 0 | 0 | 0
6077 | HE 6074 | 0 | 17.625 | 16.65 | 14.2175 | 0 | 0 | 0
6078 | HE 6075 | 0 | 17.8925 | 16.2375 | 13.9 | 0 | 0 | 0
6079 | HE 6076 | 0 | 18.145 | 16.0975 | 13.66 | 0 | 0 | 0
6080 | HE 6077 | 0 | 18.515 | 16.28 | 13 | 0 | 0 | 0
6081 | HE 6078 | 0 | 19.1025 | 17.6375 | 10.5375 | 0 | 0 | 0
6082 | HE 6079 | 6.604e-06 | 20.4975 | 18.7975 | 11.9425 | 0.00013537 | 0.00012414 | 7.8869e-05
6083 | HE 6080 | 0.00013314 | 21.0875 | 17.81 | 12.245 | 0.0028075 | 0.0023711 | 0.0016302
6084 | HE 6081 | 0.00028792 | 20.755 | 18.18 | 12.7825 | 0.0059758 | 0.0052344 | 0.0036804
6085 | HE 6082 | 0.00043864 | 21.05 | 18.7175 | 12.8675 | 0.0092333 | 0.0082102 | 0.0056441
6086 | HE 6083 | 0.00054673 | 23.43 | 20.125 | 13.5975 | 0.01281 | 0.011003 | 0.0074342
6087 | HE 6084 | 0.00060223 | 23.035 | 20.3975 | 14.76 | 0.013872 | 0.012284 | 0.0088889
6088 | HE 6085 | 0.00062759 | 22.7625 | 24.535 | 15.495 | 0.014285 | 0.015398 | 0.0097245
6089 | HE 6086 | 0.00059439 | 23.91 | 28.3275 | 16.365 | 0.014212 | 0.016838 | 0.0097272
6090 | HE 6087 | 0.00053271 | 24.17 | 28.14 | 16.45 | 0.012876 | 0.014991 | 0.0087631
6091 | HE 6088 | 0.00042914 | 24.605 | 33.9 | 17.2925 | 0.010559 | 0.014548 | 0.0074209
6092 | HE 6089 | 0.00027687 | 25.0475 | 41.0175 | 17.5375 | 0.006935 | 0.011357 | 0.0048557
6093 | HE 6090 | 0.00011394 | 25.4425 | 26.1 | 17.665 | 0.0028988 | 0.0029737 | 0.0020127
6094 | HE 6091 | 4.4867e-06 | 24.89 | 22.7075 | 17.315 | 0.00011167 | 0.00010188 | 7.7687e-05
6095 | HE 6092 | 0 | 25.4925 | 23.7925 | 17.5225 | 0 | 0 | 0
6096 | HE 6093 | 0 | 25.195 | 22.7425 | 17.6125 | 0 | 0 | 0
6097 | HE 6094 | 0 | 20.8675 | 18.0375 | 16.745 | 0 | 0 | 0
6098 | HE 6095 | 0 | 19.1975 | 16.81 | 17.7575 | 0 | 0 | 0
6099 | HE 6096 | 0 | 18.81 | 15.575 | 16.8375 | 0 | 0 | 0
6100 | HE 6097 | 0 | 18.3375 | 15.8325 | 15.7075 | 0 | 0 | 0
6101 | HE 6098 | 0 | 17.815 | 15.6275 | 14.795 | 0 | 0 | 0
6102 | HE 6099 | 0 | 17.6525 | 15.35 | 13.95 | 0 | 0 | 0
6103 | HE 6100 | 0 | 17.7075 | 15.5375 | 13.555 | 0 | 0 | 0
6104 | HE 6101 | 0 | 17.8275 | 13.6875 | 13.5325 | 0 | 0 | 0
6105 | HE 6102 | 0 | 18.8325 | 15.8675 | 14.1025 | 0 | 0 | 0
6106 | HE 6103 | 6.604e-06 | 20.8025 | 17.0875 | 15.5025 | 0.00013738 | 0.00011285 | 0.00010238
6107 | HE 6104 | 0.00013314 | 21.4075 | 16.8675 | 15.9275 | 0.0028501 | 0.0022457 | 0.0021205
6108 | HE 6105 | 0.00028792 | 21.685 | 17.9075 | 16.4825 | 0.0062436 | 0.005156 | 0.0047457
6109 | HE 6106 | 0.00043864 | 21.1125 | 20.715 | 16.63 | 0.0092607 | 0.0090863 | 0.0072945
6110 | HE 6107 | 0.00054673 | 19.825 | 20.3775 | 16.8375 | 0.010839 | 0.011141 | 0.0092056
6111 | HE 6108 | 0.00060223 | 20.4275 | 21.6725 | 16.9575 | 0.012302 | 0.013052 | 0.010212
6112 | HE 6109 | 0.00062759 | 22.34 | 21.1175 | 17.2375 | 0.01402 | 0.013253 | 0.010818
6113 | HE 6110 | 0.00059439 | 24.4725 | 23.295 | 18.2275 | 0.014546 | 0.013846 | 0.010834
6114 | HE 6111 | 0.00053271 | 25.51 | 23.715 | 19.2775 | 0.013589 | 0.012633 | 0.010269
6115 | HE 6112 | 0.00042914 | 26.7675 | 24.575 | 20.7025 | 0.011487 | 0.010546 | 0.0088843
6116 | HE 6113 | 0.00027687 | 31.6125 | 27.2025 | 23.18 | 0.0087527 | 0.0075317 | 0.0064179
6117 | HE 6114 | 0.00011394 | 27.4175 | 25.0075 | 24.15 | 0.0031239 | 0.0028493 | 0.0027516
6118 | HE 6115 | 4.4867e-06 | 25.2975 | 23.3975 | 22.02 | 0.0001135 | 0.00010498 | 9.8797e-05
6119 | HE 6116 | 0 | 26.4225 | 26.375 | 21.9875 | 0 | 0 | 0
6120 | HE 6117 | 0 | 24.7825 | 23.8225 | 19.1875 | 0 | 0 | 0
6121 | HE 6118 | 0 | 22.42 | 19.3025 | 17.3825 | 0 | 0 | 0
6122 | HE 6119 | 0 | 20.09 | 18.345 | 16.785 | 0 | 0 | 0
6123 | HE 6120 | 0 | 18.9 | 16.6875 | 15.8625 | 0 | 0 | 0
6124 | HE 6121 | 0 | 18.4475 | 17.22 | 15.7675 | 0 | 0 | 0
6125 | HE 6122 | 0 | 17.57 | 15.8125 | 15.2025 | 0 | 0 | 0
6126 | HE 6123 | 0 | 16.99 | 14.54 | 14.0625 | 0 | 0 | 0
6127 | HE 6124 | 0 | 17.0375 | 14.4475 | 13.04 | 0 | 0 | 0
6128 | HE 6125 | 0 | 17.92 | 15.225 | 12.655 | 0 | 0 | 0
6129 | HE 6126 | 0 | 19.035 | 16.2825 | 13.49 | 0 | 0 | 0
6130 | HE 6127 | 6.604e-06 | 21.1775 | 17.045 | 14.9 | 0.00013986 | 0.00011257 | 9.84e-05
6131 | HE 6128 | 0.00013314 | 21.705 | 16.56 | 14.7675 | 0.0028897 | 0.0022047 | 0.0019661
6132 | HE 6129 | 0.00028792 | 21.93 | 17.7475 | 16.1325 | 0.0063142 | 0.0051099 | 0.0046449
6133 | HE 6130 | 0.00043864 | 22.29 | 18.5075 | 17.5475 | 0.0097772 | 0.0081181 | 0.007697
6134 | HE 6131 | 0.00054673 | 21.43 | 20.26 | 18.36 | 0.011716 | 0.011077 | 0.010038
6135 | HE 6132 | 0.00060223 | 24.7075 | 22.9625 | 22.33 | 0.01488 | 0.013829 | 0.013448
6136 | HE 6133 | 0.00062759 | 32.2325 | 24.76 | 45.6175 | 0.020229 | 0.015539 | 0.028629
6137 | HE 6134 | 0.00059439 | 36.6175 | 29.02 | 25.2875 | 0.021765 | 0.017249 | 0.015031
6138 | HE 6135 | 0.00053271 | 57.895 | 32.06 | 105.6825 | 0.030841 | 0.017079 | 0.056298
6139 | HE 6136 | 0.00042914 | 88.89 | 43.7425 | 546.7075 | 0.038146 | 0.018772 | 0.23461
6140 | HE 6137 | 0.00027687 | 87.8225 | 52.73 | 652.93 | 0.024316 | 0.0146 | 0.18078
6141 | HE 6138 | 0.00011394 | 68.17 | 34.6225 | 681.1525 | 0.0077671 | 0.0039448 | 0.077608
6142 | HE 6139 | 4.4867e-06 | 28.1625 | 28.8625 | 182.6525 | 0.00012636 | 0.0001295 | 0.00081951
6143 | HE 6140 | 0 | 46.5725 | 28.4525 | 41.89 | 0 | 0 | 0
6144 | HE 6141 | 0 | 33.375 | 27.14 | 25.3625 | 0 | 0 | 0
6145 | HE 6142 | 0 | 25.5475 | 21.14 | 23.385 | 0 | 0 | 0
6146 | HE 6143 | 0 | 21.6925 | 18.435 | 20.125 | 0 | 0 | 0
6147 | HE 6144 | 0 | 19.3825 | 18.1 | 19.185 | 0 | 0 | 0
6148 | HE 6145 | 0 | 18.685 | 18.945 | 18.1075 | 0 | 0 | 0
6149 | HE 6146 | 0 | 17.3625 | 18.155 | 17.0725 | 0 | 0 | 0
6150 | HE 6147 | 0 | 16.9175 | 17.0325 | 16.6175 | 0 | 0 | 0
6151 | HE 6148 | 0 | 16.8725 | 16.5475 | 16.4025 | 0 | 0 | 0
6152 | HE 6149 | 0 | 17.12 | 16.8625 | 16.2225 | 0 | 0 | 0
6153 | HE 6150 | 0 | 18.1525 | 19.1275 | 16.185 | 0 | 0 | 0
6154 | HE 6151 | 6.604e-06 | 19.55 | 23.7925 | 16.29 | 0.00012911 | 0.00015713 | 0.00010758
6155 | HE 6152 | 0.00013314 | 19.87 | 20.7175 | 16.035 | 0.0026454 | 0.0027582 | 0.0021348
6156 | HE 6153 | 0.00028792 | 19.7275 | 23.3425 | 17.1375 | 0.00568 | 0.0067208 | 0.0049343
6157 | HE 6154 | 0.00043864 | 19.945 | 26.525 | 18.74 | 0.0087486 | 0.011635 | 0.00822
6158 | HE 6155 | 0.00054673 | 20.21 | 28.265 | 26.88 | 0.011049 | 0.015453 | 0.014696
6159 | HE 6156 | 0.00060223 | 22.5625 | 28.9675 | 38.415 | 0.013588 | 0.017445 | 0.023135
6160 | HE 6157 | 0.00062759 | 27.42 | 38.23 | 25.0825 | 0.017208 | 0.023993 | 0.015742
6161 | HE 6158 | 0.00059439 | 31.3025 | 35.0125 | 42.165 | 0.018606 | 0.020811 | 0.025062
6162 | HE 6159 | 0.00053271 | 31.22 | 36.775 | 47.1075 | 0.016631 | 0.01959 | 0.025095
6163 | HE 6160 | 0.00042914 | 31.795 | 33.6875 | 27.6975 | 0.013645 | 0.014457 | 0.011886
6164 | HE 6161 | 0.00027687 | 35.61 | 32.85 | 33.9175 | 0.0098595 | 0.0090953 | 0.0093909
6165 | HE 6162 | 0.00011394 | 30.8525 | 30.73 | 28.7875 | 0.0035152 | 0.0035013 | 0.0032799
6166 | HE 6163 | 4.4867e-06 | 28.2325 | 27.115 | 24.665 | 0.00012667 | 0.00012166 | 0.00011066
6167 | HE 6164 | 0 | 41.9 | 34.915 | 24.0175 | 0 | 0 | 0
6168 | HE 6165 | 0 | 28.5525 | 25.225 | 24.835 | 0 | 0 | 0
6169 | HE 6166 | 0 | 21.86 | 22.4375 | 21.1525 | 0 | 0 | 0
6170 | HE 6167 | 0 | 20.8 | 24.1 | 18.575 | 0 | 0 | 0
6171 | HE 6168 | 0 | 19.325 | 22.585 | 17.7575 | 0 | 0 | 0
6172 | HE 6169 | 0 | 18.3325 | 18.8175 | 16.6425 | 0 | 0 | 0
6173 | HE 6170 | 0 | 17.56 | 17.795 | 15.8525 | 0 | 0 | 0
6174 | HE 6171 | 0 | 16.8425 | 17.0375 | 15.505 | 0 | 0 | 0
6175 | HE 6172 | 0 | 17.08 | 16.3175 | 15.17 | 0 | 0 | 0
6176 | HE 6173 | 0 | 17.305 | 15.9 | 15.2275 | 0 | 0 | 0
6177 | HE 6174 | 0 | 18.26 | 15.9 | 15.655 | 0 | 0 | 0
6178 | HE 6175 | 6.604e-06 | 19.975 | 16.1625 | 17.355 | 0.00013192 | 0.00010674 | 0.00011461
6179 | HE 6176 | 0.00013314 | 20.2 | 16.6525 | 17.24 | 0.0026893 | 0.002217 | 0.0022952
6180 | HE 6177 | 0.00028792 | 20.98 | 18.105 | 18.035 | 0.0060406 | 0.0052128 | 0.0051927
6181 | HE 6178 | 0.00043864 | 23.645 | 20.265 | 18.6575 | 0.010372 | 0.008889 | 0.0081839
6182 | HE 6179 | 0.00054673 | 24.7325 | 24.065 | 19.325 | 0.013522 | 0.013157 | 0.010566
6183 | HE 6180 | 0.00060223 | 25.63 | 26.795 | 18.9675 | 0.015435 | 0.016137 | 0.011423
6184 | HE 6181 | 0.00062759 | 27.325 | 34.8875 | 19.695 | 0.017149 | 0.021895 | 0.01236
6185 | HE 6182 | 0.00059439 | 28.23 | 67.9175 | 21.635 | 0.01678 | 0.040369 | 0.01286
6186 | HE 6183 | 0.00053271 | 28.93 | 128.735 | 22.6975 | 0.015411 | 0.068579 | 0.012091
6187 | HE 6184 | 0.00042914 | 28.8075 | 163.6875 | 26.85 | 0.012362 | 0.070245 | 0.011522
6188 | HE 6185 | 0.00027687 | 28.975 | 95.7725 | 26.105 | 0.0080224 | 0.026517 | 0.0072278
6189 | HE 6186 | 0.00011394 | 27.7825 | 32.8975 | 38.6825 | 0.0031654 | 0.0037482 | 0.0044074
6190 | HE 6187 | 4.4867e-06 | 25.3825 | 29.415 | 25.3875 | 0.00011388 | 0.00013198 | 0.00011391
6191 | HE 6188 | 0 | 27.6925 | 33.8675 | 21.8975 | 0 | 0 | 0
6192 | HE 6189 | 0 | 24.3325 | 29.3725 | 31.1525 | 0 | 0 | 0
6193 | HE 6190 | 0 | 21.67 | 24.5725 | 20.21 | 0 | 0 | 0
6194 | HE 6191 | 0 | 20.385 | 20.965 | 18.8875 | 0 | 0 | 0
6195 | HE 6192 | 0 | 19.595 | 19.29 | 18.13 | 0 | 0 | 0
6196 | HE 6193 | 0 | 18.8925 | 17.9375 | 17.9525 | 0 | 0 | 0
6197 | HE 6194 | 0 | 18.4375 | 17.01 | 17.09 | 0 | 0 | 0
6198 | HE 6195 | 0 | 18.475 | 16.395 | 16.4325 | 0 | 0 | 0
6199 | HE 6196 | 0 | 18.94 | 16.055 | 16.155 | 0 | 0 | 0
6200 | HE 6197 | 0 | 19.1425 | 16.0375 | 16.43 | 0 | 0 | 0
6201 | HE 6198 | 0 | 19.5475 | 16.08 | 17.315 | 0 | 0 | 0
6202 | HE 6199 | 6.604e-06 | 20.0875 | 16.3125 | 18.1625 | 0.00013266 | 0.00010773 | 0.00011995
6203 | HE 6200 | 0.00013314 | 20.5 | 16.8125 | 18.4 | 0.0027293 | 0.0022383 | 0.0024497
6204 | HE 6201 | 0.00028792 | 21.06 | 18.1675 | 19.025 | 0.0060637 | 0.0052308 | 0.0054777
6205 | HE 6202 | 0.00043864 | 24.3075 | 23.165 | 19.16 | 0.010662 | 0.010161 | 0.0084043
6206 | HE 6203 | 0.00054673 | 39.6975 | 25.25 | 20.92 | 0.021704 | 0.013805 | 0.011438
6207 | HE 6204 | 0.00060223 | 134.55 | 27.5325 | 33.305 | 0.08103 | 0.016581 | 0.020057
6208 | HE 6205 | 0.00062759 | 35.3975 | 31.29 | 21.7025 | 0.022215 | 0.019637 | 0.01362
6209 | HE 6206 | 0.00059439 | 44.905 | 34.995 | 36.5775 | 0.026691 | 0.020801 | 0.021741
6210 | HE 6207 | 0.00053271 | 44.385 | 35.165 | 27.2625 | 0.023644 | 0.018733 | 0.014523
6211 | HE 6208 | 0.00042914 | 47.2475 | 34.04 | 35.8875 | 0.020276 | 0.014608 | 0.015401
6212 | HE 6209 | 0.00027687 | 39.035 | 40.8625 | 49.5175 | 0.010808 | 0.011314 | 0.01371
6213 | HE 6210 | 0.00011394 | 28.335 | 30.415 | 31.12 | 0.0032284 | 0.0034654 | 0.0035457
6214 | HE 6211 | 4.4867e-06 | 26.2625 | 29.4125 | 30.695 | 0.00011783 | 0.00013197 | 0.00013772
6215 | HE 6212 | 0 | 27.74 | 61.39 | 27.8425 | 0 | 0 | 0
6216 | HE 6213 | 0 | 25.4575 | 27.575 | 24.905 | 0 | 0 | 0
6217 | HE 6214 | 0 | 22.565 | 22.4725 | 21.8425 | 0 | 0 | 0
6218 | HE 6215 | 0 | 20.95 | 19.845 | 19.725 | 0 | 0 | 0
6219 | HE 6216 | 0 | 20.775 | 18.19 | 18.515 | 0 | 0 | 0
6220 | HE 6217 | 0 | 20.6225 | 17.17 | 17.1325 | 0 | 0 | 0
6221 | HE 6218 | 0 | 19.5625 | 17.0375 | 16.215 | 0 | 0 | 0
6222 | HE 6219 | 0 | 19.1675 | 16.9975 | 15.5825 | 0 | 0 | 0
6223 | HE 6220 | 0 | 18.81 | 16.92 | 15.4275 | 0 | 0 | 0
6224 | HE 6221 | 0 | 18.8225 | 17.0125 | 15.4875 | 0 | 0 | 0
6225 | HE 6222 | 0 | 18.7925 | 17.645 | 16.6325 | 0 | 0 | 0
6226 | HE 6223 | 6.604e-06 | 19.04 | 18.95 | 17.8225 | 0.00012574 | 0.00012515 | 0.0001177
6227 | HE 6224 | 0.00013314 | 18.98 | 18.93 | 17.5825 | 0.0025269 | 0.0025202 | 0.0023408
6228 | HE 6225 | 0.00028792 | 19.71 | 22.305 | 18.91 | 0.005675 | 0.0064221 | 0.0054446
6229 | HE 6226 | 0.00043864 | 20.735 | 25.6975 | 21.2825 | 0.0090951 | 0.011272 | 0.0093353
6230 | HE 6227 | 0.00054673 | 23.165 | 29.1725 | 21.1825 | 0.012665 | 0.01595 | 0.011581
6231 | HE 6228 | 0.00060223 | 30.775 | 46.9675 | 25.8575 | 0.018534 | 0.028285 | 0.015572
6232 | HE 6229 | 0.00062759 | 35.3075 | 34.81 | 28.18 | 0.022159 | 0.021846 | 0.017685
6233 | HE 6230 | 0.00059439 | 37.7125 | 61.6725 | 29.1 | 0.022416 | 0.036657 | 0.017297
6234 | HE 6231 | 0.00053271 | 92.22 | 111.1225 | 31.3725 | 0.049127 | 0.059196 | 0.016712
6235 | HE 6232 | 0.00042914 | 59.855 | 360.515 | 32.6725 | 0.025686 | 0.15471 | 0.014021
6236 | HE 6233 | 0.00027687 | 48.725 | 353.1475 | 27.0825 | 0.013491 | 0.097777 | 0.0074984
6237 | HE 6234 | 0.00011394 | 45.18 | 346.0625 | 25.34 | 0.0051477 | 0.039429 | 0.0028872
6238 | HE 6235 | 4.4867e-06 | 42.065 | 349.07 | 24.6575 | 0.00018873 | 0.0015662 | 0.00011063
6239 | HE 6236 | 0 | 36.3325 | 357.15 | 24.3225 | 0 | 0 | 0
6240 | HE 6237 | 0 | 28.93 | 56.2725 | 23.0375 | 0 | 0 | 0
6241 | HE 6238 | 0 | 25.5975 | 22.7525 | 20.6925 | 0 | 0 | 0
6242 | HE 6239 | 0 | 22.69 | 20.635 | 20.28 | 0 | 0 | 0
6243 | HE 6240 | 0 | 21.0575 | 17.9625 | 18.9975 | 0 | 0 | 0
6244 | HE 6241 | 0 | 20.595 | 16.9725 | 17.93 | 0 | 0 | 0
6245 | HE 6242 | 0 | 19.52 | 15.885 | 17.3225 | 0 | 0 | 0
6246 | HE 6243 | 0 | 19.0275 | 14.9725 | 16.93 | 0 | 0 | 0
6247 | HE 6244 | 0 | 18.7975 | 14.2725 | 16.8 | 0 | 0 | 0
6248 | HE 6245 | 0 | 19.1975 | 14.8125 | 16.825 | 0 | 0 | 0
6249 | HE 6246 | 0 | 20.395 | 16.215 | 17.36 | 0 | 0 | 0
6250 | HE 6247 | 6.604e-06 | 20.88 | 17.915 | 18.5225 | 0.00013789 | 0.00011831 | 0.00012232
6251 | HE 6248 | 0.00013314 | 20.86 | 18.655 | 18.065 | 0.0027772 | 0.0024836 | 0.0024051
6252 | HE 6249 | 0.00028792 | 22.7675 | 19.4875 | 18.1 | 0.0065553 | 0.0056109 | 0.0052114
6253 | HE 6250 | 0.00043864 | 31.06 | 23.555 | 21.4925 | 0.013624 | 0.010332 | 0.0094274
6254 | HE 6251 | 0.00054673 | 29.67 | 23.7525 | 20.795 | 0.016222 | 0.012986 | 0.011369
6255 | HE 6252 | 0.00060223 | 38.2175 | 25.25 | 20.91 | 0.023016 | 0.015206 | 0.012593
6256 | HE 6253 | 0.00062759 | 147.0975 | 28.22 | 22.9175 | 0.092317 | 0.017711 | 0.014383
6257 | HE 6254 | 0.00059439 | 86.7775 | 31.1475 | 24.0025 | 0.05158 | 0.018514 | 0.014267
6258 | HE 6255 | 0.00053271 | 96.115 | 32.33 | 22.45 | 0.051202 | 0.017223 | 0.011959
6259 | HE 6256 | 0.00042914 | 285.9425 | 37.9575 | 24.75 | 0.12271 | 0.016289 | 0.010621
6260 | HE 6257 | 0.00027687 | 294.115 | 41.25 | 21.6225 | 0.081433 | 0.011421 | 0.0059867
6261 | HE 6258 | 0.00011394 | 244.4075 | 31.495 | 21.96 | 0.027847 | 0.0035884 | 0.002502
6262 | HE 6259 | 4.4867e-06 | 87.7375 | 29.055 | 21.12 | 0.00039365 | 0.00013036 | 9.4759e-05
6263 | HE 6260 | 0 | 63.7025 | 35.0875 | 22.6875 | 0 | 0 | 0
6264 | HE 6261 | 0 | 39.5575 | 32.88 | 24.6425 | 0 | 0 | 0
6265 | HE 6262 | 0 | 28.3025 | 21.1875 | 20.2125 | 0 | 0 | 0
6266 | HE 6263 | 0 | 21.7375 | 19.2025 | 18.2475 | 0 | 0 | 0
6267 | HE 6264 | 0 | 20.4675 | 17.49 | 17.37 | 0 | 0 | 0
6268 | HE 6265 | 0 | 19.6325 | 17.595 | 16.51 | 0 | 0 | 0
6269 | HE 6266 | 0 | 18.625 | 17.04 | 15.705 | 0 | 0 | 0
6270 | HE 6267 | 0 | 17.9 | 16.2375 | 14.8075 | 0 | 0 | 0
6271 | HE 6268 | 0 | 17.7675 | 16.33 | 14.395 | 0 | 0 | 0
6272 | HE 6269 | 0 | 18.1075 | 16.8425 | 14.73 | 0 | 0 | 0
6273 | HE 6270 | 0 | 19.0725 | 18.0125 | 15.955 | 0 | 0 | 0
6274 | HE 6271 | 6.604e-06 | 20.65 | 21.3925 | 17.7 | 0.00013637 | 0.00014128 | 0.00011689
6275 | HE 6272 | 0.00013314 | 20.4275 | 22.4075 | 17.4475 | 0.0027196 | 0.0029832 | 0.0023229
6276 | HE 6273 | 0.00028792 | 20.6375 | 24.67 | 17.4575 | 0.005942 | 0.0071031 | 0.0050264
6277 | HE 6274 | 0.00043864 | 24.13 | 23.3325 | 17.9625 | 0.010584 | 0.010234 | 0.007879
6278 | HE 6275 | 0.00054673 | 26.9025 | 24.465 | 18.76 | 0.014708 | 0.013376 | 0.010257
6279 | HE 6276 | 0.00060223 | 41.0325 | 28.95 | 19.065 | 0.024711 | 0.017435 | 0.011481
6280 | HE 6277 | 0.00062759 | 39.6925 | 44.1475 | 18.9075 | 0.024911 | 0.027706 | 0.011866
6281 | HE 6278 | 0.00059439 | 50.3625 | 289.115 | 21.185 | 0.029935 | 0.17185 | 0.012592
6282 | HE 6279 | 0.00053271 | 54.86 | 373.465 | 21.6075 | 0.029225 | 0.19895 | 0.011511
6283 | HE 6280 | 0.00042914 | 45.9225 | 1116.7875 | 21.665 | 0.019707 | 0.47926 | 0.0092973
6284 | HE 6281 | 0.00027687 | 41.9725 | 836.155 | 20.48 | 0.011621 | 0.23151 | 0.0056704
6285 | HE 6282 | 0.00011394 | 48.0775 | 429.93 | 19.71 | 0.0054778 | 0.048985 | 0.0022457
6286 | HE 6283 | 4.4867e-06 | 39.31 | 355.465 | 18.74 | 0.00017637 | 0.0015949 | 8.4081e-05
6287 | HE 6284 | 0 | 35.735 | 371.5725 | 18.9525 | 0 | 0 | 0
6288 | HE 6285 | 0 | 34.9975 | 137.47 | 17.6 | 0 | 0 | 0
6289 | HE 6286 | 0 | 25.075 | 26.29 | 16.585 | 0 | 0 | 0
6290 | HE 6287 | 0 | 20.4725 | 23.4425 | 15.9175 | 0 | 0 | 0
6291 | HE 6288 | 0 | 19.9575 | 20.5725 | 15.1675 | 0 | 0 | 0
6292 | HE 6289 | 0 | 19.1425 | 17.4675 | 14.7025 | 0 | 0 | 0
6293 | HE 6290 | 0 | 18.57 | 17.1525 | 13.555 | 0 | 0 | 0
6294 | HE 6291 | 0 | 18 | 16.895 | 12.865 | 0 | 0 | 0
6295 | HE 6292 | 0 | 17.9975 | 17.0675 | 11.9525 | 0 | 0 | 0
6296 | HE 6293 | 0 | 18.215 | 17.6525 | 11.8125 | 0 | 0 | 0
6297 | HE 6294 | 0 | 19.06 | 19.0225 | 11.9025 | 0 | 0 | 0
6298 | HE 6295 | 6.604e-06 | 20.5025 | 26.8625 | 13.895 | 0.0001354 | 0.0001774 | 9.1763e-05
6299 | HE 6296 | 0.00013314 | 20.3 | 24.67 | 13.995 | 0.0027026 | 0.0032844 | 0.0018632
6300 | HE 6297 | 0.00028792 | 20.575 | 24.18 | 14.775 | 0.005924 | 0.006962 | 0.0042541
6301 | HE 6298 | 0.00043864 | 21.05 | 21.485 | 16.0475 | 0.0092333 | 0.0094241 | 0.007039
6302 | HE 6299 | 0.00054673 | 28.1225 | 24.7025 | 16.0475 | 0.015376 | 0.013506 | 0.0087737
6303 | HE 6300 | 0.00060223 | 38.2825 | 26.49 | 16.6525 | 0.023055 | 0.015953 | 0.010029
6304 | HE 6301 | 0.00062759 | 53.5325 | 30.1325 | 17.185 | 0.033596 | 0.018911 | 0.010785
6305 | HE 6302 | 0.00059439 | 42.7675 | 30.11 | 17.395 | 0.025421 | 0.017897 | 0.010339
6306 | HE 6303 | 0.00053271 | 59.9075 | 30.525 | 18.0525 | 0.031913 | 0.016261 | 0.0096168
6307 | HE 6304 | 0.00042914 | 63.61 | 24.4325 | 18.4975 | 0.027298 | 0.010485 | 0.007938
6308 | HE 6305 | 0.00027687 | 49.145 | 38.8575 | 19.1875 | 0.013607 | 0.010759 | 0.0053125
6309 | HE 6306 | 0.00011394 | 36.515 | 30.6225 | 19.1725 | 0.0041604 | 0.003489 | 0.0021844
6310 | HE 6307 | 4.4867e-06 | 33.4575 | 21.6625 | 19.0875 | 0.00015011 | 9.7193e-05 | 8.564e-05
6311 | HE 6308 | 0 | 31.175 | 21.2425 | 18.3525 | 0 | 0 | 0
6312 | HE 6309 | 0 | 31.46 | 22.6475 | 17.265 | 0 | 0 | 0
6313 | HE 6310 | 0 | 27.12 | 20.235 | 16.4225 | 0 | 0 | 0
6314 | HE 6311 | 0 | 22.835 | 18.5625 | 14.59 | 0 | 0 | 0
6315 | HE 6312 | 0 | 22.0075 | 17.665 | 12.815 | 0 | 0 | 0
6316 | HE 6313 | 0 | 21.435 | 17.935 | 10.9725 | 0 | 0 | 0
6317 | HE 6314 | 0 | 19.2425 | 17.56 | 8.665 | 0 | 0 | 0
6318 | HE 6315 | 0 | 17.91 | 17.2275 | 3.945 | 0 | 0 | 0
6319 | HE 6316 | 0 | 17.485 | 17.1425 | 1.1625 | 0 | 0 | 0
6320 | HE 6317 | 0 | 17.48 | 17.7875 | 0.9975 | 0 | 0 | 0
6321 | HE 6318 | 0 | 18.9675 | 18.74 | 4.065 | 0 | 0 | 0
6322 | HE 6319 | 6.604e-06 | 21.65 | 21.13 | 5.32 | 0.00014298 | 0.00013954 | 3.5133e-05
6323 | HE 6320 | 0.00013314 | 21.8425 | 19.865 | 7.6875 | 0.002908 | 0.0026447 | 0.0010235
6324 | HE 6321 | 0.00028792 | 22.585 | 20.6475 | 10.6875 | 0.0065027 | 0.0059449 | 0.0030772
6325 | HE 6322 | 0.00043864 | 21.9475 | 22.2075 | 13.265 | 0.009627 | 0.009741 | 0.0058185
6326 | HE 6323 | 0.00054673 | 21.725 | 22.8825 | 14.89 | 0.011878 | 0.012511 | 0.0081409
6327 | HE 6324 | 0.00060223 | 27.235 | 25.51 | 15.8425 | 0.016402 | 0.015363 | 0.0095408
6328 | HE 6325 | 0.00062759 | 31.6375 | 29.02 | 15.94 | 0.019855 | 0.018213 | 0.010004
6329 | HE 6326 | 0.00059439 | 29.5275 | 29.7075 | 15.8825 | 0.017551 | 0.017658 | 0.0094404
6330 | HE 6327 | 0.00053271 | 30.1225 | 33.5475 | 16.035 | 0.016047 | 0.017871 | 0.008542
6331 | HE 6328 | 0.00042914 | 30.5425 | 61.135 | 16.3725 | 0.013107 | 0.026236 | 0.0070261
6332 | HE 6329 | 0.00027687 | 30.1975 | 60.4925 | 16.6425 | 0.0083609 | 0.016749 | 0.0046079
6333 | HE 6330 | 0.00011394 | 29.675 | 33.2175 | 17.09 | 0.0033811 | 0.0037847 | 0.0019472
6334 | HE 6331 | 4.4867e-06 | 24.725 | 25.4425 | 17.2975 | 0.00011093 | 0.00011415 | 7.7609e-05
6335 | HE 6332 | 0 | 26.9925 | 26.585 | 17.385 | 0 | 0 | 0
6336 | HE 6333 | 0 | 26.31 | 27.9025 | 15.72 | 0 | 0 | 0
6337 | HE 6334 | 0 | 26.29 | 26.6925 | 14.565 | 0 | 0 | 0
6338 | HE 6335 | 0 | 20.8825 | 24.1675 | 12.3575 | 0 | 0 | 0
6339 | HE 6336 | 0 | 19.84 | 21.7775 | 9.33 | 0 | 0 | 0
6340 | HE 6337 | 0 | 19.49 | 17.725 | 11.4975 | 0 | 0 | 0
6341 | HE 6338 | 0 | 19.04 | 15.83 | 11.0575 | 0 | 0 | 0
6342 | HE 6339 | 0 | 19.15 | 13.3475 | 11.3125 | 0 | 0 | 0
6343 | HE 6340 | 0 | 19.6925 | 14.0275 | 11.8775 | 0 | 0 | 0
6344 | HE 6341 | 0 | 20.305 | 16 | 12.2025 | 0 | 0 | 0
6345 | HE 6342 | 0 | 20.9 | 17.0425 | 15.555 | 0 | 0 | 0
6346 | HE 6343 | 6.604e-06 | 26.0175 | 17.805 | 16.7425 | 0.00017182 | 0.00011758 | 0.00011057
6347 | HE 6344 | 0.00013314 | 24.4925 | 17.905 | 16.67 | 0.0032608 | 0.0023838 | 0.0022194
6348 | HE 6345 | 0.00028792 | 21.345 | 18.395 | 16.7825 | 0.0061457 | 0.0052963 | 0.0048321
6349 | HE 6346 | 0.00043864 | 21.08 | 16.9725 | 16.6475 | 0.0092464 | 0.0074448 | 0.0073022
6350 | HE 6347 | 0.00054673 | 21.3525 | 20.0575 | 16.6325 | 0.011674 | 0.010966 | 0.0090935
6351 | HE 6348 | 0.00060223 | 26.6125 | 23.0775 | 16.5275 | 0.016027 | 0.013898 | 0.0099533
6352 | HE 6349 | 0.00062759 | 33.4125 | 24.47 | 16.6075 | 0.020969 | 0.015357 | 0.010423
6353 | HE 6350 | 0.00059439 | 37.24 | 37.845 | 16.21 | 0.022135 | 0.022495 | 0.0096351
6354 | HE 6351 | 0.00053271 | 28.8225 | 50.255 | 15.45 | 0.015354 | 0.026771 | 0.0082304
6355 | HE 6352 | 0.00042914 | 34.31 | 44.135 | 15.0025 | 0.014724 | 0.01894 | 0.0064382
6356 | HE 6353 | 0.00027687 | 36.525 | 51.7975 | 14.7375 | 0.010113 | 0.014341 | 0.0040804
6357 | HE 6354 | 0.00011394 | 33.09 | 40.345 | 15.2075 | 0.0037702 | 0.0045968 | 0.0017327
6358 | HE 6355 | 4.4867e-06 | 20.4975 | 26.0425 | 16.2175 | 9.1966e-05 | 0.00011684 | 7.2763e-05
6359 | HE 6356 | 0 | 20.42 | 26.4725 | 18.03 | 0 | 0 | 0
6360 | HE 6357 | 0 | 19.4275 | 24.3725 | 16.445 | 0 | 0 | 0
6361 | HE 6358 | 0 | 19.12 | 26.6975 | 15.55 | 0 | 0 | 0
6362 | HE 6359 | 0 | 18.705 | 24.7375 | 14.1275 | 0 | 0 | 0
6363 | HE 6360 | 0 | 18.2725 | 21.45 | 12.6525 | 0 | 0 | 0
6364 | HE 6361 | 0 | 18.5475 | 19.8725 | 13.56 | 0 | 0 | 0
6365 | HE 6362 | 0 | 18.66 | 18.1825 | 12.5975 | 0 | 0 | 0
6366 | HE 6363 | 0 | 18.7075 | 17.2425 | 13.6225 | 0 | 0 | 0
6367 | HE 6364 | 0 | 18.285 | 17.255 | 13.9825 | 0 | 0 | 0
6368 | HE 6365 | 0 | 17.075 | 16.5075 | 15 | 0 | 0 | 0
6369 | HE 6366 | 0 | 17.69 | 14.9625 | 16.585 | 0 | 0 | 0
6370 | HE 6367 | 6.604e-06 | 17.9325 | 16.0075 | 17.31 | 0.00011843 | 0.00010571 | 0.00011432
6371 | HE 6368 | 0.00013314 | 18.25 | 17.205 | 17.1075 | 0.0024297 | 0.0022906 | 0.0022776
6372 | HE 6369 | 0.00028792 | 18.7575 | 18.685 | 16.63 | 0.0054007 | 0.0053798 | 0.0047882
6373 | HE 6370 | 0.00043864 | 19.15 | 21.03 | 16.1375 | 0.0083999 | 0.0092245 | 0.0070785
6374 | HE 6371 | 0.00054673 | 19.155 | 22.4125 | 15.86 | 0.010473 | 0.012254 | 0.0086712
6375 | HE 6372 | 0.00060223 | 19.1475 | 24.13 | 15.7275 | 0.011531 | 0.014532 | 0.0094715
6376 | HE 6373 | 0.00062759 | 19.24 | 41.52 | 16.2525 | 0.012075 | 0.026058 | 0.0102
6377 | HE 6374 | 0.00059439 | 19.0375 | 29.2675 | 16.25 | 0.011316 | 0.017396 | 0.0096588
6378 | HE 6375 | 0.00053271 | 18.975 | 252.9325 | 16.475 | 0.010108 | 0.13474 | 0.0087764
6379 | HE 6376 | 0.00042914 | 18.8225 | 1144.5025 | 16.5125 | 0.0080775 | 0.49115 | 0.0070862
6380 | HE 6377 | 0.00027687 | 18.755 | 5030.56 | 16.6625 | 0.0051928 | 1.3928 | 0.0046134
6381 | HE 6378 | 0.00011394 | 18.925 | 1378.9875 | 16.785 | 0.0021562 | 0.15712 | 0.0019124
6382 | HE 6379 | 4.4867e-06 | 19.2 | 111.0625 | 17.2125 | 8.6145e-05 | 0.0004983 | 7.7227e-05
6383 | HE 6380 | 0 | 19.7025 | 139.5925 | 20.0025 | 0 | 0 | 0
6384 | HE 6381 | 0 | 19.445 | 36.5975 | 17.78 | 0 | 0 | 0
6385 | HE 6382 | 0 | 19.1275 | 27.2375 | 16.775 | 0 | 0 | 0
6386 | HE 6383 | 0 | 19.2325 | 26.095 | 16.19 | 0 | 0 | 0
6387 | HE 6384 | 0 | 19.1 | 25.11 | 15.81 | 0 | 0 | 0
6388 | HE 6385 | 0 | 19.275 | 22.6475 | 15.7525 | 0 | 0 | 0
6389 | HE 6386 | 0 | 18.73 | 20.445 | 16.2825 | 0 | 0 | 0
6390 | HE 6387 | 0 | 18.2975 | 18.8875 | 16.225 | 0 | 0 | 0
6391 | HE 6388 | 0 | 17.795 | 18.4825 | 16.355 | 0 | 0 | 0
6392 | HE 6389 | 0 | 17.355 | 18.495 | 16.5475 | 0 | 0 | 0
6393 | HE 6390 | 0 | 17.3675 | 22.2825 | 16.29 | 0 | 0 | 0
6394 | HE 6391 | 6.604e-06 | 17.605 | 27.1825 | 17.0275 | 0.00011626 | 0.00017951 | 0.00011245
6395 | HE 6392 | 0.00013314 | 17.595 | 24.7825 | 16.9425 | 0.0023425 | 0.0032994 | 0.0022556
6396 | HE 6393 | 0.00028792 | 18.5275 | 26.55 | 16.8425 | 0.0053345 | 0.0076444 | 0.0048493
6397 | HE 6394 | 0.00043864 | 18.8175 | 109.03 | 16.2625 | 0.008254 | 0.047824 | 0.0071333
6398 | HE 6395 | 0.00054673 | 18.7825 | 41.92 | 15.865 | 0.010269 | 0.022919 | 0.0086739
6399 | HE 6396 | 0.00060223 | 19.0375 | 70.105 | 15.8975 | 0.011465 | 0.042219 | 0.0095739
6400 | HE 6397 | 0.00062759 | 19.5075 | 377.4825 | 16.4875 | 0.012243 | 0.2369 | 0.010347
6401 | HE 6398 | 0.00059439 | 20.0175 | 863.0025 | 16.54 | 0.011898 | 0.51296 | 0.0098312
6402 | HE 6399 | 0.00053271 | 20.6675 | 740.505 | 16.4975 | 0.01101 | 0.39448 | 0.0087884
6403 | HE 6400 | 0.00042914 | 21.695 | 832.32 | 16.43 | 0.0093102 | 0.35718 | 0.0070508
6404 | HE 6401 | 0.00027687 | 22.6675 | 628.145 | 16.3725 | 0.006276 | 0.17392 | 0.0045331
6405 | HE 6402 | 0.00011394 | 21.4975 | 301.305 | 16.9175 | 0.0024494 | 0.03433 | 0.0019275
6406 | HE 6403 | 4.4867e-06 | 21.46 | 56.785 | 16.955 | 9.6285e-05 | 0.00025478 | 7.6072e-05
6407 | HE 6404 | 0 | 23.0725 | 37.615 | 17.3825 | 0 | 0 | 0
6408 | HE 6405 | 0 | 22.1575 | 30.3475 | 16.0575 | 0 | 0 | 0
6409 | HE 6406 | 0 | 20.7625 | 26.335 | 15.1525 | 0 | 0 | 0
6410 | HE 6407 | 0 | 19.62 | 22.9075 | 14.065 | 0 | 0 | 0
6411 | HE 6408 | 0 | 19.1275 | 19.3275 | 11.88 | 0 | 0 | 0
6412 | HE 6409 | 0 | 18.8775 | 18.3725 | 12.7375 | 0 | 0 | 0
6413 | HE 6410 | 0 | 18.37 | 17.7225 | 12.015 | 0 | 0 | 0
6414 | HE 6411 | 0 | 18.32 | 16.8925 | 11.5075 | 0 | 0 | 0
6415 | HE 6412 | 0 | 18.3675 | 16.77 | 11.5325 | 0 | 0 | 0
6416 | HE 6413 | 0 | 18.775 | 16.9425 | 12.1225 | 0 | 0 | 0
6417 | HE 6414 | 0 | 19.86 | 18.45 | 12.9275 | 0 | 0 | 0
6418 | HE 6415 | 6.604e-06 | 21.9225 | 19.7975 | 15.4275 | 0.00014478 | 0.00013074 | 0.00010188
6419 | HE 6416 | 0.00013314 | 21.295 | 19.6075 | 15.2875 | 0.0028351 | 0.0026104 | 0.0020353
6420 | HE 6417 | 0.00028792 | 21.085 | 22.2675 | 15.2925 | 0.0060709 | 0.0064113 | 0.0044031
6421 | HE 6418 | 0.00043864 | 22.16 | 22.825 | 15.55 | 0.0097202 | 0.010012 | 0.0068208
6422 | HE 6419 | 0.00054673 | 24.3775 | 23.3025 | 16.0175 | 0.013328 | 0.01274 | 0.0087573
6423 | HE 6420 | 0.00060223 | 26.09 | 23.0075 | 16.1475 | 0.015712 | 0.013856 | 0.0097245
6424 | HE 6421 | 0.00062759 | 34.7275 | 27.54 | 16.185 | 0.021795 | 0.017284 | 0.010158
6425 | HE 6422 | 0.00059439 | 42.0125 | 44.125 | 16.0375 | 0.024972 | 0.026227 | 0.0095325
6426 | HE 6423 | 0.00053271 | 37.865 | 67.2225 | 16.755 | 0.020171 | 0.03581 | 0.0089256
6427 | HE 6424 | 0.00042914 | 44.9475 | 127.58 | 17.345 | 0.019289 | 0.05475 | 0.0074434
6428 | HE 6425 | 0.00027687 | 50.64 | 217.52 | 18.06 | 0.014021 | 0.060226 | 0.0050003
6429 | HE 6426 | 0.00011394 | 43.05 | 74.03 | 17.66 | 0.004905 | 0.0084347 | 0.0020121
6430 | HE 6427 | 4.4867e-06 | 33.485 | 28.6075 | 16.27 | 0.00015024 | 0.00012835 | 7.2999e-05
6431 | HE 6428 | 0 | 32.94 | 28.4675 | 19.3225 | 0 | 0 | 0
6432 | HE 6429 | 0 | 27.67 | 26.2225 | 16.8675 | 0 | 0 | 0
6433 | HE 6430 | 0 | 22.0225 | 22.6025 | 13.985 | 0 | 0 | 0
6434 | HE 6431 | 0 | 20.3875 | 19.14 | 12.125 | 0 | 0 | 0
6435 | HE 6432 | 0 | 20.0125 | 17.4775 | 10.0175 | 0 | 0 | 0
6436 | HE 6433 | 0 | 18.945 | 15.9225 | 13.7775 | 0 | 0 | 0
6437 | HE 6434 | 0 | 16.4875 | 11.7525 | 10.2375 | 0 | 0 | 0
6438 | HE 6435 | 0 | 15.6275 | 11.32 | 9.445 | 0 | 0 | 0
6439 | HE 6436 | 0 | 12.94 | 12.345 | 7.1725 | 0 | 0 | 0
6440 | HE 6437 | 0 | 16.8175 | 14.475 | 7.3275 | 0 | 0 | 0
6441 | HE 6438 | 0 | 17.8675 | 15.8325 | 11.735 | 0 | 0 | 0
6442 | HE 6439 | 6.604e-06 | 18.7875 | 16.3775 | 13.34 | 0.00012407 | 0.00010816 | 8.8098e-05
6443 | HE 6440 | 0.00013314 | 19.55 | 16.97 | 13.7375 | 0.0026028 | 0.0022593 | 0.0018289
6444 | HE 6441 | 0.00028792 | 20.2025 | 18.5 | 14.505 | 0.0058168 | 0.0053266 | 0.0041763
6445 | HE 6442 | 0.00043864 | 20.7425 | 19.5525 | 14.085 | 0.0090984 | 0.0085764 | 0.0061782
6446 | HE 6443 | 0.00054673 | 20.1375 | 22.07 | 14.8625 | 0.01101 | 0.012066 | 0.0081258
6447 | HE 6444 | 0.00060223 | 20.3075 | 24.9225 | 15.9475 | 0.01223 | 0.015009 | 0.009604
6448 | HE 6445 | 0.00062759 | 29.045 | 30.8775 | 16.735 | 0.018228 | 0.019378 | 0.010503
6449 | HE 6446 | 0.00059439 | 32.2975 | 50.91 | 17.945 | 0.019197 | 0.03026 | 0.010666
6450 | HE 6447 | 0.00053271 | 49.1875 | 86.345 | 19.095 | 0.026203 | 0.045997 | 0.010172
6451 | HE 6448 | 0.00042914 | 325.535 | 151.31 | 19.81 | 0.1397 | 0.064933 | 0.0085013
6452 | HE 6449 | 0.00027687 | 428.52 | 198.81 | 20.11 | 0.11865 | 0.055045 | 0.0055679
6453 | HE 6450 | 0.00011394 | 159.4125 | 85.74 | 19.3025 | 0.018163 | 0.0097689 | 0.0021993
6454 | HE 6451 | 4.4867e-06 | 54.2175 | 31.2475 | 18.17 | 0.00024326 | 0.0001402 | 8.1523e-05
6455 | HE 6452 | 0 | 44.91 | 40.945 | 17.5775 | 0 | 0 | 0
6456 | HE 6453 | 0 | 31.1825 | 30.6575 | 16.3875 | 0 | 0 | 0
6457 | HE 6454 | 0 | 27.0075 | 25.33 | 15.285 | 0 | 0 | 0
6458 | HE 6455 | 0 | 24.87 | 21.36 | 13.755 | 0 | 0 | 0
6459 | HE 6456 | 0 | 21.395 | 18.115 | 14.155 | 0 | 0 | 0
6460 | HE 6457 | 0 | 20.5275 | 17.375 | 12.7975 | 0 | 0 | 0
6461 | HE 6458 | 0 | 19.8375 | 16.0925 | 10.2225 | 0 | 0 | 0
6462 | HE 6459 | 0 | 19.7675 | 15.5825 | 8.535 | 0 | 0 | 0
6463 | HE 6460 | 0 | 19.5075 | 15.1875 | 6.9825 | 0 | 0 | 0
6464 | HE 6461 | 0 | 19.445 | 15.8275 | 5.94 | 0 | 0 | 0
6465 | HE 6462 | 0 | 19.41 | 16.95 | 5.115 | 0 | 0 | 0
6466 | HE 6463 | 6.604e-06 | 23.0275 | 17.79 | 9.5 | 0.00015207 | 0.00011749 | 6.2738e-05
6467 | HE 6464 | 0.00013314 | 27.37 | 17.8975 | 9.91 | 0.0036439 | 0.0023828 | 0.0013194
6468 | HE 6465 | 0.00028792 | 20.525 | 18.16 | 12.615 | 0.0059096 | 0.0052287 | 0.0036321
6469 | HE 6466 | 0.00043864 | 21.0475 | 19.435 | 9.225 | 0.0092322 | 0.0085249 | 0.0040464
6470 | HE 6467 | 0.00054673 | 20.6675 | 24.6 | 8.5175 | 0.0113 | 0.01345 | 0.0046568
6471 | HE 6468 | 0.00060223 | 41.8175 | 27.9225 | 10.77 | 0.025184 | 0.016816 | 0.006486
6472 | HE 6469 | 0.00062759 | 34.9025 | 43.4675 | 12.35 | 0.021904 | 0.02728 | 0.0077507
6473 | HE 6470 | 0.00059439 | 34.8825 | 38.275 | 14.1225 | 0.020734 | 0.02275 | 0.0083943
6474 | HE 6471 | 0.00053271 | 50.8675 | 52.7975 | 16.53 | 0.027098 | 0.028126 | 0.0088057
6475 | HE 6472 | 0.00042914 | 31.4475 | 99.7825 | 22.235 | 0.013495 | 0.042821 | 0.0095419
6476 | HE 6473 | 0.00027687 | 32.575 | 86.09 | 24.525 | 0.0090192 | 0.023836 | 0.0067903
6477 | HE 6474 | 0.00011394 | 33.2025 | 38.0675 | 60.805 | 0.003783 | 0.0043373 | 0.0069279
6478 | HE 6475 | 4.4867e-06 | 33.29 | 28.465 | 23.8275 | 0.00014936 | 0.00012771 | 0.00010691
6479 | HE 6476 | 0 | 204.365 | 28.1125 | 21.2875 | 0 | 0 | 0
6480 | HE 6477 | 0 | 29.7975 | 25.3125 | 13.7725 | 0 | 0 | 0
6481 | HE 6478 | 0 | 25.33 | 18.8325 | 8.635 | 0 | 0 | 0
6482 | HE 6479 | 0 | 21.2325 | 14.86 | 8.27 | 0 | 0 | 0
6483 | HE 6480 | 0 | 20.9275 | 16.4675 | 10.36 | 0 | 0 | 0
6484 | HE 6481 | 0 | 20.65 | 15.575 | 11.39 | 0 | 0 | 0
6485 | HE 6482 | 0 | 19.845 | 13.5225 | 11.04 | 0 | 0 | 0
6486 | HE 6483 | 0 | 19.685 | 11.725 | 11.34 | 0 | 0 | 0
6487 | HE 6484 | 0 | 19.7325 | 12.9025 | 9.23 | 0 | 0 | 0
6488 | HE 6485 | 0 | 19.7625 | 12.46 | 7.8075 | 0 | 0 | 0
6489 | HE 6486 | 0 | 20.4675 | 12.67 | 9.375 | 0 | 0 | 0
6490 | HE 6487 | 6.604e-06 | 21.35 | 15.4675 | 12.2125 | 0.000141 | 0.00010215 | 8.0652e-05
6491 | HE 6488 | 0.00013314 | 21.255 | 15.0175 | 12.82 | 0.0028298 | 0.0019994 | 0.0017068
6492 | HE 6489 | 0.00028792 | 20.68 | 17.735 | 13.5425 | 0.0059542 | 0.0051063 | 0.0038992
6493 | HE 6490 | 0.00043864 | 20.2625 | 19.2475 | 13.0525 | 0.0088879 | 0.0084426 | 0.0057253
6494 | HE 6491 | 0.00054673 | 19.79 | 20.73 | 13.3475 | 0.01082 | 0.011334 | 0.0072975
6495 | HE 6492 | 0.00060223 | 19.3625 | 26.97 | 15.01 | 0.011661 | 0.016242 | 0.0090394
6496 | HE 6493 | 0.00062759 | 19.7275 | 33.47 | 16.995 | 0.012381 | 0.021005 | 0.010666
6497 | HE 6494 | 0.00059439 | 20.9075 | 34.39 | 18.67 | 0.012427 | 0.020441 | 0.011097
6498 | HE 6495 | 0.00053271 | 23.4525 | 30.3025 | 29.94 | 0.012493 | 0.016142 | 0.015949
6499 | HE 6496 | 0.00042914 | 26.305 | 33.1275 | 54.0225 | 0.011289 | 0.014216 | 0.023183
6500 | HE 6497 | 0.00027687 | 29.05 | 33.035 | 22.29 | 0.0080432 | 0.0091465 | 0.0061715
6501 | HE 6498 | 0.00011394 | 27.48 | 28.9325 | 25.6125 | 0.003131 | 0.0032965 | 0.0029182
6502 | HE 6499 | 4.4867e-06 | 26.7525 | 26.5 | 54.17 | 0.00012003 | 0.0001189 | 0.00024304
6503 | HE 6500 | 0 | 26.4325 | 27.455 | 33.735 | 0 | 0 | 0
6504 | HE 6501 | 0 | 21.245 | 23.0575 | 22.64 | 0 | 0 | 0
6505 | HE 6502 | 0 | 19.385 | 20.0125 | 16.5425 | 0 | 0 | 0
6506 | HE 6503 | 0 | 18.185 | 20.3125 | 8.7725 | 0 | 0 | 0
6507 | HE 6504 | 0 | 17.23 | 16.39 | 6.7425 | 0 | 0 | 0
6508 | HE 6505 | 0 | 13.525 | 16.4175 | 9.0775 | 0 | 0 | 0
6509 | HE 6506 | 0 | 12.335 | 15.845 | 8.3525 | 0 | 0 | 0
6510 | HE 6507 | 0 | 9.8025 | 14.845 | 6.72 | 0 | 0 | 0
6511 | HE 6508 | 0 | 9.04 | 14.5325 | 7.2 | 0 | 0 | 0
6512 | HE 6509 | 0 | 14.6875 | 14.285 | 8.7325 | 0 | 0 | 0
6513 | HE 6510 | 0 | 16.46 | 16.06 | 15.3125 | 0 | 0 | 0
6514 | HE 6511 | 6.604e-06 | 17.4675 | 17.655 | 17.46 | 0.00011536 | 0.00011659 | 0.00011531
6515 | HE 6512 | 0.00013314 | 18.0075 | 20.2525 | 16.9625 | 0.0023974 | 0.0026963 | 0.0022583
6516 | HE 6513 | 0.00028792 | 18.37 | 33.525 | 16.8925 | 0.0052891 | 0.0096526 | 0.0048637
6517 | HE 6514 | 0.00043864 | 19.3325 | 24.6625 | 14.6075 | 0.0084799 | 0.010818 | 0.0064074
6518 | HE 6515 | 0.00054673 | 25.235 | 97.08 | 11.235 | 0.013797 | 0.053077 | 0.0061425
6519 | HE 6516 | 0.00060223 | 20.5575 | 39.92 | 10.875 | 0.01238 | 0.024041 | 0.0065492
6520 | HE 6517 | 0.00062759 | 21.865 | 38.6275 | 11.5725 | 0.013722 | 0.024242 | 0.0072628
6521 | HE 6518 | 0.00059439 | 22.3875 | 38.895 | 11.73 | 0.013307 | 0.023119 | 0.0069722
6522 | HE 6519 | 0.00053271 | 20.875 | 28.1225 | 11.6125 | 0.01112 | 0.014981 | 0.0061861
6523 | HE 6520 | 0.00042914 | 21.6725 | 27.5425 | 12 | 0.0093005 | 0.01182 | 0.0051497
6524 | HE 6521 | 0.00027687 | 24.8175 | 25.375 | 12.0825 | 0.0068713 | 0.0070257 | 0.0033453
6525 | HE 6522 | 0.00011394 | 24.0725 | 20.905 | 11.965 | 0.0027427 | 0.0023818 | 0.0013633
6526 | HE 6523 | 4.4867e-06 | 21.38 | 19.745 | 12.4825 | 9.5926e-05 | 8.859e-05 | 5.6005e-05
6527 | HE 6524 | 0 | 21.43 | 26.8275 | 15.8425 | 0 | 0 | 0
6528 | HE 6525 | 0 | 20.42 | 30.385 | 16.315 | 0 | 0 | 0
6529 | HE 6526 | 0 | 19.91 | 21.625 | 15.84 | 0 | 0 | 0
6530 | HE 6527 | 0 | 20.45 | 19.71 | 16.165 | 0 | 0 | 0
6531 | HE 6528 | 0 | 20.235 | 15.8675 | 15.685 | 0 | 0 | 0
6532 | HE 6529 | 0 | 19.655 | 13.05 | 15.015 | 0 | 0 | 0
6533 | HE 6530 | 0 | 19.8325 | 11.5325 | 14.23 | 0 | 0 | 0
6534 | HE 6531 | 0 | 20.475 | 12.745 | 12.9625 | 0 | 0 | 0
6535 | HE 6532 | 0 | 20.625 | 15.54 | 12.215 | 0 | 0 | 0
6536 | HE 6533 | 0 | 20.595 | 15.8575 | 11.9025 | 0 | 0 | 0
6537 | HE 6534 | 0 | 20.6275 | 15.725 | 12.42 | 0 | 0 | 0
6538 | HE 6535 | 6.604e-06 | 21.405 | 16.045 | 13.51 | 0.00014136 | 0.00010596 | 8.922e-05
6539 | HE 6536 | 0.00013314 | 25.0225 | 15.2525 | 13.39 | 0.0033314 | 0.0020306 | 0.0017827
6540 | HE 6537 | 0.00028792 | 29.9975 | 12.2725 | 13.0775 | 0.008637 | 0.0035335 | 0.0037653
6541 | HE 6538 | 0.00043864 | 24.6475 | 12.315 | 12.81 | 0.010811 | 0.0054018 | 0.0056189
6542 | HE 6539 | 0.00054673 | 25.9375 | 12.5425 | 12.62 | 0.014181 | 0.0068574 | 0.0068998
6543 | HE 6540 | 0.00060223 | 23.3625 | 13.29 | 11.745 | 0.01407 | 0.0080036 | 0.0070732
6544 | HE 6541 | 0.00062759 | 21.6725 | 20.5925 | 12.21 | 0.013601 | 0.012924 | 0.0076629
6545 | HE 6542 | 0.00059439 | 22.4875 | 24.335 | 14.2025 | 0.013366 | 0.014464 | 0.0084418
6546 | HE 6543 | 0.00053271 | 22.4975 | 18.775 | 15.5275 | 0.011985 | 0.010002 | 0.0082717
6547 | HE 6544 | 0.00042914 | 21.9425 | 23.9825 | 16.825 | 0.0094164 | 0.010292 | 0.0072203
6548 | HE 6545 | 0.00027687 | 22.275 | 22.2825 | 17.705 | 0.0061674 | 0.0061694 | 0.0049021
6549 | HE 6546 | 0.00011394 | 22.3425 | 17.68 | 18.7875 | 0.0025456 | 0.0020144 | 0.0021406
6550 | HE 6547 | 4.4867e-06 | 22.2775 | 24.845 | 20.755 | 9.9952e-05 | 0.00011147 | 9.3121e-05
6551 | HE 6548 | 0 | 22.7225 | 24.9175 | 65.3675 | 0 | 0 | 0
6552 | HE 6549 | 0 | 29.4775 | 21.955 | 18.045 | 0 | 0 | 0
6553 | HE 6550 | 0 | 20.59 | 18.7025 | 14.84 | 0 | 0 | 0
6554 | HE 6551 | 0 | 20.7275 | 20.325 | 12.9125 | 0 | 0 | 0
6555 | HE 6552 | 0 | 21.0075 | 16.7425 | 7.0075 | 0 | 0 | 0
6556 | HE 6553 | 0 | 19.2275 | 17.39 | 3.155 | 0 | 0 | 0
6557 | HE 6554 | 0 | 18.125 | 17.54 | -0.3225 | 0 | 0 | 0
6558 | HE 6555 | 0 | 17.955 | 16.5725 | -3.8775 | 0 | 0 | 0
6559 | HE 6556 | 0 | 18.07 | 13.4975 | -6.35 | 0 | 0 | 0
6560 | HE 6557 | 0 | 17.8625 | 14.565 | -1.2625 | 0 | 0 | 0
6561 | HE 6558 | 0 | 18.1875 | 16.7875 | 1.9375 | 0 | 0 | 0
6562 | HE 6559 | 6.604e-06 | 18.72 | 17.325 | 6.145 | 0.00012363 | 0.00011441 | 4.0582e-05
6563 | HE 6560 | 0.00013314 | 19.0375 | 18.73 | 10.1375 | 0.0025346 | 0.0024936 | 0.0013497
6564 | HE 6561 | 0.00028792 | 18.9225 | 19.6325 | 9.2925 | 0.0054482 | 0.0056526 | 0.0026755
6565 | HE 6562 | 0.00043864 | 19.4175 | 17.0275 | 11.7975 | 0.0085172 | 0.0074689 | 0.0051748
6566 | HE 6563 | 0.00054673 | 19.3825 | 13.6775 | 13.155 | 0.010597 | 0.0074779 | 0.0071923
6567 | HE 6564 | 0.00060223 | 21.8375 | 15.0975 | 13.7 | 0.013151 | 0.0090921 | 0.0082505
6568 | HE 6565 | 0.00062759 | 43.0125 | 15.3325 | 15.2 | 0.026994 | 0.0096225 | 0.0095394
6569 | HE 6566 | 0.00059439 | 35.755 | 21.97 | 16.9175 | 0.021252 | 0.013059 | 0.010056
6570 | HE 6567 | 0.00053271 | 29.075 | 23.1375 | 17.145 | 0.015489 | 0.012326 | 0.0091333
6571 | HE 6568 | 0.00042914 | 28.65 | 84.555 | 20.4375 | 0.012295 | 0.036286 | 0.0087706
6572 | HE 6569 | 0.00027687 | 27.89 | 35.425 | 34.61 | 0.007722 | 0.0098083 | 0.0095826
6573 | HE 6570 | 0.00011394 | 27.4575 | 26.5275 | 25.1675 | 0.0031284 | 0.0030225 | 0.0028675
6574 | HE 6571 | 4.4867e-06 | 26.3 | 23.6175 | 19.0125 | 0.000118 | 0.00010596 | 8.5303e-05
6575 | HE 6572 | 0 | 30.5725 | 41.11 | 18.3175 | 0 | 0 | 0
6576 | HE 6573 | 0 | 23.385 | 30.3375 | 15.645 | 0 | 0 | 0
6577 | HE 6574 | 0 | 22.1875 | 22.365 | 12.8925 | 0 | 0 | 0
6578 | HE 6575 | 0 | 20.3925 | 22.81 | 11.67 | 0 | 0 | 0
6579 | HE 6576 | 0 | 20.055 | 19.73 | 8.335 | 0 | 0 | 0
6580 | HE 6577 | 0 | 19.8 | 18.8825 | 12.3675 | 0 | 0 | 0
6581 | HE 6578 | 0 | 18.8925 | 16.0325 | 12.9825 | 0 | 0 | 0
6582 | HE 6579 | 0 | 18.565 | 13.8525 | 13.4925 | 0 | 0 | 0
6583 | HE 6580 | 0 | 18.805 | 13.16 | 14.29 | 0 | 0 | 0
6584 | HE 6581 | 0 | 19.375 | 13.8425 | 15.9125 | 0 | 0 | 0
6585 | HE 6582 | 0 | 19.71 | 18.2025 | 16.1625 | 0 | 0 | 0
6586 | HE 6583 | 0 | 24.755 | 24.9225 | 15.4875 | 0 | 0 | 0
6587 | HE 6584 | 0.00010102 | 27.01 | 19.81 | 15.15 | 0.0027287 | 0.0020013 | 0.0015305
6588 | HE 6585 | 0.00026404 | 28.455 | 20.805 | 14.1225 | 0.0075133 | 0.0054934 | 0.0037289
6589 | HE 6586 | 0.00039228 | 24.6225 | 17.345 | 14.105 | 0.0096589 | 0.0068041 | 0.0055331
6590 | HE 6587 | 0.00051278 | 52.7625 | 14.3625 | 14.345 | 0.027055 | 0.0073647 | 0.0073558
6591 | HE 6588 | 0.00057803 | 23.2375 | 17.51 | 16.075 | 0.013432 | 0.010121 | 0.0092918
6592 | HE 6589 | 0.00059924 | 33.7575 | 35.6725 | 17.9625 | 0.020229 | 0.021376 | 0.010764
6593 | HE 6590 | 0.0005608 | 35.4875 | 55.2725 | 20.6775 | 0.019902 | 0.030997 | 0.011596
6594 | HE 6591 | 0.0004797 | 40.4425 | 60.5675 | 23.3075 | 0.0194 | 0.029054 | 0.011181
6595 | HE 6592 | 0.00038134 | 41.5775 | 70.595 | 19.69 | 0.015855 | 0.026921 | 0.0075086
6596 | HE 6593 | 0.00021831 | 47.255 | 218.2575 | 22.5825 | 0.010316 | 0.047648 | 0.00493
6597 | HE 6594 | 5.1762e-05 | 49.305 | 56.645 | 21.2925 | 0.0025521 | 0.002932 | 0.0011021
6598 | HE 6595 | 0 | 56.3625 | 35.635 | 23.845 | 0 | 0 | 0
6599 | HE 6596 | 0 | 52.6225 | 88.8075 | 38.0475 | 0 | 0 | 0
6600 | HE 6597 | 0 | 31.86 | 25.5375 | 17.3925 | 0 | 0 | 0
6601 | HE 6598 | 0 | 25.4275 | 22.03 | 16.3025 | 0 | 0 | 0
6602 | HE 6599 | 0 | 21.0575 | 17.82 | 15.8425 | 0 | 0 | 0
6603 | HE 6600 | 0 | 19.8275 | 15.155 | 14.6525 | 0 | 0 | 0
6604 | HE 6601 | 0 | 19.525 | 13.545 | 13.86 | 0 | 0 | 0
6605 | HE 6602 | 0 | 18.865 | 13.0775 | 11.96 | 0 | 0 | 0
6606 | HE 6603 | 0 | 18.505 | 13.2675 | 11.7625 | 0 | 0 | 0
6607 | HE 6604 | 0 | 18.4125 | 12.2425 | 11.5375 | 0 | 0 | 0
6608 | HE 6605 | 0 | 18.345 | 11.65 | 11.2375 | 0 | 0 | 0
6609 | HE 6606 | 0 | 18.735 | 13.2975 | 11.9375 | 0 | 0 | 0
6610 | HE 6607 | 0 | 20.935 | 16.5275 | 13.195 | 0 | 0 | 0
6611 | HE 6608 | 0.00010102 | 22.3825 | 17.235 | 13.305 | 0.0022612 | 0.0017412 | 0.0013441
6612 | HE 6609 | 0.00026404 | 22.045 | 19.12 | 13.3825 | 0.0058208 | 0.0050485 | 0.0035335
6613 | HE 6610 | 0.00039228 | 22.275 | 16.875 | 14.965 | 0.008738 | 0.0066197 | 0.0058705
6614 | HE 6611 | 0.00051278 | 22.86 | 18.1525 | 10.8125 | 0.011722 | 0.0093082 | 0.0055444
6615 | HE 6612 | 0.00057803 | 27.87 | 21.275 | 13.455 | 0.01611 | 0.012298 | 0.0077774
6616 | HE 6613 | 0.00059924 | 39.2725 | 26.49 | 15.8925 | 0.023534 | 0.015874 | 0.0095234
6617 | HE 6614 | 0.0005608 | 64.8575 | 27.6125 | 16.3825 | 0.036372 | 0.015485 | 0.0091874
6618 | HE 6615 | 0.0004797 | 53.8125 | 39.185 | 16.56 | 0.025814 | 0.018797 | 0.0079439
6619 | HE 6616 | 0.00038134 | 42.43 | 140.77 | 19.015 | 0.01618 | 0.053682 | 0.0072512
6620 | HE 6617 | 0.00021831 | 38.3425 | 406.22 | 20.2275 | 0.0083706 | 0.088682 | 0.0044159
6621 | HE 6618 | 5.1762e-05 | 33.64 | 251.41 | 18.88 | 0.0017413 | 0.013013 | 0.00097726
6622 | HE 6619 | 0 | 30.81 | 48.305 | 17.305 | 0 | 0 | 0
6623 | HE 6620 | 0 | 33.905 | 28.64 | 16.5775 | 0 | 0 | 0
6624 | HE 6621 | 0 | 45.7275 | 33.7725 | 13.845 | 0 | 0 | 0
6625 | HE 6622 | 0 | 26.5375 | 22.9075 | 9.2075 | 0 | 0 | 0
6626 | HE 6623 | 0 | 25.4275 | 19.31 | 6.6125 | 0 | 0 | 0
6627 | HE 6624 | 0 | 22.925 | 16.8675 | 8.2925 | 0 | 0 | 0
6628 | HE 6625 | 0 | 21.7875 | 16.0575 | 6.39 | 0 | 0 | 0
6629 | HE 6626 | 0 | 21.135 | 15.995 | 2.265 | 0 | 0 | 0
6630 | HE 6627 | 0 | 20.0525 | 15.765 | -1.335 | 0 | 0 | 0
6631 | HE 6628 | 0 | 20.425 | 15.13 | -0.55 | 0 | 0 | 0
6632 | HE 6629 | 0 | 20.915 | 14.645 | 1.1225 | 0 | 0 | 0
6633 | HE 6630 | 0 | 22.3675 | 14.5325 | 2.6725 | 0 | 0 | 0
6634 | HE 6631 | 0 | 24.5325 | 16.1775 | 6.0175 | 0 | 0 | 0
6635 | HE 6632 | 0.00010102 | 25.23 | 16.7875 | 6.695 | 0.0025488 | 0.0016959 | 0.00067636
6636 | HE 6633 | 0.00026404 | 25.095 | 18.04 | 5.645 | 0.0066261 | 0.0047633 | 0.0014905
6637 | HE 6634 | 0.00039228 | 23.76 | 20.965 | 6.6475 | 0.0093206 | 0.0082242 | 0.0026077
6638 | HE 6635 | 0.00051278 | 40.1125 | 27.2625 | 7.12 | 0.020569 | 0.01398 | 0.003651
6639 | HE 6636 | 0.00057803 | 30.8325 | 37.375 | 13.1475 | 0.017822 | 0.021604 | 0.0075996
6640 | HE 6637 | 0.00059924 | 27.6075 | 47.3925 | 16.1775 | 0.016544 | 0.0284 | 0.0096942
6641 | HE 6638 | 0.0005608 | 67.18 | 39.145 | 16.75 | 0.037675 | 0.021953 | 0.0093935
6642 | HE 6639 | 0.0004797 | 75.5075 | 37.8825 | 18.3075 | 0.036221 | 0.018172 | 0.0087821
6643 | HE 6640 | 0.00038134 | 147.7225 | 31.625 | 36.7025 | 0.056333 | 0.01206 | 0.013996
6644 | HE 6641 | 0.00021831 | 197.615 | 26.6925 | 33.965 | 0.043141 | 0.0058273 | 0.0074149
6645 | HE 6642 | 5.1762e-05 | 54.1625 | 25.9725 | 19.2125 | 0.0028035 | 0.0013444 | 0.00099447
6646 | HE 6643 | 0 | 38.82 | 25.3275 | 18.4425 | 0 | 0 | 0
6647 | HE 6644 | 0 | 37.5825 | 24.88 | 17.645 | 0 | 0 | 0
6648 | HE 6645 | 0 | 30.9875 | 24.045 | 15.81 | 0 | 0 | 0
6649 | HE 6646 | 0 | 30.82 | 23.0375 | 15.3 | 0 | 0 | 0
6650 | HE 6647 | 0 | 116.505 | 19.0025 | 15.205 | 0 | 0 | 0
6651 | HE 6648 | 0 | 27.3175 | 18.22 | 13.385 | 0 | 0 | 0
6652 | HE 6649 | 0 | 22.9575 | 17.655 | 10.1875 | 0 | 0 | 0
6653 | HE 6650 | 0 | 20.6075 | 16.795 | 13.2125 | 0 | 0 | 0
6654 | HE 6651 | 0 | 19.9775 | 16.35 | 13.7025 | 0 | 0 | 0
6655 | HE 6652 | 0 | 19.98 | 16.3125 | 11.5525 | 0 | 0 | 0
6656 | HE 6653 | 0 | 20.2675 | 16.5525 | 10.48 | 0 | 0 | 0
6657 | HE 6654 | 0 | 20.7625 | 17.4525 | 12.84 | 0 | 0 | 0
6658 | HE 6655 | 0 | 21.3325 | 19.0475 | 12.0375 | 0 | 0 | 0
6659 | HE 6656 | 0.00010102 | 20.455 | 19.9975 | 3.69 | 0.0020665 | 0.0020202 | 0.00037278
6660 | HE 6657 | 0.00026404 | 24.07 | 20.44 | 3.51 | 0.0063555 | 0.005397 | 0.00092678
6661 | HE 6658 | 0.00039228 | 27.14 | 21.4925 | 13.125 | 0.010646 | 0.0084311 | 0.0051487
6662 | HE 6659 | 0.00051278 | 22.9975 | 24.8525 | 8.675 | 0.011793 | 0.012744 | 0.0044483
6663 | HE 6660 | 0.00057803 | 34.2275 | 23.9725 | 13.2275 | 0.019784 | 0.013857 | 0.0076459
6664 | HE 6661 | 0.00059924 | 217.985 | 29.96 | 16.3525 | 0.13063 | 0.017953 | 0.0097991
6665 | HE 6662 | 0.0005608 | 364.4175 | 33.1775 | 102.615 | 0.20437 | 0.018606 | 0.057547
6666 | HE 6663 | 0.0004797 | 1392.03 | 35.875 | 81.41 | 0.66776 | 0.017209 | 0.039053
6667 | HE 6664 | 0.00038134 | 952.3725 | 69.1275 | 195.8375 | 0.36318 | 0.026361 | 0.074681
6668 | HE 6665 | 0.00021831 | 264.7875 | 42.5025 | 161.81 | 0.057806 | 0.0092787 | 0.035325
6669 | HE 6666 | 5.1762e-05 | 50.5775 | 29.3275 | 169.7525 | 0.002618 | 0.001518 | 0.0087867
6670 | HE 6667 | 0 | 36.985 | 26.6325 | 34.74 | 0 | 0 | 0
6671 | HE 6668 | 0 | 68.155 | 26.4675 | 25.84 | 0 | 0 | 0
6672 | HE 6669 | 0 | 39.5625 | 22.4475 | 18.03 | 0 | 0 | 0
6673 | HE 6670 | 0 | 34.435 | 21.1325 | 16.3075 | 0 | 0 | 0
6674 | HE 6671 | 0 | 28.8925 | 18.775 | 15.885 | 0 | 0 | 0
6675 | HE 6672 | 0 | 24.8775 | 16.2775 | 13.535 | 0 | 0 | 0
6676 | HE 6673 | 0 | 23.2675 | 15.8125 | 8.6475 | 0 | 0 | 0
6677 | HE 6674 | 0 | 23.1175 | 14.07 | 10.0325 | 0 | 0 | 0
6678 | HE 6675 | 0 | 21.7425 | 12.855 | 9.35 | 0 | 0 | 0
6679 | HE 6676 | 0 | 21.5125 | 11.16 | 6.5875 | 0 | 0 | 0
6680 | HE 6677 | 0 | 20.1825 | 11 | 7.4625 | 0 | 0 | 0
6681 | HE 6678 | 0 | 21.0075 | 11.43 | 10.43 | 0 | 0 | 0
6682 | HE 6679 | 0 | 27.415 | 11.52 | 12.1425 | 0 | 0 | 0
6683 | HE 6680 | 0.00010102 | 26.765 | 12.96 | 10.6675 | 0.0027039 | 0.0013093 | 0.0010777
6684 | HE 6681 | 0.00026404 | 27.4525 | 14.945 | 9.74 | 0.0072486 | 0.0039461 | 0.0025718
6685 | HE 6682 | 0.00039228 | 30.325 | 17.305 | 12.4825 | 0.011896 | 0.0067884 | 0.0048966
6686 | HE 6683 | 0.00051278 | 24.105 | 18.3225 | 13.5 | 0.01236 | 0.0093953 | 0.0069225
6687 | HE 6684 | 0.00057803 | 30.19 | 21.835 | 16.0125 | 0.017451 | 0.012621 | 0.0092557
6688 | HE 6685 | 0.00059924 | 35.395 | 35.6275 | 18.0925 | 0.02121 | 0.021349 | 0.010842
6689 | HE 6686 | 0.0005608 | 53.7075 | 105.58 | 21.29 | 0.030119 | 0.05921 | 0.01194
6690 | HE 6687 | 0.0004797 | 34.49 | 486.865 | 51.2875 | 0.016545 | 0.23355 | 0.024603
6691 | HE 6688 | 0.00038134 | 34.85 | 2129.34 | 142.0575 | 0.01329 | 0.81201 | 0.054173
6692 | HE 6689 | 0.00021831 | 33.41 | 1503.9175 | 379.9425 | 0.0072938 | 0.32832 | 0.082945
6693 | HE 6690 | 5.1762e-05 | 30.7275 | 380.6925 | 69.205 | 0.0015905 | 0.019705 | 0.0035822
6694 | HE 6691 | 0 | 26.1125 | 67.7325 | 38.965 | 0 | 0 | 0
6695 | HE 6692 | 0 | 29.735 | 31.745 | 18.2075 | 0 | 0 | 0
6696 | HE 6693 | 0 | 28.9925 | 26.945 | 14.005 | 0 | 0 | 0
6697 | HE 6694 | 0 | 42.4475 | 22.6625 | 11.9125 | 0 | 0 | 0
6698 | HE 6695 | 0 | 45.33 | 23.865 | 10.37 | 0 | 0 | 0
6699 | HE 6696 | 0 | 139.64 | 21.4625 | 8.7375 | 0 | 0 | 0
6700 | HE 6697 | 0 | 201.1325 | 18.645 | 9.12 | 0 | 0 | 0
6701 | HE 6698 | 0 | 579.81 | 16.0575 | 7.9225 | 0 | 0 | 0
6702 | HE 6699 | 0 | 29.435 | 16.425 | 7.93 | 0 | 0 | 0
6703 | HE 6700 | 0 | 24.365 | 16.6 | 8.1875 | 0 | 0 | 0
6704 | HE 6701 | 0 | 22.385 | 16.42 | 9.52 | 0 | 0 | 0
6705 | HE 6702 | 0 | 21.5375 | 16.3125 | 13.7675 | 0 | 0 | 0
6706 | HE 6703 | 0 | 21.08 | 16.0175 | 14.1175 | 0 | 0 | 0
6707 | HE 6704 | 0.00010102 | 20.5825 | 16.385 | 14.87 | 0.0020793 | 0.0016553 | 0.0015022
6708 | HE 6705 | 0.00026404 | 21.0675 | 17.415 | 14.7 | 0.0055627 | 0.0045983 | 0.0038814
6709 | HE 6706 | 0.00039228 | 24.56 | 19.005 | 15.9725 | 0.0096344 | 0.0074553 | 0.0062657
6710 | HE 6707 | 0.00051278 | 24.1 | 23.0775 | 16.7425 | 0.012358 | 0.011834 | 0.0085851
6711 | HE 6708 | 0.00057803 | 31.445 | 39.4 | 17.5425 | 0.018176 | 0.022774 | 0.01014
6712 | HE 6709 | 0.00059924 | 43.95 | 41.8325 | 18.93 | 0.026337 | 0.025068 | 0.011344
6713 | HE 6710 | 0.0005608 | 40.615 | 50.355 | 22.5125 | 0.022777 | 0.028239 | 0.012625
6714 | HE 6711 | 0.0004797 | 45.15 | 396.88 | 27.2775 | 0.021659 | 0.19038 | 0.013085
6715 | HE 6712 | 0.00038134 | 45.8775 | 674.4575 | 44.37 | 0.017495 | 0.2572 | 0.01692
6716 | HE 6713 | 0.00021831 | 47.3475 | 34.985 | 83.7425 | 0.010336 | 0.0076376 | 0.018282
6717 | HE 6714 | 5.1762e-05 | 37.5875 | 25.285 | 27.1075 | 0.0019456 | 0.0013088 | 0.0014031
6718 | HE 6715 | 0 | 34.7425 | 23.535 | 29.5775 | 0 | 0 | 0
6719 | HE 6716 | 0 | 37.305 | 30.11 | 20.3825 | 0 | 0 | 0
6720 | HE 6717 | 0 | 32.985 | 18.69 | 18.5775 | 0 | 0 | 0
6721 | HE 6718 | 0 | 31.545 | 17.62 | 16.2725 | 0 | 0 | 0
6722 | HE 6719 | 0 | 30.975 | 15.96 | 16.48 | 0 | 0 | 0
6723 | HE 6720 | 0 | 25.7525 | 14.26 | 13.9 | 0 | 0 | 0
6724 | HE 6721 | 0 | 23.045 | 14.6325 | 12.4 | 0 | 0 | 0
6725 | HE 6722 | 0 | 21.1875 | 13.25 | 11.4675 | 0 | 0 | 0
6726 | HE 6723 | 0 | 21.3025 | 13.295 | 10.9425 | 0 | 0 | 0
6727 | HE 6724 | 0 | 20.83 | 13.055 | 11.595 | 0 | 0 | 0
6728 | HE 6725 | 0 | 20.2825 | 13.355 | 12.5425 | 0 | 0 | 0
6729 | HE 6726 | 0 | 20.0375 | 15.5 | 13.155 | 0 | 0 | 0
6730 | HE 6727 | 0 | 20.095 | 17.8625 | 13.9125 | 0 | 0 | 0
6731 | HE 6728 | 0.00010102 | 19.4275 | 16.8175 | 14.8225 | 0.0019627 | 0.001699 | 0.0014974
6732 | HE 6729 | 0.00026404 | 21.4325 | 16.5775 | 14.735 | 0.0056591 | 0.0043771 | 0.0038906
6733 | HE 6730 | 0.00039228 | 22.7675 | 18.31 | 15.61 | 0.0089312 | 0.0071827 | 0.0061235
6734 | HE 6731 | 0.00051278 | 21.3825 | 17.27 | 16.2975 | 0.010964 | 0.0088556 | 0.008357
6735 | HE 6732 | 0.00057803 | 21.865 | 19.61 | 17.62 | 0.012639 | 0.011335 | 0.010185
6736 | HE 6733 | 0.00059924 | 23.78 | 21.3175 | 19.4475 | 0.01425 | 0.012774 | 0.011654
6737 | HE 6734 | 0.0005608 | 28.1375 | 26.8525 | 32.1025 | 0.01578 | 0.015059 | 0.018003
6738 | HE 6735 | 0.0004797 | 29.43 | 41.905 | 32.265 | 0.014118 | 0.020102 | 0.015478
6739 | HE 6736 | 0.00038134 | 31.8275 | 66.175 | 103.2125 | 0.012137 | 0.025235 | 0.039359
6740 | HE 6737 | 0.00021831 | 30.9975 | 41.655 | 234.225 | 0.0067671 | 0.0090937 | 0.051134
6741 | HE 6738 | 5.1762e-05 | 29.2825 | 50.9075 | 65.485 | 0.0015157 | 0.0026351 | 0.0033896
6742 | HE 6739 | 0 | 22.93 | 29.2875 | 33.9075 | 0 | 0 | 0
6743 | HE 6740 | 0 | 22.9575 | 53.5775 | 21.045 | 0 | 0 | 0
6744 | HE 6741 | 0 | 20.9825 | 25.115 | 19.18 | 0 | 0 | 0
6745 | HE 6742 | 0 | 21.1475 | 21.75 | 17.7875 | 0 | 0 | 0
6746 | HE 6743 | 0 | 19.945 | 20.5375 | 17.56 | 0 | 0 | 0
6747 | HE 6744 | 0 | 19.5525 | 18.735 | 17.015 | 0 | 0 | 0
6748 | HE 6745 | 0 | 18.8425 | 20.045 | 16.775 | 0 | 0 | 0
6749 | HE 6746 | 0 | 19.4775 | 18 | 15.655 | 0 | 0 | 0
6750 | HE 6747 | 0 | 19.6425 | 16.3725 | 15.0175 | 0 | 0 | 0
6751 | HE 6748 | 0 | 19.4125 | 13.9675 | 14.18 | 0 | 0 | 0
6752 | HE 6749 | 0 | 19.9325 | 12.67 | 14.8275 | 0 | 0 | 0
6753 | HE 6750 | 0 | 20.5425 | 14.7525 | 14.5825 | 0 | 0 | 0
6754 | HE 6751 | 0 | 23.2275 | 14.175 | 16.9325 | 0 | 0 | 0
6755 | HE 6752 | 0.00010102 | 22.3425 | 14.245 | 16.6575 | 0.0022571 | 0.0014391 | 0.0016828
6756 | HE 6753 | 0.00026404 | 27.91 | 14.4825 | 16.615 | 0.0073694 | 0.003824 | 0.004387
6757 | HE 6754 | 0.00039228 | 32.2275 | 16.53 | 17.4875 | 0.012642 | 0.0064844 | 0.00686
6758 | HE 6755 | 0.00051278 | 31.945 | 15.3075 | 18.4525 | 0.016381 | 0.0078493 | 0.009462
6759 | HE 6756 | 0.00057803 | 26.58 | 15.025 | 20.1 | 0.015364 | 0.0086849 | 0.011618
6760 | HE 6757 | 0.00059924 | 27.785 | 17.4075 | 20.94 | 0.01665 | 0.010431 | 0.012548
6761 | HE 6758 | 0.0005608 | 29.1425 | 19.9475 | 25.7375 | 0.016343 | 0.011187 | 0.014434
6762 | HE 6759 | 0.0004797 | 30.1625 | 21.015 | 26.305 | 0.014469 | 0.010081 | 0.012619
6763 | HE 6760 | 0.00038134 | 30.215 | 21.5875 | 55.7775 | 0.011522 | 0.0082322 | 0.02127
6764 | HE 6761 | 0.00021831 | 29.86 | 25.0475 | 65.9 | 0.0065187 | 0.0054681 | 0.014387
6765 | HE 6762 | 5.1762e-05 | 33.1275 | 24.415 | 23.24 | 0.0017147 | 0.0012638 | 0.0012029
6766 | HE 6763 | 0 | 25.58 | 21.2425 | 23.92 | 0 | 0 | 0
6767 | HE 6764 | 0 | 29.0725 | 19.9225 | 32.27 | 0 | 0 | 0
6768 | HE 6765 | 0 | 47.255 | 18.3625 | 21.2375 | 0 | 0 | 0
6769 | HE 6766 | 0 | 27.6625 | 17.085 | 20.345 | 0 | 0 | 0
6770 | HE 6767 | 0 | 22.12 | 15.11 | 19.995 | 0 | 0 | 0
6771 | HE 6768 | 0 | 21.1075 | 13.43 | 17.3575 | 0 | 0 | 0
6772 | HE 6769 | 0 | 20.7275 | 12.97 | 17.0125 | 0 | 0 | 0
6773 | HE 6770 | 0 | 20.86 | 11.26 | 16.275 | 0 | 0 | 0
6774 | HE 6771 | 0 | 20.5 | 11.1675 | 15.1225 | 0 | 0 | 0
6775 | HE 6772 | 0 | 20.9025 | 10.7025 | 14.86 | 0 | 0 | 0
6776 | HE 6773 | 0 | 20.42 | 11.695 | 13.9075 | 0 | 0 | 0
6777 | HE 6774 | 0 | 22.0625 | 14.3525 | 15.1375 | 0 | 0 | 0
6778 | HE 6775 | 0 | 38.295 | 15.5525 | 16.6675 | 0 | 0 | 0
6779 | HE 6776 | 0.00010102 | 31.6775 | 15.46 | 17.1775 | 0.0032002 | 0.0015618 | 0.0017353
6780 | HE 6777 | 0.00026404 | 33.515 | 15.8175 | 17.535 | 0.0088493 | 0.0041765 | 0.00463
6781 | HE 6778 | 0.00039228 | 31.215 | 16.3425 | 17.535 | 0.012245 | 0.0064108 | 0.0068786
6782 | HE 6779 | 0.00051278 | 33.7525 | 14.33 | 17.6725 | 0.017307 | 0.0073481 | 0.009062
6783 | HE 6780 | 0.00057803 | 30.8875 | 16.89 | 18.2375 | 0.017854 | 0.0097629 | 0.010542
6784 | HE 6781 | 0.00059924 | 34.065 | 20.38 | 25.21 | 0.020413 | 0.012213 | 0.015107
6785 | HE 6782 | 0.0005608 | 31.04 | 23.575 | 34.5825 | 0.017407 | 0.013221 | 0.019394
6786 | HE 6783 | 0.0004797 | 29.995 | 25.43 | 29.76 | 0.014389 | 0.012199 | 0.014276
6787 | HE 6784 | 0.00038134 | 26.865 | 32.695 | 158.9675 | 0.010245 | 0.012468 | 0.060621
6788 | HE 6785 | 0.00021831 | 24.1725 | 53.09 | 399.7375 | 0.0052771 | 0.01159 | 0.087267
6789 | HE 6786 | 5.1762e-05 | 23.8575 | 30.7775 | 243.8175 | 0.0012349 | 0.0015931 | 0.01262
6790 | HE 6787 | 0 | 28.8575 | 27.2775 | 137.2 | 0 | 0 | 0
6791 | HE 6788 | 0 | 33.5125 | 24.505 | 67.5875 | 0 | 0 | 0
6792 | HE 6789 | 0 | 30.01 | 24.2375 | 20.83 | 0 | 0 | 0
6793 | HE 6790 | 0 | 24.055 | 21.475 | 18.295 | 0 | 0 | 0
6794 | HE 6791 | 0 | 21.6725 | 17.915 | 16.655 | 0 | 0 | 0
6795 | HE 6792 | 0 | 20.895 | 17.885 | 14.4525 | 0 | 0 | 0
6796 | HE 6793 | 0 | 21 | 16.96 | 13.3425 | 0 | 0 | 0
6797 | HE 6794 | 0 | 20.2875 | 16.005 | 6.68 | 0 | 0 | 0
6798 | HE 6795 | 0 | 20.08 | 15.275 | 6.0825 | 0 | 0 | 0
6799 | HE 6796 | 0 | 19.86 | 15.005 | 5.2125 | 0 | 0 | 0
6800 | HE 6797 | 0 | 20.1425 | 15.1475 | 6.4625 | 0 | 0 | 0
6801 | HE 6798 | 0 | 20.5575 | 16.23 | 8.7775 | 0 | 0 | 0
6802 | HE 6799 | 0 | 21.47 | 19.47 | 10.33 | 0 | 0 | 0
6803 | HE 6800 | 0.00010102 | 21.7625 | 20.0175 | 11.545 | 0.0021985 | 0.0020223 | 0.0011663
6804 | HE 6801 | 0.00026404 | 21.975 | 19.2625 | 18.5375 | 0.0058023 | 0.0050861 | 0.0048947
6805 | HE 6802 | 0.00039228 | 23.81 | 17.1975 | 13.5175 | 0.0093402 | 0.0067462 | 0.0053026
6806 | HE 6803 | 0.00051278 | 30.675 | 20.5925 | 16.82 | 0.015729 | 0.010559 | 0.0086249
6807 | HE 6804 | 0.00057803 | 31.135 | 20.89 | 23.1225 | 0.017997 | 0.012075 | 0.013365
6808 | HE 6805 | 0.00059924 | 30.74 | 22.3675 | 23.26 | 0.018421 | 0.013404 | 0.013938
6809 | HE 6806 | 0.0005608 | 31.67 | 32.4375 | 28.44 | 0.017761 | 0.018191 | 0.015949
6810 | HE 6807 | 0.0004797 | 35.1425 | 30.5625 | 50.8325 | 0.016858 | 0.014661 | 0.024384
6811 | HE 6808 | 0.00038134 | 35.8275 | 72.2125 | 136.3825 | 0.013663 | 0.027538 | 0.052008
6812 | HE 6809 | 0.00021831 | 39.495 | 36.725 | 299.4625 | 0.0086222 | 0.0080174 | 0.065376
6813 | HE 6810 | 5.1762e-05 | 40.95 | 57.73 | 140.705 | 0.0021196 | 0.0029882 | 0.0072831
6814 | HE 6811 | 0 | 31.485 | 25.8775 | 30.9325 | 0 | 0 | 0
6815 | HE 6812 | 0 | 32.8025 | 26.8175 | 24.3675 | 0 | 0 | 0
6816 | HE 6813 | 0 | 30.6325 | 29.0925 | 18.4675 | 0 | 0 | 0
6817 | HE 6814 | 0 | 23.9375 | 20.5225 | 16.78 | 0 | 0 | 0
6818 | HE 6815 | 0 | 21.925 | 15.25 | 16.625 | 0 | 0 | 0
6819 | HE 6816 | 0 | 21.6125 | 13.795 | 14.7075 | 0 | 0 | 0
6820 | HE 6817 | 0 | 21.905 | 12.99 | 14.1075 | 0 | 0 | 0
6821 | HE 6818 | 0 | 21.49 | 10.2625 | 14.405 | 0 | 0 | 0
6822 | HE 6819 | 0 | 20.83 | 8.2275 | 13.25 | 0 | 0 | 0
6823 | HE 6820 | 0 | 20.475 | 6.435 | 11.4125 | 0 | 0 | 0
6824 | HE 6821 | 0 | 20.0775 | 9.555 | 11.1625 | 0 | 0 | 0
6825 | HE 6822 | 0 | 20.425 | 11.4975 | 6.025 | 0 | 0 | 0
6826 | HE 6823 | 0 | 21.42 | 13.0325 | 3.825 | 0 | 0 | 0
6827 | HE 6824 | 0.00010102 | 21.635 | 12.6675 | 2.6225 | 0.0021857 | 0.0012797 | 0.00026494
6828 | HE 6825 | 0.00026404 | 21.4875 | 13.6 | 8.41 | 0.0056736 | 0.003591 | 0.0022206
6829 | HE 6826 | 0.00039228 | 21.535 | 14.205 | 14.875 | 0.0084478 | 0.0055723 | 0.0058352
6830 | HE 6827 | 0.00051278 | 21.3925 | 14.8125 | 16.67 | 0.01097 | 0.0075955 | 0.008548
6831 | HE 6828 | 0.00057803 | 21.03 | 16.1875 | 19.96 | 0.012156 | 0.0093568 | 0.011537
6832 | HE 6829 | 0.00059924 | 22.5575 | 16.0625 | 25.1175 | 0.013517 | 0.0096253 | 0.015051
6833 | HE 6830 | 0.0005608 | 32.5175 | 15.1875 | 29.5125 | 0.018236 | 0.0085172 | 0.016551
6834 | HE 6831 | 0.0004797 | 28.875 | 16.1825 | 28.665 | 0.013851 | 0.0077628 | 0.013751
6835 | HE 6832 | 0.00038134 | 34.08 | 16.665 | 29.2775 | 0.012996 | 0.0063551 | 0.011165
6836 | HE 6833 | 0.00021831 | 43.2 | 17.6625 | 32.375 | 0.009431 | 0.0038559 | 0.0070678
6837 | HE 6834 | 5.1762e-05 | 32.12 | 18.6675 | 27.5025 | 0.0016626 | 0.00096626 | 0.0014236
6838 | HE 6835 | 0 | 33.5075 | 21.08 | 24.655 | 0 | 0 | 0
6839 | HE 6836 | 0 | 36.52 | 24.575 | 23.2975 | 0 | 0 | 0
6840 | HE 6837 | 0 | 28.6725 | 23.105 | 19.035 | 0 | 0 | 0
6841 | HE 6838 | 0 | 28.39 | 21.6675 | 17.4975 | 0 | 0 | 0
6842 | HE 6839 | 0 | 22.195 | 20.03 | 16.155 | 0 | 0 | 0
6843 | HE 6840 | 0 | 21.5225 | 19.045 | 13.625 | 0 | 0 | 0
6844 | HE 6841 | 0 | 21.1375 | 19.39 | 14.245 | 0 | 0 | 0
6845 | HE 6842 | 0 | 20.9 | 18.3325 | 13.2775 | 0 | 0 | 0
6846 | HE 6843 | 0 | 20.28 | 18.4275 | 13.3725 | 0 | 0 | 0
6847 | HE 6844 | 0 | 20.1675 | 18.435 | 10.5375 | 0 | 0 | 0
6848 | HE 6845 | 0 | 20.53 | 19.0075 | 11.0475 | 0 | 0 | 0
6849 | HE 6846 | 0 | 21.37 | 19.285 | 13.1725 | 0 | 0 | 0
6850 | HE 6847 | 0 | 33.675 | 18.89 | 11.405 | 0 | 0 | 0
6851 | HE 6848 | 0.00010102 | 30.78 | 18.535 | 11.6475 | 0.0031095 | 0.0018725 | 0.0011767
6852 | HE 6849 | 0.00026404 | 42.2475 | 19.295 | 14.5 | 0.011155 | 0.0050947 | 0.0038286
6853 | HE 6850 | 0.00039228 | 27.8625 | 20.085 | 13.53 | 0.01093 | 0.0078789 | 0.0053076
6854 | HE 6851 | 0.00051278 | 22.5525 | 18.7925 | 16.6475 | 0.011564 | 0.0096363 | 0.0085364
6855 | HE 6852 | 0.00057803 | 21.5925 | 17.2475 | 23.19 | 0.012481 | 0.0099695 | 0.013404
6856 | HE 6853 | 0.00059924 | 23.8925 | 16.6925 | 22.1825 | 0.014317 | 0.010003 | 0.013293
6857 | HE 6854 | 0.0005608 | 35.5625 | 16.2225 | 26.2975 | 0.019944 | 0.0090976 | 0.014748
6858 | HE 6855 | 0.0004797 | 49.0025 | 15.455 | 27.645 | 0.023507 | 0.0074138 | 0.013261
6859 | HE 6856 | 0.00038134 | 123.61 | 15.485 | 33.9225 | 0.047138 | 0.0059051 | 0.012936
6860 | HE 6857 | 0.00021831 | 164.215 | 15.59 | 33.2775 | 0.03585 | 0.0034035 | 0.0072648
6861 | HE 6858 | 5.1762e-05 | 53.8825 | 16.2075 | 27.8325 | 0.002789 | 0.00083893 | 0.0014407
6862 | HE 6859 | 0 | 43.5425 | 18.115 | 25.4575 | 0 | 0 | 0
6863 | HE 6860 | 0 | 53.0425 | 18.4275 | 24.9525 | 0 | 0 | 0
6864 | HE 6861 | 0 | 34.1875 | 15.985 | 22.4875 | 0 | 0 | 0
6865 | HE 6862 | 0 | 34.7425 | 14.24 | 20.9975 | 0 | 0 | 0
6866 | HE 6863 | 0 | 23.965 | 11.04 | 19.8275 | 0 | 0 | 0
6867 | HE 6864 | 0 | 22.4675 | 10.1125 | 17.99 | 0 | 0 | 0
6868 | HE 6865 | 0 | 22.1075 | 9.8975 | 16.6425 | 0 | 0 | 0
6869 | HE 6866 | 0 | 21.495 | 7.9975 | 16.135 | 0 | 0 | 0
6870 | HE 6867 | 0 | 20.09 | 7.5575 | 15.6275 | 0 | 0 | 0
6871 | HE 6868 | 0 | 19.535 | 7.5225 | 15.08 | 0 | 0 | 0
6872 | HE 6869 | 0 | 19.1275 | 9.4075 | 14.23 | 0 | 0 | 0
6873 | HE 6870 | 0 | 19.585 | 9.35 | 13.31 | 0 | 0 | 0
6874 | HE 6871 | 0 | 20.9725 | 10.29 | 13.735 | 0 | 0 | 0
6875 | HE 6872 | 0.00010102 | 20.98 | 12.8525 | 14.0375 | 0.0021195 | 0.0012984 | 0.0014181
6876 | HE 6873 | 0.00026404 | 21.215 | 13.435 | 11.98 | 0.0056016 | 0.0035474 | 0.0031632
6877 | HE 6874 | 0.00039228 | 25.325 | 17.0675 | 15.4325 | 0.0099345 | 0.0066952 | 0.0060539
6878 | HE 6875 | 0.00051278 | 26.925 | 17.49 | 15.8975 | 0.013806 | 0.0089684 | 0.0081519
6879 | HE 6876 | 0.00057803 | 127.1125 | 17.7675 | 16.02 | 0.073475 | 0.01027 | 0.00926
6880 | HE 6877 | 0.00059924 | 128.415 | 18.5625 | 20.2375 | 0.076952 | 0.011123 | 0.012127
6881 | HE 6878 | 0.0005608 | 312.21 | 19.225 | 24.3975 | 0.17509 | 0.010781 | 0.013682
6882 | HE 6879 | 0.0004797 | 50.5175 | 19.5125 | 109.7425 | 0.024233 | 0.0093602 | 0.052644
6883 | HE 6880 | 0.00038134 | 46.0025 | 20.695 | 50.48 | 0.017543 | 0.0078919 | 0.01925
6884 | HE 6881 | 0.00021831 | 35.915 | 22.385 | 84.75 | 0.0078406 | 0.0048869 | 0.018502
6885 | HE 6882 | 5.1762e-05 | 36.9675 | 23.8525 | 50.61 | 0.0019135 | 0.0012346 | 0.0026197
6886 | HE 6883 | 0 | 34.3675 | 23.8175 | 30.8175 | 0 | 0 | 0
6887 | HE 6884 | 0 | 35.68 | 22.8375 | 25.7425 | 0 | 0 | 0
6888 | HE 6885 | 0 | 33.33 | 20.69 | 22.6675 | 0 | 0 | 0
6889 | HE 6886 | 0 | 32.4725 | 18.98 | 17.605 | 0 | 0 | 0
6890 | HE 6887 | 0 | 30.9925 | 19.3875 | 17.48 | 0 | 0 | 0
6891 | HE 6888 | 0 | 27.005 | 17.4975 | 16.17 | 0 | 0 | 0
6892 | HE 6889 | 0 | 21.695 | 17.2075 | 19.0475 | 0 | 0 | 0
6893 | HE 6890 | 0 | 20.855 | 17.675 | 13.7125 | 0 | 0 | 0
6894 | HE 6891 | 0 | 19.495 | 18.2875 | 13.1475 | 0 | 0 | 0
6895 | HE 6892 | 0 | 19.2475 | 17.0875 | 12.265 | 0 | 0 | 0
6896 | HE 6893 | 0 | 19.14 | 17.12 | 11.785 | 0 | 0 | 0
6897 | HE 6894 | 0 | 19.1175 | 17.4125 | 15.2925 | 0 | 0 | 0
6898 | HE 6895 | 0 | 19.5225 | 17.8025 | 22.4075 | 0 | 0 | 0
6899 | HE 6896 | 0.00010102 | 19.215 | 17.6075 | 18.95 | 0.0019412 | 0.0017788 | 0.0019144
6900 | HE 6897 | 0.00026404 | 20.5925 | 16.68 | 17.1025 | 0.0054373 | 0.0044042 | 0.0045158
6901 | HE 6898 | 0.00039228 | 21.43 | 18.33 | 16.9375 | 0.0084066 | 0.0071905 | 0.0066442
6902 | HE 6899 | 0.00051278 | 21.6925 | 19.135 | 17.3425 | 0.011123 | 0.009812 | 0.0088928
6903 | HE 6900 | 0.00057803 | 27.115 | 20.115 | 18.9275 | 0.015673 | 0.011627 | 0.010941
6904 | HE 6901 | 0.00059924 | 24.045 | 24.42 | 23.655 | 0.014409 | 0.014633 | 0.014175
6905 | HE 6902 | 0.0005608 | 29.2025 | 24.6075 | 26.4025 | 0.016377 | 0.0138 | 0.014807
6906 | HE 6903 | 0.0004797 | 29.095 | 24.28 | 28.315 | 0.013957 | 0.011647 | 0.013583
6907 | HE 6904 | 0.00038134 | 30.3425 | 23.39 | 39.3225 | 0.011571 | 0.0089196 | 0.014995
6908 | HE 6905 | 0.00021831 | 26.8925 | 23.43 | 51.7975 | 0.0058709 | 0.005115 | 0.011308
6909 | HE 6906 | 5.1762e-05 | 21.705 | 22.0075 | 37.835 | 0.0011235 | 0.0011391 | 0.0019584
6910 | HE 6907 | 0 | 22.02 | 22.7625 | 28.2125 | 0 | 0 | 0
6911 | HE 6908 | 0 | 24.8 | 24.575 | 23.49 | 0 | 0 | 0
6912 | HE 6909 | 0 | 33.76 | 20.275 | 32.1025 | 0 | 0 | 0
6913 | HE 6910 | 0 | 26.7675 | 18.815 | 18.0725 | 0 | 0 | 0
6914 | HE 6911 | 0 | 19.4325 | 17.31 | 23.5525 | 0 | 0 | 0
6915 | HE 6912 | 0 | 17.3775 | 14.0875 | 20.93 | 0 | 0 | 0
6916 | HE 6913 | 0 | 13.61 | 12.975 | 16.075 | 0 | 0 | 0
6917 | HE 6914 | 0 | 11.7875 | 11.9525 | 15.6325 | 0 | 0 | 0
6918 | HE 6915 | 0 | 11.7725 | 14.2375 | 13.09 | 0 | 0 | 0
6919 | HE 6916 | 0 | 12.0275 | 15.2825 | 13.2075 | 0 | 0 | 0
6920 | HE 6917 | 0 | 15.14 | 16.0175 | 13.8525 | 0 | 0 | 0
6921 | HE 6918 | 0 | 15.1225 | 20.5925 | 13.865 | 0 | 0 | 0
6922 | HE 6919 | 0 | 19.015 | 27.2525 | 14.575 | 0 | 0 | 0
6923 | HE 6920 | 0.00010102 | 18.045 | 25.1275 | 15.0625 | 0.001823 | 0.0025385 | 0.0015217
6924 | HE 6921 | 0.00026404 | 18.415 | 20.9875 | 16.6525 | 0.0048623 | 0.0055416 | 0.0043969
6925 | HE 6922 | 0.00039228 | 17.32 | 22.0075 | 17.2275 | 0.0067943 | 0.0086331 | 0.006758
6926 | HE 6923 | 0.00051278 | 16.495 | 20.6575 | 17.245 | 0.0084582 | 0.010593 | 0.0088428
6927 | HE 6924 | 0.00057803 | 16.5375 | 22.3725 | 19.425 | 0.0095591 | 0.012932 | 0.011228
6928 | HE 6925 | 0.00059924 | 16.9775 | 24.5575 | 59.9 | 0.010174 | 0.014716 | 0.035895
6929 | HE 6926 | 0.0005608 | 17.16 | 30.595 | 29.925 | 0.0096234 | 0.017158 | 0.016782
6930 | HE 6927 | 0.0004797 | 17.7625 | 50.8225 | 24.8125 | 0.0085207 | 0.02438 | 0.011903
6931 | HE 6928 | 0.00038134 | 17.9325 | 99.04 | 30.7675 | 0.0068384 | 0.037768 | 0.011733
6932 | HE 6929 | 0.00021831 | 18.2125 | 64.6875 | 24.99 | 0.003976 | 0.014122 | 0.0054556
6933 | HE 6930 | 5.1762e-05 | 18.3675 | 33.4125 | 20.325 | 0.00095073 | 0.0017295 | 0.0010521
6934 | HE 6931 | 0 | 19.4025 | 21.28 | 46.19 | 0 | 0 | 0
6935 | HE 6932 | 0 | 20.9325 | 24.985 | 116.2925 | 0 | 0 | 0
6936 | HE 6933 | 0 | 20.755 | 16.48 | 20.99 | 0 | 0 | 0
6937 | HE 6934 | 0 | 20.17 | 26.455 | 16.4775 | 0 | 0 | 0
6938 | HE 6935 | 0 | 19.08 | 15.8625 | 19.9725 | 0 | 0 | 0
6939 | HE 6936 | 0 | 18.945 | 14.755 | 18.2125 | 0 | 0 | 0
6940 | HE 6937 | 0 | 18.295 | 14.925 | 16.4975 | 0 | 0 | 0
6941 | HE 6938 | 0 | 16.9375 | 14.04 | 17.14 | 0 | 0 | 0
6942 | HE 6939 | 0 | 17.225 | 13.2125 | 15.885 | 0 | 0 | 0
6943 | HE 6940 | 0 | 16.9775 | 13.015 | 14.855 | 0 | 0 | 0
6944 | HE 6941 | 0 | 17.7675 | 12.35 | 14.87 | 0 | 0 | 0
6945 | HE 6942 | 0 | 19.1725 | 12.7275 | 15.4175 | 0 | 0 | 0
6946 | HE 6943 | 0 | 20.43 | 18.75 | 18.6975 | 0 | 0 | 0
6947 | HE 6944 | 0.00010102 | 20.665 | 18.615 | 18.475 | 0.0020877 | 0.0018806 | 0.0018664
6948 | HE 6945 | 0.00026404 | 20.525 | 18.7625 | 21.8825 | 0.0054194 | 0.0049541 | 0.0057779
6949 | HE 6946 | 0.00039228 | 20.4925 | 19.105 | 21.0175 | 0.0080388 | 0.0074945 | 0.0082447
6950 | HE 6947 | 0.00051278 | 21.7525 | 18.21 | 17.9 | 0.011154 | 0.0093376 | 0.0091787
6951 | HE 6948 | 0.00057803 | 23.095 | 0.4075 | 16.1475 | 0.01335 | 0.00023555 | 0.0093337
6952 | HE 6949 | 0.00059924 | 24.5475 | 17.7625 | 18.2 | 0.01471 | 0.010644 | 0.010906
6953 | HE 6950 | 0.0005608 | 24.17 | 16.415 | 18.555 | 0.013555 | 0.0092056 | 0.010406
6954 | HE 6951 | 0.0004797 | 24.025 | 16.9625 | 18.4775 | 0.011525 | 0.0081369 | 0.0088637
6955 | HE 6952 | 0.00038134 | 23.505 | 16.5075 | 19.1425 | 0.0089635 | 0.006295 | 0.0072998
6956 | HE 6953 | 0.00021831 | 23.15 | 16.8275 | 20.41 | 0.0050539 | 0.0036736 | 0.0044557
6957 | HE 6954 | 5.1762e-05 | 25.0025 | 17.195 | 21.0625 | 0.0012942 | 0.00089004 | 0.0010902
6958 | HE 6955 | 0 | 33.7675 | 18.585 | 34.205 | 0 | 0 | 0
6959 | HE 6956 | 0 | 40.3725 | 18.8975 | 23.23 | 0 | 0 | 0
6960 | HE 6957 | 0 | 33.4675 | 16.9175 | 17.8475 | 0 | 0 | 0
6961 | HE 6958 | 0 | 25.83 | 16.74 | 15.1825 | 0 | 0 | 0
6962 | HE 6959 | 0 | 22.555 | 15.93 | 11.4975 | 0 | 0 | 0
6963 | HE 6960 | 0 | 21.4975 | 14.9925 | 11.025 | 0 | 0 | 0
6964 | HE 6961 | 0 | 21.145 | 14.3675 | 13.2075 | 0 | 0 | 0
6965 | HE 6962 | 0 | 20.87 | 12.8725 | 11.4575 | 0 | 0 | 0
6966 | HE 6963 | 0 | 20.7075 | 9.5475 | 11.355 | 0 | 0 | 0
6967 | HE 6964 | 0 | 20.555 | 4.9575 | 10.5375 | 0 | 0 | 0
6968 | HE 6965 | 0 | 20.395 | 7.42 | 10.8875 | 0 | 0 | 0
6969 | HE 6966 | 0 | 20.73 | 13.88 | 7.4 | 0 | 0 | 0
6970 | HE 6967 | 0 | 22.205 | 16.4025 | 8.7 | 0 | 0 | 0
6971 | HE 6968 | 0.00010102 | 20.6375 | 17.645 | 11.25 | 0.0020849 | 0.0017826 | 0.0011365
6972 | HE 6969 | 0.00026404 | 21.58 | 17.0375 | 9.92 | 0.005698 | 0.0044986 | 0.0026193
6973 | HE 6970 | 0.00039228 | 21.44 | 18.7925 | 10.6575 | 0.0084105 | 0.0073719 | 0.0041807
6974 | HE 6971 | 0.00051278 | 21.575 | 18.02 | 12.235 | 0.011063 | 0.0092402 | 0.0062738
6975 | HE 6972 | 0.00057803 | 21.5375 | 17.6025 | 14.03 | 0.012449 | 0.010175 | 0.0081097
6976 | HE 6973 | 0.00059924 | 20.9175 | 17.6575 | 17.3475 | 0.012535 | 0.010581 | 0.010395
6977 | HE 6974 | 0.0005608 | 20.5675 | 16.905 | 16.4775 | 0.011534 | 0.0094804 | 0.0092406
6978 | HE 6975 | 0.0004797 | 19.9325 | 16.7875 | 16.735 | 0.0095617 | 0.008053 | 0.0080278
6979 | HE 6976 | 0.00038134 | 19.6175 | 16.73 | 16.7875 | 0.007481 | 0.0063799 | 0.0064018
6980 | HE 6977 | 0.00021831 | 19.7425 | 14.43 | 16.305 | 0.00431 | 0.0031502 | 0.0035596
6981 | HE 6978 | 5.1762e-05 | 19.965 | 15.2275 | 15.6875 | 0.0010334 | 0.0007882 | 0.00081201
6982 | HE 6979 | 0 | 21.005 | 15.83 | 16.9775 | 0 | 0 | 0
6983 | HE 6980 | 0 | 22.59 | 16.8175 | 17.28 | 0 | 0 | 0
6984 | HE 6981 | 0 | 22.8925 | 15.2475 | 15.415 | 0 | 0 | 0
6985 | HE 6982 | 0 | 23.025 | 11.8025 | 14.745 | 0 | 0 | 0
6986 | HE 6983 | 0 | 21.7025 | 8.425 | 13.4725 | 0 | 0 | 0
6987 | HE 6984 | 0 | 21.495 | 5.2325 | 11.725 | 0 | 0 | 0
6988 | HE 6985 | 0 | 20.805 | 7.67 | 15.2675 | 0 | 0 | 0
6989 | HE 6986 | 0 | 20.415 | 6.585 | 11.855 | 0 | 0 | 0
6990 | HE 6987 | 0 | 19.875 | 5.475 | 9.06 | 0 | 0 | 0
6991 | HE 6988 | 0 | 19.8975 | 1.8375 | 8.1375 | 0 | 0 | 0
6992 | HE 6989 | 0 | 20.015 | 2.0125 | 8.4625 | 0 | 0 | 0
6993 | HE 6990 | 0 | 21.0375 | 8.7075 | 8.1925 | 0 | 0 | 0
6994 | HE 6991 | 0 | 22.8675 | 11.0075 | 11.195 | 0 | 0 | 0
6995 | HE 6992 | 0.00010102 | 23.235 | 11.93 | 10.9975 | 0.0023473 | 0.0012052 | 0.001111
6996 | HE 6993 | 0.00026404 | 23.005 | 12.2875 | 13.1475 | 0.0060743 | 0.0032444 | 0.0034715
6997 | HE 6994 | 0.00039228 | 23.8775 | 16.03 | 16.1075 | 0.0093667 | 0.0062883 | 0.0063187
6998 | HE 6995 | 0.00051278 | 23.0675 | 17.1575 | 16.6975 | 0.011828 | 0.008798 | 0.0085621
6999 | HE 6996 | 0.00057803 | 21.175 | 17.1825 | 21.495 | 0.01224 | 0.009932 | 0.012425
7000 | HE 6997 | 0.00059924 | 21.9725 | 17.4325 | 23.95 | 0.013167 | 0.010446 | 0.014352
7001 | HE 6998 | 0.0005608 | 22.425 | 17.19 | 25.8975 | 0.012576 | 0.0096402 | 0.014523
7002 | HE 6999 | 0.0004797 | 23.0975 | 17.805 | 28.655 | 0.01108 | 0.0085411 | 0.013746
7003 | HE 7000 | 0.00038134 | 23.49 | 18.4775 | 27.3875 | 0.0089577 | 0.0070463 | 0.010444
7004 | HE 7001 | 0.00021831 | 23.42 | 19.155 | 26.7425 | 0.0051128 | 0.0041817 | 0.0058382
7005 | HE 7002 | 5.1762e-05 | 24.0575 | 17.8425 | 28.0475 | 0.0012453 | 0.00092356 | 0.0014518
7006 | HE 7003 | 0 | 29.0725 | 17.8875 | 24.9375 | 0 | 0 | 0
7007 | HE 7004 | 0 | 35.715 | 16.8475 | 25.75 | 0 | 0 | 0
7008 | HE 7005 | 0 | 32.7675 | 15.12 | 27.3125 | 0 | 0 | 0
7009 | HE 7006 | 0 | 27.5325 | 13.7675 | 24.1025 | 0 | 0 | 0
7010 | HE 7007 | 0 | 22.7175 | 15.6925 | 36.585 | 0 | 0 | 0
7011 | HE 7008 | 0 | 21.9275 | 15.84 | 23.7625 | 0 | 0 | 0
7012 | HE 7009 | 0 | 21.8525 | 18.375 | 24.4125 | 0 | 0 | 0
7013 | HE 7010 | 0 | 21.3975 | 16.6075 | 21.9625 | 0 | 0 | 0
7014 | HE 7011 | 0 | 21.2875 | 15.265 | 23.37 | 0 | 0 | 0
7015 | HE 7012 | 0 | 21.2 | 14.4975 | 24.1925 | 0 | 0 | 0
7016 | HE 7013 | 0 | 21.25 | 8.7575 | 23.4675 | 0 | 0 | 0
7017 | HE 7014 | 0 | 21.835 | 9.9225 | 26.295 | 0 | 0 | 0
7018 | HE 7015 | 0 | 27.4575 | 13.3625 | 27.3875 | 0 | 0 | 0
7019 | HE 7016 | 0.00010102 | 31.8175 | 14.605 | 28.8425 | 0.0032143 | 0.0014755 | 0.0029138
7020 | HE 7017 | 0.00026404 | 32.565 | 14.56 | 48.0775 | 0.0085985 | 0.0038444 | 0.012694
7021 | HE 7018 | 0.00039228 | 33.615 | 14.36 | 32.7875 | 0.013186 | 0.0056331 | 0.012862
7022 | HE 7019 | 0.00051278 | 39.1825 | 18.3825 | 40.5125 | 0.020092 | 0.0094261 | 0.020774
7023 | HE 7020 | 0.00057803 | 43.015 | 18.4125 | 30.085 | 0.024864 | 0.010643 | 0.01739
7024 | HE 7021 | 0.00059924 | 32.59 | 20.8325 | 34.0125 | 0.019529 | 0.012484 | 0.020382
7025 | HE 7022 | 0.0005608 | 33.7025 | 22.6675 | 30.7625 | 0.0189 | 0.012712 | 0.017252
7026 | HE 7023 | 0.0004797 | 36.0875 | 27.0125 | 37.425 | 0.017311 | 0.012958 | 0.017953
7027 | HE 7024 | 0.00038134 | 44.12 | 36.145 | 54.8075 | 0.016825 | 0.013784 | 0.0209
7028 | HE 7025 | 0.00021831 | 35.7075 | 31.6525 | 52.3275 | 0.0077953 | 0.0069101 | 0.011424
7029 | HE 7026 | 5.1762e-05 | 33.93 | 28.145 | 32.1425 | 0.0017563 | 0.0014568 | 0.0016637
7030 | HE 7027 | 0 | 59.78 | 26.715 | 33.545 | 0 | 0 | 0
7031 | HE 7028 | 0 | 33.1525 | 26.62 | 139.4375 | 0 | 0 | 0
7032 | HE 7029 | 0 | 33.395 | 22.395 | 28.51 | 0 | 0 | 0
7033 | HE 7030 | 0 | 38.6925 | 22.0275 | 70.94 | 0 | 0 | 0
7034 | HE 7031 | 0 | 31 | 23.0725 | 25.73 | 0 | 0 | 0
7035 | HE 7032 | 0 | 24.445 | 21.1275 | 21.6575 | 0 | 0 | 0
7036 | HE 7033 | 0 | 31.4775 | 19.99 | 20.0225 | 0 | 0 | 0
7037 | HE 7034 | 0 | 22.0475 | 18.4625 | 18.9525 | 0 | 0 | 0
7038 | HE 7035 | 0 | 21.1825 | 17.35 | 17.7875 | 0 | 0 | 0
7039 | HE 7036 | 0 | 20.715 | 14.18 | 17.5775 | 0 | 0 | 0
7040 | HE 7037 | 0 | 20.2775 | 12.4775 | 17.4425 | 0 | 0 | 0
7041 | HE 7038 | 0 | 20.1325 | 12.17 | 17.78 | 0 | 0 | 0
7042 | HE 7039 | 0 | 20.635 | 12.225 | 21.3275 | 0 | 0 | 0
7043 | HE 7040 | 0.00010102 | 21.105 | 12.4925 | 24.29 | 0.0021321 | 0.001262 | 0.0024539
7044 | HE 7041 | 0.00026404 | 21.5675 | 13.9675 | 23.875 | 0.0056947 | 0.003688 | 0.006304
7045 | HE 7042 | 0.00039228 | 23.3425 | 15.3525 | 26.265 | 0.0091568 | 0.0060225 | 0.010303
7046 | HE 7043 | 0.00051278 | 30.7825 | 15.745 | 28.11 | 0.015785 | 0.0080737 | 0.014414
7047 | HE 7044 | 0.00057803 | 26.8125 | 18.005 | 36.1125 | 0.015498 | 0.010407 | 0.020874
7048 | HE 7045 | 0.00059924 | 27.7325 | 17.795 | 54.54 | 0.016618 | 0.010663 | 0.032683
7049 | HE 7046 | 0.0005608 | 27.605 | 19.1375 | 58.5725 | 0.015481 | 0.010732 | 0.032848
7050 | HE 7047 | 0.0004797 | 23.4 | 22.635 | 44.2275 | 0.011225 | 0.010858 | 0.021216
7051 | HE 7048 | 0.00038134 | 21.945 | 25.04 | 58.485 | 0.0083686 | 0.0095488 | 0.022303
7052 | HE 7049 | 0.00021831 | 21.9125 | 23.7025 | 39.8775 | 0.0047837 | 0.0051745 | 0.0087057
7053 | HE 7050 | 5.1762e-05 | 22.73 | 28.915 | 31.2525 | 0.0011765 | 0.0014967 | 0.0016177
7054 | HE 7051 | 0 | 24.05 | 26.1575 | 30.1725 | 0 | 0 | 0
7055 | HE 7052 | 0 | 23.5975 | 24.2275 | 33.6325 | 0 | 0 | 0
7056 | HE 7053 | 0 | 22.675 | 23.16 | 24.975 | 0 | 0 | 0
7057 | HE 7054 | 0 | 21.74 | 21.8625 | 55.9175 | 0 | 0 | 0
7058 | HE 7055 | 0 | 22.3475 | 22.2375 | 19.6325 | 0 | 0 | 0
7059 | HE 7056 | 0 | 21.755 | 16.0775 | 19.155 | 0 | 0 | 0
7060 | HE 7057 | 0 | 22.285 | 23.8225 | 18.22 | 0 | 0 | 0
7061 | HE 7058 | 0 | 21.235 | 17.3125 | 15.905 | 0 | 0 | 0
7062 | HE 7059 | 0 | 20.8725 | 20.3125 | 15.73 | 0 | 0 | 0
7063 | HE 7060 | 0 | 20.515 | 22.04 | 17.2425 | 0 | 0 | 0
7064 | HE 7061 | 0 | 20.2425 | 23.14 | 17.9 | 0 | 0 | 0
7065 | HE 7062 | 0 | 20.0275 | 26.09 | 17.64 | 0 | 0 | 0
7066 | HE 7063 | 0 | 20.3475 | 20.5875 | 19.3975 | 0 | 0 | 0
7067 | HE 7064 | 0.00010102 | 20.4575 | 19.3425 | 21.61 | 0.0020667 | 0.0019541 | 0.0021831
7068 | HE 7065 | 0.00026404 | 20.72 | 18.6975 | 21.6375 | 0.0054709 | 0.0049369 | 0.0057132
7069 | HE 7066 | 0.00039228 | 21.15 | 19.745 | 18.9775 | 0.0082967 | 0.0077456 | 0.0074445
7070 | HE 7067 | 0.00051278 | 20.71 | 19.295 | 19.85 | 0.01062 | 0.009894 | 0.010179
7071 | HE 7068 | 0.00057803 | 19.595 | 19.4475 | 20.175 | 0.011326 | 0.011241 | 0.011662
7072 | HE 7069 | 0.00059924 | 19.9875 | 19.62 | 28.7425 | 0.011977 | 0.011757 | 0.017224
7073 | HE 7070 | 0.0005608 | 20.4375 | 19.94 | 34.925 | 0.011461 | 0.011182 | 0.019586
7074 | HE 7071 | 0.0004797 | 20.705 | 20.945 | 36.83 | 0.0099322 | 0.010047 | 0.017667
7075 | HE 7072 | 0.00038134 | 21.0525 | 21.17 | 61.9675 | 0.0080282 | 0.008073 | 0.023631
7076 | HE 7073 | 0.00021831 | 21.3975 | 22.04 | 94.73 | 0.0046713 | 0.0048116 | 0.020681
7077 | HE 7074 | 5.1762e-05 | 21.715 | 22.1725 | 52.4825 | 0.001124 | 0.0011477 | 0.0027166
7078 | HE 7075 | 0 | 23.475 | 27.4675 | 46.9625 | 0 | 0 | 0
7079 | HE 7076 | 0 | 29.4525 | 25.72 | 27.9775 | 0 | 0 | 0
7080 | HE 7077 | 0 | 23.4425 | 18.915 | 31.4675 | 0 | 0 | 0
7081 | HE 7078 | 0 | 22.7525 | 18.2675 | 26.3225 | 0 | 0 | 0
7082 | HE 7079 | 0 | 20.79 | 16.9475 | 27.7 | 0 | 0 | 0
7083 | HE 7080 | 0 | 19.015 | 15.26 | 19.9125 | 0 | 0 | 0
7084 | HE 7081 | 0 | 19.005 | 14.6525 | 18.1025 | 0 | 0 | 0
7085 | HE 7082 | 0 | 19.0175 | 12.7125 | 17.85 | 0 | 0 | 0
7086 | HE 7083 | 0 | 18.96 | 11.8925 | 16.4675 | 0 | 0 | 0
7087 | HE 7084 | 0 | 19.23 | 12.61 | 17.5375 | 0 | 0 | 0
7088 | HE 7085 | 0 | 19.66 | 12.88 | 17.915 | 0 | 0 | 0
7089 | HE 7086 | 0 | 21.095 | 14.305 | 18.805 | 0 | 0 | 0
7090 | HE 7087 | 0 | 25.525 | 18.0975 | 22.585 | 0 | 0 | 0
7091 | HE 7088 | 0.00010102 | 27.3625 | 18.4325 | 20.69 | 0.0027643 | 0.0018621 | 0.0020902
7092 | HE 7089 | 0.00026404 | 22.0075 | 19.2875 | 19.3075 | 0.0058109 | 0.0050927 | 0.005098
7093 | HE 7090 | 0.00039228 | 23.235 | 19.0825 | 19.68 | 0.0091146 | 0.0074857 | 0.0077201
7094 | HE 7091 | 0.00051278 | 36.005 | 18.515 | 19.9 | 0.018462 | 0.009494 | 0.010204
7095 | HE 7092 | 0.00057803 | 32.5675 | 17.5975 | 23.1675 | 0.018825 | 0.010172 | 0.013391
7096 | HE 7093 | 0.00059924 | 25.3625 | 17.77 | 32.175 | 0.015198 | 0.010649 | 0.019281
7097 | HE 7094 | 0.0005608 | 24.9475 | 19.05 | 36.87 | 0.013991 | 0.010683 | 0.020677
7098 | HE 7095 | 0.0004797 | 23.7075 | 19.2575 | 40.645 | 0.011373 | 0.0092379 | 0.019497
7099 | HE 7096 | 0.00038134 | 23.375 | 19.445 | 56.33 | 0.0089139 | 0.0074152 | 0.021481
7100 | HE 7097 | 0.00021831 | 23.1775 | 19.725 | 54.6225 | 0.0050599 | 0.0043062 | 0.011925
7101 | HE 7098 | 5.1762e-05 | 22.6575 | 19.7075 | 31.905 | 0.0011728 | 0.0010201 | 0.0016515
7102 | HE 7099 | 0 | 24.245 | 21.3075 | 30.4775 | 0 | 0 | 0
7103 | HE 7100 | 0 | 23.3175 | 19.655 | 27.8325 | 0 | 0 | 0
7104 | HE 7101 | 0 | 21.415 | 16.685 | 24.765 | 0 | 0 | 0
7105 | HE 7102 | 0 | 20.3075 | 15.5125 | 23.2625 | 0 | 0 | 0
7106 | HE 7103 | 0 | 19.645 | 11.9025 | 24.07 | 0 | 0 | 0
7107 | HE 7104 | 0 | 19.05 | 6.525 | 21.625 | 0 | 0 | 0
7108 | HE 7105 | 0 | 19.27 | 2.48 | 17.8375 | 0 | 0 | 0
7109 | HE 7106 | 0 | 19.23 | 0.4125 | 16.965 | 0 | 0 | 0
7110 | HE 7107 | 0 | 19.24 | -4.6775 | 16.115 | 0 | 0 | 0
7111 | HE 7108 | 0 | 19.7925 | -5.3875 | 16.76 | 0 | 0 | 0
7112 | HE 7109 | 0 | 20.8575 | -1.995 | 17.3775 | 0 | 0 | 0
7113 | HE 7110 | 0 | 21.5875 | 6.5625 | 18.4625 | 0 | 0 | 0
7114 | HE 7111 | 0 | 29.9075 | 13.6375 | 28.2625 | 0 | 0 | 0
7115 | HE 7112 | 0.00010102 | 37.7875 | 13.27 | 18.3475 | 0.0038175 | 0.0013406 | 0.0018535
7116 | HE 7113 | 0.00026404 | 33.4575 | 13.1275 | 21.4975 | 0.0088342 | 0.0034662 | 0.0056762
7117 | HE 7114 | 0.00039228 | 43.6425 | 15.66 | 21.5775 | 0.01712 | 0.0061431 | 0.0084644
7118 | HE 7115 | 0.00051278 | 34.27 | 13.2275 | 26.495 | 0.017573 | 0.0067827 | 0.013586
7119 | HE 7116 | 0.00057803 | 33.2375 | 12.94 | 34.155 | 0.019212 | 0.0074797 | 0.019743
7120 | HE 7117 | 0.00059924 | 28.3725 | 13.9675 | 26.3525 | 0.017002 | 0.0083699 | 0.015792
7121 | HE 7118 | 0.0005608 | 24.2325 | 17.13 | 23.6 | 0.01359 | 0.0096066 | 0.013235
7122 | HE 7119 | 0.0004797 | 23.9225 | 18.495 | 20.705 | 0.011476 | 0.0088721 | 0.0099322
7123 | HE 7120 | 0.00038134 | 24.22 | 20.255 | 16.2925 | 0.0092361 | 0.0077241 | 0.006213
7124 | HE 7121 | 0.00021831 | 23.7575 | 31.865 | 16.64 | 0.0051865 | 0.0069565 | 0.0036327
7125 | HE 7122 | 5.1762e-05 | 22.6875 | 21.83 | 15.8225 | 0.0011743 | 0.00113 | 0.000819
7126 | HE 7123 | 0 | 25.785 | 26.4075 | 17.355 | 0 | 0 | 0
7127 | HE 7124 | 0 | 25.8825 | 26.9125 | 20.405 | 0 | 0 | 0
7128 | HE 7125 | 0 | 24.1275 | 21.15 | 21.52 | 0 | 0 | 0
7129 | HE 7126 | 0 | 23.065 | 17.645 | 20.355 | 0 | 0 | 0
7130 | HE 7127 | 0 | 20.86 | 14.595 | 20.43 | 0 | 0 | 0
7131 | HE 7128 | 0 | 19.81 | 14.7125 | 21.2475 | 0 | 0 | 0
7132 | HE 7129 | 0 | 18.4425 | 13.7625 | 15.3525 | 0 | 0 | 0
7133 | HE 7130 | 0 | 17.6325 | 12.8825 | 19.49 | 0 | 0 | 0
7134 | HE 7131 | 0 | 17.605 | 11.945 | 18.935 | 0 | 0 | 0
7135 | HE 7132 | 0 | 18.5475 | 12.69 | 19.1925 | 0 | 0 | 0
7136 | HE 7133 | 0 | 19.265 | 15.0775 | 18.67 | 0 | 0 | 0
7137 | HE 7134 | 0 | 20.7125 | 17.21 | 20.2925 | 0 | 0 | 0
7138 | HE 7135 | 0 | 28.49 | 16.7675 | 20.38 | 0 | 0 | 0
7139 | HE 7136 | 0.00010102 | 38.5575 | 16.34 | 20.5175 | 0.0038953 | 0.0016507 | 0.0020728
7140 | HE 7137 | 0.00026404 | 26.93 | 16.6725 | 21.765 | 0.0071106 | 0.0044022 | 0.0057469
7141 | HE 7138 | 0.00039228 | 23.4625 | 17.8225 | 20.2425 | 0.0092039 | 0.0069914 | 0.0079407
7142 | HE 7139 | 0.00051278 | 23.0075 | 18.135 | 19.4575 | 0.011798 | 0.0092992 | 0.0099773
7143 | HE 7140 | 0.00057803 | 26.275 | 16.33 | 19.295 | 0.015188 | 0.0094392 | 0.011153
7144 | HE 7141 | 0.00059924 | 30.955 | 38.4075 | 19.1275 | 0.01855 | 0.023015 | 0.011462
7145 | HE 7142 | 0.0005608 | 33.8425 | 25.1975 | 19.035 | 0.018979 | 0.014131 | 0.010675
7146 | HE 7143 | 0.0004797 | 31.975 | 45.3625 | 18.645 | 0.015338 | 0.02176 | 0.008944
7147 | HE 7144 | 0.00038134 | 33.77 | 45.01 | 18.275 | 0.012878 | 0.017164 | 0.006969
7148 | HE 7145 | 0.00021831 | 37.7075 | 37.3775 | 18.55 | 0.0082319 | 0.0081599 | 0.0040497
7149 | HE 7146 | 5.1762e-05 | 40.7425 | 24.405 | 19.195 | 0.0021089 | 0.0012632 | 0.00099356
7150 | HE 7147 | 0 | 55.055 | 30.805 | 19.3525 | 0 | 0 | 0
7151 | HE 7148 | 0 | 135.695 | 27.415 | 19.1 | 0 | 0 | 0
7152 | HE 7149 | 0 | 52.4275 | 19.4375 | 16.7225 | 0 | 0 | 0
7153 | HE 7150 | 0 | 42.8525 | 16.0625 | 15.9725 | 0 | 0 | 0
7154 | HE 7151 | 0 | 37.3075 | 15.905 | 15.7825 | 0 | 0 | 0
7155 | HE 7152 | 0 | 33.8925 | 12.965 | 15.665 | 0 | 0 | 0
7156 | HE 7153 | 0 | 77.045 | 13.4525 | 14.73 | 0 | 0 | 0
7157 | HE 7154 | 0 | 32.3875 | 7.52 | 13.8875 | 0 | 0 | 0
7158 | HE 7155 | 0 | 26.095 | 4.76 | 12.7275 | 0 | 0 | 0
7159 | HE 7156 | 0 | 22.5525 | 1.27 | 11.88 | 0 | 0 | 0
7160 | HE 7157 | 0 | 22.355 | 0.76 | 12.7875 | 0 | 0 | 0
7161 | HE 7158 | 0 | 24.4875 | 4.49 | 15.0725 | 0 | 0 | 0
7162 | HE 7159 | 0 | 45.0675 | 7.67 | 16.3075 | 0 | 0 | 0
7163 | HE 7160 | 0.00010102 | 30.7925 | 12.4125 | 16.39 | 0.0031108 | 0.001254 | 0.0016558
7164 | HE 7161 | 0.00026404 | 35.575 | 12.88 | 16.94 | 0.0093933 | 0.0034009 | 0.0044729
7165 | HE 7162 | 0.00039228 | 40.71 | 12.485 | 17.61 | 0.01597 | 0.0048976 | 0.0069081
7166 | HE 7163 | 0.00051278 | 35.7975 | 12.635 | 18.325 | 0.018356 | 0.0064789 | 0.0093966
7167 | HE 7164 | 0.00057803 | 34.5625 | 12.7125 | 19.305 | 0.019978 | 0.0073482 | 0.011159
7168 | HE 7165 | 0.00059924 | 29.3525 | 12.3225 | 19.44 | 0.017589 | 0.0073842 | 0.011649
7169 | HE 7166 | 0.0005608 | 32.525 | 13.1125 | 19.1925 | 0.01824 | 0.0073535 | 0.010763
7170 | HE 7167 | 0.0004797 | 26.3675 | 12.7 | 17.955 | 0.012649 | 0.0060922 | 0.008613
7171 | HE 7168 | 0.00038134 | 24.41 | 10.1 | 13.9625 | 0.0093086 | 0.0038516 | 0.0053245
7172 | HE 7169 | 0.00021831 | 26.21 | 10.9 | 13.6025 | 0.0057219 | 0.0023796 | 0.0029696
7173 | HE 7170 | 5.1762e-05 | 29.995 | 14.08 | 13.6925 | 0.0015526 | 0.0007288 | 0.00070875
7174 | HE 7171 | 0 | 46.2525 | 19.3775 | 14.44 | 0 | 0 | 0
7175 | HE 7172 | 0 | 42.66 | 21.72 | 15.34 | 0 | 0 | 0
7176 | HE 7173 | 0 | 40.1275 | 19.5275 | 15.805 | 0 | 0 | 0
7177 | HE 7174 | 0 | 34.655 | 18.9 | 16.085 | 0 | 0 | 0
7178 | HE 7175 | 0 | 25.2425 | 18.6375 | 16.1175 | 0 | 0 | 0
7179 | HE 7176 | 0 | 23.9425 | 19.9075 | 15.1875 | 0 | 0 | 0
7180 | HE 7177 | 0 | 22.905 | 19.12 | 14.6725 | 0 | 0 | 0
7181 | HE 7178 | 0 | 21.15 | 18.47 | 14.7825 | 0 | 0 | 0
7182 | HE 7179 | 0 | 20.7175 | 18.545 | 14.7475 | 0 | 0 | 0
7183 | HE 7180 | 0 | 20.915 | 18.25 | 14.54 | 0 | 0 | 0
7184 | HE 7181 | 0 | 20.85 | 18.04 | 14.9375 | 0 | 0 | 0
7185 | HE 7182 | 0 | 22.2775 | 17.945 | 16.5325 | 0 | 0 | 0
7186 | HE 7183 | 0 | 34.745 | 18.43 | 23.6 | 0 | 0 | 0
7187 | HE 7184 | 0.00010102 | 32.565 | 19.25 | 32.5875 | 0.0032899 | 0.0019447 | 0.0032921
7188 | HE 7185 | 0.00026404 | 28.3725 | 22.4875 | 29.05 | 0.0074915 | 0.0059376 | 0.0076704
7189 | HE 7186 | 0.00039228 | 27.185 | 27.965 | 37.8925 | 0.010664 | 0.01097 | 0.014864
7190 | HE 7187 | 0.00051278 | 28.3325 | 26.48 | 63.7775 | 0.014528 | 0.013578 | 0.032704
7191 | HE 7188 | 0.00057803 | 26.6175 | 19.6025 | 252.3325 | 0.015386 | 0.011331 | 0.14586
7192 | HE 7189 | 0.00059924 | 24.1525 | 18.6375 | 351.4325 | 0.014473 | 0.011168 | 0.21059
7193 | HE 7190 | 0.0005608 | 24.5875 | 17.8225 | 455.92 | 0.013789 | 0.0099949 | 0.25568
7194 | HE 7191 | 0.0004797 | 29.2925 | 16.8525 | 458.7225 | 0.014052 | 0.0080842 | 0.22005
7195 | HE 7192 | 0.00038134 | 34.5725 | 17.3775 | 147.04 | 0.013184 | 0.0066268 | 0.056073
7196 | HE 7193 | 0.00021831 | 34.7775 | 16.5175 | 167.915 | 0.0075923 | 0.0036059 | 0.036658
7197 | HE 7194 | 5.1762e-05 | 41.03 | 17.2475 | 158.6125 | 0.0021238 | 0.00089276 | 0.00821
7198 | HE 7195 | 0 | 37.9975 | 17.24 | 618.625 | 0 | 0 | 0
7199 | HE 7196 | 0 | 34.5675 | 15.6725 | 627.7175 | 0 | 0 | 0
7200 | HE 7197 | 0 | 29.4975 | 14.4825 | 170.2275 | 0 | 0 | 0
7201 | HE 7198 | 0 | 22.94 | 9.72 | 68.51 | 0 | 0 | 0
7202 | HE 7199 | 0 | 20.9525 | 8.69 | 47.1 | 0 | 0 | 0
7203 | HE 7200 | 0 | 19.01 | 4.545 | 55.9325 | 0 | 0 | 0
7204 | HE 7201 | 0 | 19.5025 | -1.3475 | 38.6625 | 0 | 0 | 0
7205 | HE 7202 | 0 | 18.07 | 1.8975 | 24.485 | 0 | 0 | 0
7206 | HE 7203 | 0 | 17.105 | 0.0075 | 26.165 | 0 | 0 | 0
7207 | HE 7204 | 0 | 16.9 | -1.1125 | 27.9475 | 0 | 0 | 0
7208 | HE 7205 | 0 | 17.6375 | 0.6125 | 28.4 | 0 | 0 | 0
7209 | HE 7206 | 0 | 19.6475 | 2.3625 | 27.5825 | 0 | 0 | 0
7210 | HE 7207 | 0 | 22.23 | 4.8775 | 33.795 | 0 | 0 | 0
7211 | HE 7208 | 0.00010102 | 24.15 | 5.1275 | 47.735 | 0.0024397 | 0.000518 | 0.0048224
7212 | HE 7209 | 0.00026404 | 23.7625 | 7.3475 | 95.61 | 0.0062743 | 0.00194 | 0.025245
7213 | HE 7210 | 0.00039228 | 29.47 | 14.2625 | 310.1175 | 0.01156 | 0.0055949 | 0.12165
7214 | HE 7211 | 0.00051278 | 27.605 | 16.6875 | 183.18 | 0.014155 | 0.0085569 | 0.09393
7215 | HE 7212 | 0.00057803 | 29.5475 | 16.2275 | 186.645 | 0.017079 | 0.00938 | 0.10789
7216 | HE 7213 | 0.00059924 | 38.1 | 17.205 | 86.66 | 0.022831 | 0.01031 | 0.05193
7217 | HE 7214 | 0.0005608 | 42.4725 | 18.33 | 46.78 | 0.023819 | 0.01028 | 0.026234
7218 | HE 7215 | 0.0004797 | 42.89 | 18.925 | 55.06 | 0.020574 | 0.0090784 | 0.026412
7219 | HE 7216 | 0.00038134 | 41.58 | 18.9225 | 55.6875 | 0.015856 | 0.007216 | 0.021236
7220 | HE 7217 | 0.00021831 | 47.69 | 18.66 | 85.12 | 0.010411 | 0.0040737 | 0.018583
7221 | HE 7218 | 5.1762e-05 | 39.6925 | 17.6575 | 97.2525 | 0.0020545 | 0.00091398 | 0.0050339
7222 | HE 7219 | 0 | 42.285 | 16.92 | 177.9525 | 0 | 0 | 0
7223 | HE 7220 | 0 | 28.7475 | 17.015 | 63.6775 | 0 | 0 | 0
7224 | HE 7221 | 0 | 22.44 | 15.91 | 38.07 | 0 | 0 | 0
7225 | HE 7222 | 0 | 21.715 | 14.81 | 42.8075 | 0 | 0 | 0
7226 | HE 7223 | 0 | 18.3 | 12.585 | 33.965 | 0 | 0 | 0
7227 | HE 7224 | 0 | 11.6775 | 9.6575 | 37.625 | 0 | 0 | 0
7228 | HE 7225 | 0 | -0.305 | 10.03 | 33.09 | 0 | 0 | 0
7229 | HE 7226 | 0 | -0.9275 | 10.37 | 31.485 | 0 | 0 | 0
7230 | HE 7227 | 0 | -0.8225 | 7.2025 | 31.3725 | 0 | 0 | 0
7231 | HE 7228 | 0 | -0.7425 | 5.965 | 33.3525 | 0 | 0 | 0
7232 | HE 7229 | 0 | -0.06 | 8.39 | 30.7675 | 0 | 0 | 0
7233 | HE 7230 | 0 | -0.195 | 11.645 | 35.1275 | 0 | 0 | 0
7234 | HE 7231 | 0 | 6.18 | 16.4625 | 64.4325 | 0 | 0 | 0
7235 | HE 7232 | 0.00010102 | 15.18 | 16.68 | 86.5975 | 0.0015336 | 0.0016851 | 0.0087485
7236 | HE 7233 | 0.00026404 | 15.5525 | 17.8525 | 101.445 | 0.0041065 | 0.0047138 | 0.026786
7237 | HE 7234 | 0.00039228 | 18.0375 | 21.8725 | 36.8025 | 0.0070758 | 0.0085801 | 0.014437
7238 | HE 7235 | 0.00051278 | 20.2775 | 24.4425 | 37.75 | 0.010398 | 0.012534 | 0.019357
7239 | HE 7236 | 0.00057803 | 22.04 | 33.0675 | 30.4375 | 0.01274 | 0.019114 | 0.017594
7240 | HE 7237 | 0.00059924 | 29.3525 | 27.415 | 21.1725 | 0.017589 | 0.016428 | 0.012687
7241 | HE 7238 | 0.0005608 | 38.9775 | 30.2725 | 17.21 | 0.021859 | 0.016977 | 0.0096514
7242 | HE 7239 | 0.0004797 | 43.35 | 25.6625 | 13.315 | 0.020795 | 0.01231 | 0.0063872
7243 | HE 7240 | 0.00038134 | 170.3625 | 37.285 | 12.5525 | 0.064966 | 0.014218 | 0.0047868
7244 | HE 7241 | 0.00021831 | 149.9925 | 24.99 | 13.43 | 0.032745 | 0.0054556 | 0.0029319
7245 | HE 7242 | 5.1762e-05 | 299.715 | 23.2375 | 13.8575 | 0.015514 | 0.0012028 | 0.00071729
7246 | HE 7243 | 0 | 39.485 | 24.37 | 18.2275 | 0 | 0 | 0
7247 | HE 7244 | 0 | 40.3925 | 22.4725 | 22.8825 | 0 | 0 | 0
7248 | HE 7245 | 0 | 32.045 | 21.0525 | 20.995 | 0 | 0 | 0
7249 | HE 7246 | 0 | 119.0575 | 96.775 | 19.0225 | 0 | 0 | 0
7250 | HE 7247 | 0 | 38.4325 | 22.9025 | 18.84 | 0 | 0 | 0
7251 | HE 7248 | 0 | 23.395 | 104.53 | 18.3475 | 0 | 0 | 0
7252 | HE 7249 | 0 | 20.7075 | 20.0825 | 18.1925 | 0 | 0 | 0
7253 | HE 7250 | 0 | 18.1 | 19.3875 | 17.4325 | 0 | 0 | 0
7254 | HE 7251 | 0 | 17.13 | 18.865 | 17.12 | 0 | 0 | 0
7255 | HE 7252 | 0 | 16.595 | 18.4 | 16.9925 | 0 | 0 | 0
7256 | HE 7253 | 0 | 16.5175 | 21.1125 | 16.615 | 0 | 0 | 0
7257 | HE 7254 | 0 | 16.8475 | 24.865 | 16.7075 | 0 | 0 | 0
7258 | HE 7255 | 0 | 18.2625 | 233.3975 | 19.105 | 0 | 0 | 0
7259 | HE 7256 | 0.00010102 | 18.875 | 138.73 | 21.88 | 0.0019068 | 0.014015 | 0.0022104
7260 | HE 7257 | 0.00026404 | 18.8575 | 50.05 | 24.3325 | 0.0049792 | 0.013215 | 0.0064248
7261 | HE 7258 | 0.00039228 | 23.4075 | 39.6475 | 18.47 | 0.0091823 | 0.015553 | 0.0072454
7262 | HE 7259 | 0.00051278 | 27.7225 | 40.4975 | 16.0125 | 0.014215 | 0.020766 | 0.0082108
7263 | HE 7260 | 0.00057803 | 38.3925 | 22.845 | 16.455 | 0.022192 | 0.013205 | 0.0095115
7264 | HE 7261 | 0.00059924 | 31.6325 | 21.92 | 17.0125 | 0.018956 | 0.013135 | 0.010195
7265 | HE 7262 | 0.0005608 | 29.32 | 23.125 | 17.43 | 0.016443 | 0.012969 | 0.0097748
7266 | HE 7263 | 0.0004797 | 31.585 | 21.855 | 17.0525 | 0.015151 | 0.010484 | 0.0081801
7267 | HE 7264 | 0.00038134 | 32.5375 | 21.085 | 17.4625 | 0.012408 | 0.0080406 | 0.0066592
7268 | HE 7265 | 0.00021831 | 28.9475 | 20.9475 | 18.035 | 0.0063195 | 0.0045731 | 0.0039372
7269 | HE 7266 | 5.1762e-05 | 27.16 | 18.9375 | 19.8925 | 0.0014058 | 0.00098024 | 0.0010297
7270 | HE 7267 | 0 | 27.6675 | 20.2875 | 46.3825 | 0 | 0 | 0
7271 | HE 7268 | 0 | 22.5175 | 19.87 | 40.6575 | 0 | 0 | 0
7272 | HE 7269 | 0 | 20.165 | 37.6475 | 31.8325 | 0 | 0 | 0
7273 | HE 7270 | 0 | 19.1675 | 20.47 | 30.31 | 0 | 0 | 0
7274 | HE 7271 | 0 | 15.375 | 19.125 | 28.595 | 0 | 0 | 0
7275 | HE 7272 | 0 | 12.4825 | 18.1775 | 38.4175 | 0 | 0 | 0
7276 | HE 7273 | 0 | 14.05 | 18.1375 | 25.445 | 0 | 0 | 0
7277 | HE 7274 | 0 | 2.4825 | 18.1225 | 23.37 | 0 | 0 | 0
7278 | HE 7275 | 0 | 0.3975 | 16.89 | 24.7825 | 0 | 0 | 0
7279 | HE 7276 | 0 | 1.3425 | 16.9375 | 23.835 | 0 | 0 | 0
7280 | HE 7277 | 0 | 12.96 | 18.33 | 27.0225 | 0 | 0 | 0
7281 | HE 7278 | 0 | 17.15 | 21.1075 | 35.5525 | 0 | 0 | 0
7282 | HE 7279 | 0 | 18.44 | 295.295 | 133.06 | 0 | 0 | 0
7283 | HE 7280 | 0.00010102 | 19.745 | 193.3375 | 59.9575 | 0.0019947 | 0.019532 | 0.0060572
7284 | HE 7281 | 0.00026404 | 19.76 | 41.8125 | 45.8625 | 0.0052175 | 0.01104 | 0.01211
7285 | HE 7282 | 0.00039228 | 19.4125 | 28.895 | 29.6675 | 0.0076151 | 0.011335 | 0.011638
7286 | HE 7283 | 0.00051278 | 19.49 | 22.96 | 29.2125 | 0.009994 | 0.011773 | 0.014979
7287 | HE 7284 | 0.00057803 | 21.08 | 22.63 | 26.0825 | 0.012185 | 0.013081 | 0.015076
7288 | HE 7285 | 0.00059924 | 23.3375 | 19.8425 | 24.1425 | 0.013985 | 0.01189 | 0.014467
7289 | HE 7286 | 0.0005608 | 28.21 | 18.54 | 23.5025 | 0.01582 | 0.010397 | 0.01318
7290 | HE 7287 | 0.0004797 | 35.055 | 17.6375 | 22.23 | 0.016816 | 0.0084607 | 0.010664
7291 | HE 7288 | 0.00038134 | 38.915 | 17.0875 | 23.0925 | 0.01484 | 0.0065162 | 0.0088062
7292 | HE 7289 | 0.00021831 | 37.6925 | 16.5025 | 23.1925 | 0.0082287 | 0.0036027 | 0.0050632
7293 | HE 7290 | 5.1762e-05 | 38.51 | 17.3125 | 29.9475 | 0.0019933 | 0.00089612 | 0.0015501
7294 | HE 7291 | 0 | 40.1625 | 18.3575 | 35.8025 | 0 | 0 | 0
7295 | HE 7292 | 0 | 45.0325 | 18.5675 | 28.29 | 0 | 0 | 0
7296 | HE 7293 | 0 | 33.5275 | 19.83 | 27.1025 | 0 | 0 | 0
7297 | HE 7294 | 0 | 31.915 | 20.07 | 20.5025 | 0 | 0 | 0
7298 | HE 7295 | 0 | 34.88 | 17.3075 | 18.435 | 0 | 0 | 0
7299 | HE 7296 | 0 | 30.66 | 17.35 | 17.9 | 0 | 0 | 0
7300 | HE 7297 | 0 | 22.8425 | 17.6525 | 17.6275 | 0 | 0 | 0
7301 | HE 7298 | 0 | 20.6175 | 17.44 | 16.33 | 0 | 0 | 0
7302 | HE 7299 | 0 | 19.8875 | 17.0825 | 14.1325 | 0 | 0 | 0
7303 | HE 7300 | 0 | 19.855 | 16.8525 | 15.7525 | 0 | 0 | 0
7304 | HE 7301 | 0 | 17.6425 | 17.18 | 17.6375 | 0 | 0 | 0
7305 | HE 7302 | 0 | 22.225 | 17.8725 | 17.4275 | 0 | 0 | 0
7306 | HE 7303 | 0 | 22.6575 | 22.8775 | 18.5225 | 0 | 0 | 0
7307 | HE 7304 | 0.00010102 | 21.985 | 25.7325 | 16.425 | 0.002221 | 0.0025996 | 0.0016593
7308 | HE 7305 | 0.00026404 | 19.9675 | 27.2025 | 19.6625 | 0.0052722 | 0.0071826 | 0.0051917
7309 | HE 7306 | 0.00039228 | 20.4775 | 27.71 | 17.9225 | 0.0080329 | 0.01087 | 0.0070306
7310 | HE 7307 | 0.00051278 | 20.285 | 27.9225 | 18.9075 | 0.010402 | 0.014318 | 0.0096953
7311 | HE 7308 | 0.00057803 | 19.99 | 25.8675 | 17.875 | 0.011555 | 0.014952 | 0.010332
7312 | HE 7309 | 0.00059924 | 20.4225 | 22.135 | 17.7625 | 0.012238 | 0.013264 | 0.010644
7313 | HE 7310 | 0.0005608 | 19.78 | 19.5025 | 15.78 | 0.011093 | 0.010937 | 0.0088495
7314 | HE 7311 | 0.0004797 | 20.88 | 18.8025 | 17.21 | 0.010016 | 0.0090196 | 0.0082557
7315 | HE 7312 | 0.00038134 | 21.7825 | 18.415 | 20.3775 | 0.0083066 | 0.0070224 | 0.0077708
7316 | HE 7313 | 0.00021831 | 22.4375 | 17.71 | 24.1825 | 0.0048983 | 0.0038663 | 0.0052793
7317 | HE 7314 | 5.1762e-05 | 21.7475 | 17.4 | 83.795 | 0.0011257 | 0.00090065 | 0.0043374
7318 | HE 7315 | 0 | 20.9575 | 18.585 | 28.4425 | 0 | 0 | 0
7319 | HE 7316 | 0 | 21.8775 | 18.3925 | 29.16 | 0 | 0 | 0
7320 | HE 7317 | 0 | 25.335 | 18.245 | 27.15 | 0 | 0 | 0
7321 | HE 7318 | 0 | 20.9025 | 18.6225 | 20.685 | 0 | 0 | 0
7322 | HE 7319 | 0 | 19.695 | 32.1025 | 23.17 | 0 | 0 | 0
7323 | HE 7320 | 0 | 18.4525 | 17.6325 | 20.2325 | 0 | 0 | 0
7324 | HE 7321 | 0 | 18.7675 | 17.6325 | 21.505 | 0 | 0 | 0
7325 | HE 7322 | 0 | 18.845 | 18.0825 | 19.3625 | 0 | 0 | 0
7326 | HE 7323 | 0 | 18.7725 | 17.9625 | 18.645 | 0 | 0 | 0
7327 | HE 7324 | 0 | 18.63 | 17.74 | 18.52 | 0 | 0 | 0
7328 | HE 7325 | 0 | 18.17 | 18.03 | 17.8825 | 0 | 0 | 0
7329 | HE 7326 | 0 | 22.0075 | 19.04 | 19.0075 | 0 | 0 | 0
7330 | HE 7327 | 0 | 288.92 | 20.7375 | 19.0325 | 0 | 0 | 0
7331 | HE 7328 | 6.4039e-05 | 28.84 | 21.2425 | 20.715 | 0.0018469 | 0.0013603 | 0.0013266
7332 | HE 7329 | 0.00021527 | 34.25 | 19.5175 | 19.8775 | 0.007373 | 0.0042016 | 0.0042791
7333 | HE 7330 | 0.00036658 | 46.195 | 19.5175 | 21.3 | 0.016934 | 0.0071547 | 0.0078082
7334 | HE 7331 | 0.00046678 | 30.7275 | 19.7925 | 20.7125 | 0.014343 | 0.0092388 | 0.0096682
7335 | HE 7332 | 0.00052433 | 27.1375 | 17.9075 | 24.795 | 0.014229 | 0.0093894 | 0.013001
7336 | HE 7333 | 0.00052315 | 44.72 | 17.0425 | 32.21 | 0.023395 | 0.0089158 | 0.016851
7337 | HE 7334 | 0.00051029 | 59.295 | 16.85 | 33.5525 | 0.030258 | 0.0085984 | 0.017122
7338 | HE 7335 | 0.00044579 | 30.5675 | 17.6275 | 30.6325 | 0.013627 | 0.0078582 | 0.013656
7339 | HE 7336 | 0.0003191 | 32.2575 | 18.36 | 29.52 | 0.010293 | 0.0058587 | 0.0094199
7340 | HE 7337 | 0.00016106 | 31.6125 | 18.395 | 34.8025 | 0.0050914 | 0.0029626 | 0.0056052
7341 | HE 7338 | 4.3797e-06 | 31.85 | 18.4575 | 114.58 | 0.00013949 | 8.0838e-05 | 0.00050182
7342 | HE 7339 | 0 | 56.3925 | 18.5525 | 34.7525 | 0 | 0 | 0
7343 | HE 7340 | 0 | 126.8025 | 18.195 | 29.0275 | 0 | 0 | 0
7344 | HE 7341 | 0 | 41.2575 | 17.4375 | 24.93 | 0 | 0 | 0
7345 | HE 7342 | 0 | 31.535 | 18.5075 | 24.6725 | 0 | 0 | 0
7346 | HE 7343 | 0 | 36.6625 | 18.85 | 18.8725 | 0 | 0 | 0
7347 | HE 7344 | 0 | 27.5925 | 18.535 | 17.7575 | 0 | 0 | 0
7348 | HE 7345 | 0 | 21.2575 | 17.0675 | 16.2125 | 0 | 0 | 0
7349 | HE 7346 | 0 | 19.575 | 16.3925 | 8.4725 | 0 | 0 | 0
7350 | HE 7347 | 0 | 18.475 | 17.155 | 1.425 | 0 | 0 | 0
7351 | HE 7348 | 0 | 17.1125 | 18.6975 | 4.3475 | 0 | 0 | 0
7352 | HE 7349 | 0 | 16.515 | 17.17 | 15.26 | 0 | 0 | 0
7353 | HE 7350 | 0 | 16.99 | 25.865 | 16.6325 | 0 | 0 | 0
7354 | HE 7351 | 0 | 18.7575 | 22.905 | 17.8175 | 0 | 0 | 0
7355 | HE 7352 | 6.4039e-05 | 20.1425 | 19.5125 | 18.7425 | 0.0012899 | 0.0012496 | 0.0012002
7356 | HE 7353 | 0.00021527 | 20.5775 | 21.1475 | 19.375 | 0.0044297 | 0.0045525 | 0.0041709
7357 | HE 7354 | 0.00036658 | 21.78 | 22.6625 | 19.87 | 0.0079841 | 0.0083076 | 0.0072839
7358 | HE 7355 | 0.00046678 | 23.3075 | 19.7225 | 19.4225 | 0.01088 | 0.0092061 | 0.0090661
7359 | HE 7356 | 0.00052433 | 21.1125 | 19.365 | 20.6375 | 0.01107 | 0.010154 | 0.010821
7360 | HE 7357 | 0.00052315 | 20.5025 | 19.83 | 26.4375 | 0.010726 | 0.010374 | 0.013831
7361 | HE 7358 | 0.00051029 | 20.555 | 19.8675 | 28.9575 | 0.010489 | 0.010138 | 0.014777
7362 | HE 7359 | 0.00044579 | 20.615 | 19.49 | 28.305 | 0.0091901 | 0.0086885 | 0.012618
7363 | HE 7360 | 0.0003191 | 20.825 | 18.97 | 26.185 | 0.0066453 | 0.0060534 | 0.0083557
7364 | HE 7361 | 0.00016106 | 20.99 | 18.7025 | 34.16 | 0.0033806 | 0.0030122 | 0.0055017
7365 | HE 7362 | 4.3797e-06 | 21.32 | 18.91 | 41.8475 | 9.3374e-05 | 8.2819e-05 | 0.00018328
7366 | HE 7363 | 0 | 21.995 | 19.995 | 25.8475 | 0 | 0 | 0
7367 | HE 7364 | 0 | 21.035 | 20.0825 | 19.3575 | 0 | 0 | 0
7368 | HE 7365 | 0 | 21.6225 | 19.115 | 16.7725 | 0 | 0 | 0
7369 | HE 7366 | 0 | 19.81 | 18.88 | 10.4575 | 0 | 0 | 0
7370 | HE 7367 | 0 | 18.395 | 33.855 | 14.21 | 0 | 0 | 0
7371 | HE 7368 | 0 | 15.985 | 18.35 | 12.36 | 0 | 0 | 0
7372 | HE 7369 | 0 | 14.265 | 18.3975 | 10.01 | 0 | 0 | 0
7373 | HE 7370 | 0 | 10.4325 | 17.405 | 9.36 | 0 | 0 | 0
7374 | HE 7371 | 0 | 7.865 | 17.5325 | 8.835 | 0 | 0 | 0
7375 | HE 7372 | 0 | 5.8325 | 17.5575 | 9.34 | 0 | 0 | 0
7376 | HE 7373 | 0 | 11.4075 | 17.91 | 11.9325 | 0 | 0 | 0
7377 | HE 7374 | 0 | 11.7975 | 19.3175 | 16.3075 | 0 | 0 | 0
7378 | HE 7375 | 0 | 14.815 | 18.36 | 17.605 | 0 | 0 | 0
7379 | HE 7376 | 6.4039e-05 | 15.0075 | 18.9025 | 10.525 | 0.00096106 | 0.0012105 | 0.00067401
7380 | HE 7377 | 0.00021527 | 14.705 | 21.0025 | 10.69 | 0.0031656 | 0.0045212 | 0.0023013
7381 | HE 7378 | 0.00036658 | 15.5225 | 18.53 | 11.775 | 0.0056902 | 0.0067927 | 0.0043165
7382 | HE 7379 | 0.00046678 | 15.5775 | 15.425 | 10.975 | 0.0072713 | 0.0072001 | 0.0051229
7383 | HE 7380 | 0.00052433 | 15.48 | 15.865 | 11.0425 | 0.0081166 | 0.0083185 | 0.0057899
7384 | HE 7381 | 0.00052315 | 16.7475 | 15.9875 | 12.0125 | 0.0087615 | 0.0083639 | 0.0062844
7385 | HE 7382 | 0.00051029 | 18.945 | 15.9875 | 13.0375 | 0.0096675 | 0.0081583 | 0.006653
7386 | HE 7383 | 0.00044579 | 19.9875 | 16.5975 | 12.7725 | 0.0089103 | 0.0073991 | 0.0056939
7387 | HE 7384 | 0.0003191 | 20.3725 | 17.0725 | 14.335 | 0.0065009 | 0.0054479 | 0.0045743
7388 | HE 7385 | 0.00016106 | 21.3275 | 18.73 | 18.7675 | 0.0034349 | 0.0030166 | 0.0030226
7389 | HE 7386 | 4.3797e-06 | 22.69 | 23.7675 | 24.615 | 9.9375e-05 | 0.00010409 | 0.00010781
7390 | HE 7387 | 0 | 118.04 | 19.65 | 16.725 | 0 | 0 | 0
7391 | HE 7388 | 0 | 23.1625 | 17.285 | 15.5525 | 0 | 0 | 0
7392 | HE 7389 | 0 | 20.5325 | 15.675 | 15.0075 | 0 | 0 | 0
7393 | HE 7390 | 0 | 20.2875 | 14.5025 | 13.4875 | 0 | 0 | 0
7394 | HE 7391 | 0 | 22.105 | 11.185 | 13.4425 | 0 | 0 | 0
7395 | HE 7392 | 0 | 21.5425 | 5.3975 | 9.8075 | 0 | 0 | 0
7396 | HE 7393 | 0 | 20.1775 | 3.3725 | 9.615 | 0 | 0 | 0
7397 | HE 7394 | 0 | 19.2275 | 2.7725 | 8.495 | 0 | 0 | 0
7398 | HE 7395 | 0 | 18.855 | 2.78 | 10.06 | 0 | 0 | 0
7399 | HE 7396 | 0 | 19.8125 | 11.1275 | 10.8125 | 0 | 0 | 0
7400 | HE 7397 | 0 | 19.205 | 14.9525 | 13.6925 | 0 | 0 | 0
7401 | HE 7398 | 0 | 19.4375 | 15.4325 | 16.455 | 0 | 0 | 0
7402 | HE 7399 | 0 | 19.2525 | 16.8425 | 18.015 | 0 | 0 | 0
7403 | HE 7400 | 6.4039e-05 | 20.1225 | 17.8225 | 21.2 | 0.0012886 | 0.0011413 | 0.0013576
7404 | HE 7401 | 0.00021527 | 21.28 | 19.5275 | 23.695 | 0.004581 | 0.0042037 | 0.0051009
7405 | HE 7402 | 0.00036658 | 30.7325 | 19.9675 | 25.2025 | 0.011266 | 0.0073197 | 0.0092387
7406 | HE 7403 | 0.00046678 | 30.2525 | 20.2925 | 22.4225 | 0.014121 | 0.0094722 | 0.010466
7407 | HE 7404 | 0.00052433 | 29.7025 | 22.99 | 23.23 | 0.015574 | 0.012054 | 0.01218
7408 | HE 7405 | 0.00052315 | 28.77 | 23.9675 | 27.1175 | 0.015051 | 0.012539 | 0.014187
7409 | HE 7406 | 0.00051029 | 25.48 | 24.2925 | 22.24 | 0.013002 | 0.012396 | 0.011349
7410 | HE 7407 | 0.00044579 | 21.6625 | 25.4025 | 20.3625 | 0.009657 | 0.011324 | 0.0090775
7411 | HE 7408 | 0.0003191 | 21.205 | 26.6975 | 20.775 | 0.0067666 | 0.0085192 | 0.0066294
7412 | HE 7409 | 0.00016106 | 21.4725 | 52.5625 | 21.62 | 0.0034583 | 0.0084656 | 0.0034821
7413 | HE 7410 | 4.3797e-06 | 21.675 | 111.695 | 24.7075 | 9.4929e-05 | 0.00048919 | 0.00010821
7414 | HE 7411 | 0 | 21.5775 | 22.665 | 17.48 | 0 | 0 | 0
7415 | HE 7412 | 0 | 18.5075 | 23.1725 | 16.0275 | 0 | 0 | 0
7416 | HE 7413 | 0 | 14.79 | 20.4325 | 15.075 | 0 | 0 | 0
7417 | HE 7414 | 0 | 13.4575 | 17.39 | 15.7 | 0 | 0 | 0
7418 | HE 7415 | 0 | 17.64 | 16.2275 | 14.2975 | 0 | 0 | 0
7419 | HE 7416 | 0 | 8.4675 | 15.5775 | 10.67 | 0 | 0 | 0
7420 | HE 7417 | 0 | 0.2575 | 17.5875 | 5.1625 | 0 | 0 | 0
7421 | HE 7418 | 0 | 0.5225 | 17.3725 | -0.0925 | 0 | 0 | 0
7422 | HE 7419 | 0 | 3.975 | 17.2875 | 0.0775 | 0 | 0 | 0
7423 | HE 7420 | 0 | 9.7475 | 17.1475 | 10.0675 | 0 | 0 | 0
7424 | HE 7421 | 0 | 15.7725 | 19.765 | 16.295 | 0 | 0 | 0
7425 | HE 7422 | 0 | 18.64 | 23.54 | 17.265 | 0 | 0 | 0
7426 | HE 7423 | 0 | 21.675 | 22.36 | 17.3675 | 0 | 0 | 0
7427 | HE 7424 | 6.4039e-05 | 20.8775 | 19.825 | 17.9675 | 0.001337 | 0.0012696 | 0.0011506
7428 | HE 7425 | 0.00021527 | 122.4225 | 22.5225 | 20.1125 | 0.026354 | 0.0048485 | 0.0043296
7429 | HE 7426 | 0.00036658 | 36.6225 | 38.4725 | 24.715 | 0.013425 | 0.014103 | 0.00906
7430 | HE 7427 | 0.00046678 | 46.1375 | 29.2425 | 27.8375 | 0.021536 | 0.01365 | 0.012994
7431 | HE 7428 | 0.00052433 | 41.34 | 30.6625 | 28.305 | 0.021676 | 0.016077 | 0.014841
7432 | HE 7429 | 0.00052315 | 55.1225 | 45.58 | 33.9675 | 0.028837 | 0.023845 | 0.01777
7433 | HE 7430 | 0.00051029 | 30.76 | 31.4 | 36.59 | 0.015697 | 0.016023 | 0.018672
7434 | HE 7431 | 0.00044579 | 41.9625 | 31.1225 | 38.59 | 0.018707 | 0.013874 | 0.017203
7435 | HE 7432 | 0.0003191 | 42.4225 | 27.74 | 33.34 | 0.013537 | 0.0088519 | 0.010639
7436 | HE 7433 | 0.00016106 | 39.935 | 28.22 | 163.225 | 0.0064318 | 0.004545 | 0.026289
7437 | HE 7434 | 4.3797e-06 | 368.1925 | 135.41 | 983.225 | 0.0016126 | 0.00059305 | 0.0043062
7438 | HE 7435 | 0 | 517.3375 | 28.705 | 118.4875 | 0 | 0 | 0
7439 | HE 7436 | 0 | 41.605 | 41.1625 | 39.075 | 0 | 0 | 0
7440 | HE 7437 | 0 | 31.525 | 26.4175 | 34.4675 | 0 | 0 | 0
7441 | HE 7438 | 0 | 29.78 | 25.14 | 32.445 | 0 | 0 | 0
7442 | HE 7439 | 0 | 23.83 | 19.4375 | 27.2425 | 0 | 0 | 0
7443 | HE 7440 | 0 | 20.0075 | 17.7225 | 26.89 | 0 | 0 | 0
7444 | HE 7441 | 0 | 20.1825 | 15.98 | 20.3675 | 0 | 0 | 0
7445 | HE 7442 | 0 | 20.0425 | 14.075 | 19.1425 | 0 | 0 | 0
7446 | HE 7443 | 0 | 19.265 | 12.355 | 18.71 | 0 | 0 | 0
7447 | HE 7444 | 0 | 19.6125 | 12.445 | 19.3775 | 0 | 0 | 0
7448 | HE 7445 | 0 | 21.4675 | 15.0775 | 20.1325 | 0 | 0 | 0
7449 | HE 7446 | 0 | 24.6925 | 24.6175 | 20.2425 | 0 | 0 | 0
7450 | HE 7447 | 0 | 46.0825 | 51.625 | 29.555 | 0 | 0 | 0
7451 | HE 7448 | 6.4039e-05 | 36.1925 | 42.9675 | 28.77 | 0.0023177 | 0.0027516 | 0.0018424
7452 | HE 7449 | 0.00021527 | 56.055 | 20.5575 | 27.33 | 0.012067 | 0.0044254 | 0.0058834
7453 | HE 7450 | 0.00036658 | 74.265 | 19.3025 | 31.9125 | 0.027224 | 0.0070759 | 0.011698
7454 | HE 7451 | 0.00046678 | 82.77 | 23.395 | 30.11 | 0.038636 | 0.01092 | 0.014055
7455 | HE 7452 | 0.00052433 | 63.845 | 29.7325 | 28.9275 | 0.033476 | 0.01559 | 0.015168
7456 | HE 7453 | 0.00052315 | 143.5875 | 27.9625 | 32.56 | 0.075118 | 0.014629 | 0.017034
7457 | HE 7454 | 0.00051029 | 232.1275 | 24.1825 | 33.845 | 0.11845 | 0.01234 | 0.017271
7458 | HE 7455 | 0.00044579 | 284.005 | 22.4525 | 33.9725 | 0.12661 | 0.010009 | 0.015145
7459 | HE 7456 | 0.0003191 | 279.9625 | 22.925 | 30.79 | 0.089337 | 0.0073154 | 0.0098252
7460 | HE 7457 | 0.00016106 | 98.3075 | 22.0975 | 27.9375 | 0.015833 | 0.003559 | 0.0044995
7461 | HE 7458 | 4.3797e-06 | 133.1725 | 23.4125 | 27.3875 | 0.00058325 | 0.00010254 | 0.00011995
7462 | HE 7459 | 0 | 54.28 | 23.975 | 23.8725 | 0 | 0 | 0
7463 | HE 7460 | 0 | 35.9875 | 216.6425 | 18.0575 | 0 | 0 | 0
7464 | HE 7461 | 0 | 34.5975 | 43.8125 | 16.63 | 0 | 0 | 0
7465 | HE 7462 | 0 | 31.3875 | 22.4225 | 15.465 | 0 | 0 | 0
7466 | HE 7463 | 0 | 212.885 | 24.5625 | 15.32 | 0 | 0 | 0
7467 | HE 7464 | 0 | 38.4175 | 18.935 | 13.525 | 0 | 0 | 0
7468 | HE 7465 | 0 | 25.0675 | 18.6575 | 13.6925 | 0 | 0 | 0
7469 | HE 7466 | 0 | 22.3775 | 18.29 | 13.56 | 0 | 0 | 0
7470 | HE 7467 | 0 | 20.62 | 18.305 | 13.5725 | 0 | 0 | 0
7471 | HE 7468 | 0 | 20.1275 | 16.7675 | 11.18 | 0 | 0 | 0
7472 | HE 7469 | 0 | 20.545 | 15.515 | 10.62 | 0 | 0 | 0
7473 | HE 7470 | 0 | 21.7875 | 15.85 | 13.14 | 0 | 0 | 0
7474 | HE 7471 | 0 | 31.6675 | 26.73 | 14.57 | 0 | 0 | 0
7475 | HE 7472 | 6.4039e-05 | 28.265 | 24.6775 | 14.6475 | 0.0018101 | 0.0015803 | 0.00093801
7476 | HE 7473 | 0.00021527 | 23.915 | 24.9 | 17.195 | 0.0051482 | 0.0053603 | 0.0037016
7477 | HE 7474 | 0.00036658 | 25.1275 | 27.025 | 16.8075 | 0.0092112 | 0.0099068 | 0.0061613
7478 | HE 7475 | 0.00046678 | 33.025 | 31.43 | 17.835 | 0.015415 | 0.014671 | 0.008325
7479 | HE 7476 | 0.00052433 | 32.8075 | 34.775 | 22.3125 | 0.017202 | 0.018234 | 0.011699
7480 | HE 7477 | 0.00052315 | 44.8625 | 31.8725 | 24.9275 | 0.02347 | 0.016674 | 0.013041
7481 | HE 7478 | 0.00051029 | 52.01 | 25.0925 | 23.965 | 0.02654 | 0.012805 | 0.012229
7482 | HE 7479 | 0.00044579 | 37.195 | 23.7575 | 27.4375 | 0.016581 | 0.010591 | 0.012231
7483 | HE 7480 | 0.0003191 | 43.26 | 21.5275 | 24.665 | 0.013804 | 0.0068695 | 0.0078707
7484 | HE 7481 | 0.00016106 | 72.9225 | 21.7975 | 20.2575 | 0.011745 | 0.0035106 | 0.0032626
7485 | HE 7482 | 4.3797e-06 | 42.985 | 31.8325 | 22.03 | 0.00018826 | 0.00013942 | 9.6484e-05
7486 | HE 7483 | 0 | 39.21 | 28.86 | 23.5625 | 0 | 0 | 0
7487 | HE 7484 | 0 | 34.345 | 23.67 | 17.535 | 0 | 0 | 0
7488 | HE 7485 | 0 | 36.765 | 31.625 | 17.05 | 0 | 0 | 0
7489 | HE 7486 | 0 | 33.295 | 26.92 | 28.7575 | 0 | 0 | 0
7490 | HE 7487 | 0 | 39.7275 | 27.13 | 26.9475 | 0 | 0 | 0
7491 | HE 7488 | 0 | 34.0825 | 21.435 | 17.0075 | 0 | 0 | 0
7492 | HE 7489 | 0 | 29.31 | 23.87 | 15.2375 | 0 | 0 | 0
7493 | HE 7490 | 0 | 24.185 | 23.9725 | 14.045 | 0 | 0 | 0
7494 | HE 7491 | 0 | 22.9475 | 26.855 | 13.3475 | 0 | 0 | 0
7495 | HE 7492 | 0 | 22.2325 | 28.03 | 13.1075 | 0 | 0 | 0
7496 | HE 7493 | 0 | 23.3525 | 31.39 | 12.16 | 0 | 0 | 0
7497 | HE 7494 | 0 | 32.7725 | 30.2725 | 14.0425 | 0 | 0 | 0
7498 | HE 7495 | 0 | 46.6225 | 90.2775 | 20.4875 | 0 | 0 | 0
7499 | HE 7496 | 6.4039e-05 | 40.0225 | 42.2375 | 15.105 | 0.002563 | 0.0027048 | 0.0009673
7500 | HE 7497 | 0.00021527 | 38.5525 | 83.745 | 14.67 | 0.0082993 | 0.018028 | 0.003158
7501 | HE 7498 | 0.00036658 | 42.67 | 51.13 | 17.325 | 0.015642 | 0.018743 | 0.006351
7502 | HE 7499 | 0.00046678 | 38.7775 | 31.29 | 25.09 | 0.018101 | 0.014606 | 0.011712
7503 | HE 7500 | 0.00052433 | 39.1 | 25.0975 | 19.6675 | 0.020501 | 0.013159 | 0.010312
7504 | HE 7501 | 0.00052315 | 32.1425 | 21.175 | 19.7875 | 0.016815 | 0.011078 | 0.010352
7505 | HE 7502 | 0.00051029 | 34.8025 | 21.005 | 21.0075 | 0.017759 | 0.010719 | 0.01072
7506 | HE 7503 | 0.00044579 | 27.1925 | 20.9425 | 25.6925 | 0.012122 | 0.009336 | 0.011454
7507 | HE 7504 | 0.0003191 | 25.6075 | 22.3875 | 18.0525 | 0.0081714 | 0.0071439 | 0.0057606
7508 | HE 7505 | 0.00016106 | 25.0075 | 29.3275 | 18.6175 | 0.0040276 | 0.0047234 | 0.0029985
7509 | HE 7506 | 4.3797e-06 | 28.0725 | 180.885 | 123.6825 | 0.00012295 | 0.00079222 | 0.00054169
7510 | HE 7507 | 0 | 33.8125 | 27.3875 | 22.6075 | 0 | 0 | 0
7511 | HE 7508 | 0 | 26.95 | 26.5 | 20.1025 | 0 | 0 | 0
7512 | HE 7509 | 0 | 24.86 | 32.5 | 22.7525 | 0 | 0 | 0
7513 | HE 7510 | 0 | 19.475 | 26.745 | 18.2225 | 0 | 0 | 0
7514 | HE 7511 | 0 | 19.02 | 27.1275 | 16.485 | 0 | 0 | 0
7515 | HE 7512 | 0 | 19.8425 | 23.9625 | 13.235 | 0 | 0 | 0
7516 | HE 7513 | 0 | 18.225 | 23.91 | 11.7675 | 0 | 0 | 0
7517 | HE 7514 | 0 | 17.6875 | 21.44 | 7.8125 | 0 | 0 | 0
7518 | HE 7515 | 0 | 17.3625 | 21.3275 | 7.2 | 0 | 0 | 0
7519 | HE 7516 | 0 | 17.3825 | 21.3825 | 7.4025 | 0 | 0 | 0
7520 | HE 7517 | 0 | 18.7525 | 27.965 | 9.115 | 0 | 0 | 0
7521 | HE 7518 | 0 | 19.5025 | 33.8825 | 13.415 | 0 | 0 | 0
7522 | HE 7519 | 0 | 24.7475 | 26.3 | 20.5925 | 0 | 0 | 0
7523 | HE 7520 | 6.4039e-05 | 22.7875 | 29.885 | 22.39 | 0.0014593 | 0.0019138 | 0.0014338
7524 | HE 7521 | 0.00021527 | 21.975 | 32.225 | 42.9025 | 0.0047306 | 0.0069371 | 0.0092357
7525 | HE 7522 | 0.00036658 | 22.2325 | 30.9575 | 22.5025 | 0.00815 | 0.011348 | 0.008249
7526 | HE 7523 | 0.00046678 | 23.575 | 25.39 | 30.8025 | 0.011004 | 0.011852 | 0.014378
7527 | HE 7524 | 0.00052433 | 23.4625 | 21 | 27.0825 | 0.012302 | 0.011011 | 0.0142
7528 | HE 7525 | 0.00052315 | 22.0525 | 19.3 | 46.655 | 0.011537 | 0.010097 | 0.024408
7529 | HE 7526 | 0.00051029 | 20.81 | 19.055 | 23.425 | 0.010619 | 0.0097236 | 0.011954
7530 | HE 7527 | 0.00044579 | 20.1275 | 19.165 | 93.405 | 0.0089727 | 0.0085436 | 0.041639
7531 | HE 7528 | 0.0003191 | 19.4825 | 19.57 | 35.8125 | 0.0062169 | 0.0062448 | 0.011428
7532 | HE 7529 | 0.00016106 | 20.35 | 20.0725 | 23.2625 | 0.0032775 | 0.0032328 | 0.0037466
7533 | HE 7530 | 4.3797e-06 | 30.725 | 22.9 | 62.5575 | 0.00013457 | 0.00010029 | 0.00027398
7534 | HE 7531 | 0 | 36.4675 | 21.21 | 27.0225 | 0 | 0 | 0
7535 | HE 7532 | 0 | 33.0975 | 18.6475 | 15.945 | 0 | 0 | 0
7536 | HE 7533 | 0 | 29.095 | 18.26 | 15.785 | 0 | 0 | 0
7537 | HE 7534 | 0 | 25.89 | 17.0775 | 17.415 | 0 | 0 | 0
7538 | HE 7535 | 0 | 25.995 | 16.655 | 15.945 | 0 | 0 | 0
7539 | HE 7536 | 0 | 23.6175 | 15.7625 | 12.6025 | 0 | 0 | 0
7540 | HE 7537 | 0 | 24.64 | 14.6325 | 16.0975 | 0 | 0 | 0
7541 | HE 7538 | 0 | 23.8975 | 13.7325 | 17.015 | 0 | 0 | 0
7542 | HE 7539 | 0 | 22.875 | 14.3625 | 13.895 | 0 | 0 | 0
7543 | HE 7540 | 0 | 22.0775 | 13.8 | 8.17 | 0 | 0 | 0
7544 | HE 7541 | 0 | 21.64 | 14.44 | 14.1525 | 0 | 0 | 0
7545 | HE 7542 | 0 | 22.735 | 15.0275 | 18.35 | 0 | 0 | 0
7546 | HE 7543 | 0 | 24.5825 | 15.5525 | 20.885 | 0 | 0 | 0
7547 | HE 7544 | 6.4039e-05 | 25.0525 | 15.7325 | 19.9225 | 0.0016043 | 0.0010075 | 0.0012758
7548 | HE 7545 | 0.00021527 | 25.1975 | 16.2975 | 21.3175 | 0.0054243 | 0.0035084 | 0.0045891
7549 | HE 7546 | 0.00036658 | 27.155 | 17.095 | 21.5675 | 0.0099545 | 0.0062667 | 0.0079062
7550 | HE 7547 | 0.00046678 | 22.605 | 17.57 | 26.055 | 0.010552 | 0.0082014 | 0.012162
7551 | HE 7548 | 0.00052433 | 19.8475 | 18.1975 | 145.43 | 0.010407 | 0.0095415 | 0.076253
7552 | HE 7549 | 0.00052315 | 19.4625 | 18.2425 | 145.0375 | 0.010182 | 0.0095436 | 0.075877
7553 | HE 7550 | 0.00051029 | 18.7525 | 17.435 | 41.38 | 0.0095693 | 0.008897 | 0.021116
7554 | HE 7551 | 0.00044579 | 18.33 | 16.4625 | 29.9475 | 0.0081714 | 0.0073389 | 0.01335
7555 | HE 7552 | 0.0003191 | 18.155 | 16.22 | 29.345 | 0.0057933 | 0.0051758 | 0.0093641
7556 | HE 7553 | 0.00016106 | 19.05 | 17.5675 | 29.075 | 0.0030681 | 0.0028294 | 0.0046827
7557 | HE 7554 | 4.3797e-06 | 24.2225 | 18.56 | 58.605 | 0.00010609 | 8.1287e-05 | 0.00025667
7558 | HE 7555 | 0 | 24.4025 | 18.275 | 37.795 | 0 | 0 | 0
7559 | HE 7556 | 0 | 20.57 | 17.16 | 29.59 | 0 | 0 | 0
7560 | HE 7557 | 0 | 20.92 | 16.36 | 31.325 | 0 | 0 | 0
7561 | HE 7558 | 0 | 20.5425 | 14.6925 | 27.2675 | 0 | 0 | 0
7562 | HE 7559 | 0 | 19.1575 | 7.6775 | 21.2725 | 0 | 0 | 0
7563 | HE 7560 | 0 | 15.7525 | 0.6175 | 19.41 | 0 | 0 | 0
7564 | HE 7561 | 0 | 11.1125 | 0.21 | 18.685 | 0 | 0 | 0
7565 | HE 7562 | 0 | 8.39 | 0.26 | 17.985 | 0 | 0 | 0
7566 | HE 7563 | 0 | 15.6825 | 0.3525 | 17.8425 | 0 | 0 | 0
7567 | HE 7564 | 0 | 17.0875 | 2.805 | 17.9 | 0 | 0 | 0
7568 | HE 7565 | 0 | 17.5575 | 13.79 | 18.9175 | 0 | 0 | 0
7569 | HE 7566 | 0 | 17.615 | 16.5325 | 22.73 | 0 | 0 | 0
7570 | HE 7567 | 0 | 18.4125 | 18.5 | 37.4825 | 0 | 0 | 0
7571 | HE 7568 | 6.4039e-05 | 18.8775 | 16.22 | 30.3675 | 0.0012089 | 0.0010387 | 0.0019447
7572 | HE 7569 | 0.00021527 | 21.0725 | 19.6025 | 30.7125 | 0.0045363 | 0.0042199 | 0.0066115
7573 | HE 7570 | 0.00036658 | 21.3275 | 21.25 | 29.3275 | 0.0078182 | 0.0077898 | 0.010751
7574 | HE 7571 | 0.00046678 | 22.5675 | 25.53 | 28.56 | 0.010534 | 0.011917 | 0.013331
7575 | HE 7572 | 0.00052433 | 24.76 | 27.645 | 66.795 | 0.012982 | 0.014495 | 0.035023
7576 | HE 7573 | 0.00052315 | 27.8525 | 29.455 | 29.3775 | 0.014571 | 0.015409 | 0.015369
7577 | HE 7574 | 0.00051029 | 26.475 | 26.195 | 37.9875 | 0.01351 | 0.013367 | 0.019385
7578 | HE 7575 | 0.00044579 | 24.6525 | 18.5525 | 78.1425 | 0.01099 | 0.0082706 | 0.034835
7579 | HE 7576 | 0.0003191 | 24.8325 | 18.45 | 75.9675 | 0.0079241 | 0.0058874 | 0.024241
7580 | HE 7577 | 0.00016106 | 24.8675 | 18.6425 | 38.0825 | 0.0040051 | 0.0030025 | 0.0061335
7581 | HE 7578 | 4.3797e-06 | 30.7275 | 19.335 | 296.275 | 0.00013458 | 8.4681e-05 | 0.0012976
7582 | HE 7579 | 0 | 29.08 | 18.645 | 52.9 | 0 | 0 | 0
7583 | HE 7580 | 0 | 26.135 | 18.7325 | 26.86 | 0 | 0 | 0
7584 | HE 7581 | 0 | 25.805 | 18.12 | 25.7875 | 0 | 0 | 0
7585 | HE 7582 | 0 | 24.9175 | 16.9625 | 25.4675 | 0 | 0 | 0
7586 | HE 7583 | 0 | 23.565 | 15.825 | 23.5875 | 0 | 0 | 0
7587 | HE 7584 | 0 | 21.3 | 14.3275 | 16.82 | 0 | 0 | 0
7588 | HE 7585 | 0 | 21.1875 | 14.9025 | 13.01 | 0 | 0 | 0
7589 | HE 7586 | 0 | 18.875 | 15.58 | 12.58 | 0 | 0 | 0
7590 | HE 7587 | 0 | 17.0175 | 13.65 | 13.3975 | 0 | 0 | 0
7591 | HE 7588 | 0 | 7.5675 | 15.3225 | 14.5175 | 0 | 0 | 0
7592 | HE 7589 | 0 | 5.2075 | 18.7425 | 16.455 | 0 | 0 | 0
7593 | HE 7590 | 0 | 14.7125 | 33.265 | 17.9725 | 0 | 0 | 0
7594 | HE 7591 | 0 | 19.365 | 98.595 | 20.0725 | 0 | 0 | 0
7595 | HE 7592 | 6.4039e-05 | 19.305 | 97.8375 | 19.7525 | 0.0012363 | 0.0062654 | 0.0012649
7596 | HE 7593 | 0.00021527 | 18.84 | 159.0425 | 21.35 | 0.0040557 | 0.034237 | 0.004596
7597 | HE 7594 | 0.00036658 | 18.085 | 52.6 | 22.6975 | 0.0066296 | 0.019282 | 0.0083205
7598 | HE 7595 | 0.00046678 | 18.6225 | 41.0525 | 20.645 | 0.0086926 | 0.019163 | 0.0096367
7599 | HE 7596 | 0.00052433 | 17.7375 | 36.41 | 20.9375 | 0.0093003 | 0.019091 | 0.010978
7600 | HE 7597 | 0.00052315 | 17.1275 | 27.55 | 23.8325 | 0.0089603 | 0.014413 | 0.012468
7601 | HE 7598 | 0.00051029 | 16.81 | 24.5325 | 28.935 | 0.008578 | 0.012519 | 0.014765
7602 | HE 7599 | 0.00044579 | 16.1925 | 22.85 | 31.9225 | 0.0072185 | 0.010186 | 0.014231
7603 | HE 7600 | 0.0003191 | 16.4575 | 21.465 | 31.835 | 0.0052516 | 0.0068495 | 0.010159
7604 | HE 7601 | 0.00016106 | 16.9275 | 27.4725 | 34.0725 | 0.0027263 | 0.0044246 | 0.0054876
7605 | HE 7602 | 4.3797e-06 | 23.385 | 69.9425 | 35.5475 | 0.00010242 | 0.00030632 | 0.00015569
7606 | HE 7603 | 0 | 33.495 | 43.17 | 29.4875 | 0 | 0 | 0
7607 | HE 7604 | 0 | 25.0925 | 39.0725 | 24.6325 | 0 | 0 | 0
7608 | HE 7605 | 0 | 25.12 | 49.655 | 20.7625 | 0 | 0 | 0
7609 | HE 7606 | 0 | 27.615 | 36.4675 | 18.87 | 0 | 0 | 0
7610 | HE 7607 | 0 | 21.86 | 32.5425 | 17.33 | 0 | 0 | 0
7611 | HE 7608 | 0 | 19.655 | 26.0175 | 12.9875 | 0 | 0 | 0
7612 | HE 7609 | 0 | 20.375 | 21.3075 | 11.9975 | 0 | 0 | 0
7613 | HE 7610 | 0 | 21.91 | 19.5625 | 16.0075 | 0 | 0 | 0
7614 | HE 7611 | 0 | 21.53 | 18.3175 | 17.23 | 0 | 0 | 0
7615 | HE 7612 | 0 | 22.3575 | 18.385 | 17.645 | 0 | 0 | 0
7616 | HE 7613 | 0 | 23.845 | 20.6725 | 18.4775 | 0 | 0 | 0
7617 | HE 7614 | 0 | 24.9025 | 30.6675 | 18.11 | 0 | 0 | 0
7618 | HE 7615 | 0 | 33.1725 | 44.415 | 20.435 | 0 | 0 | 0
7619 | HE 7616 | 6.4039e-05 | 35.195 | 30.235 | 22.8075 | 0.0022538 | 0.0019362 | 0.0014606
7620 | HE 7617 | 0.00021527 | 39.3975 | 25.93 | 31.9375 | 0.0084812 | 0.005582 | 0.0068752
7621 | HE 7618 | 0.00036658 | 36.2275 | 22.7475 | 35.4625 | 0.01328 | 0.0083388 | 0.013
7622 | HE 7619 | 0.00046678 | 37.8625 | 54.655 | 34.6175 | 0.017674 | 0.025512 | 0.016159
7623 | HE 7620 | 0.00052433 | 33.1225 | 29.33 | 30.045 | 0.017367 | 0.015379 | 0.015753
7624 | HE 7621 | 0.00052315 | 26.8775 | 44.9 | 30.145 | 0.014061 | 0.02349 | 0.01577
7625 | HE 7622 | 0.00051029 | 24.475 | 18.68 | 31.74 | 0.012489 | 0.0095323 | 0.016197
7626 | HE 7623 | 0.00044579 | 22.13 | 17.8425 | 31.795 | 0.0098654 | 0.0079541 | 0.014174
7627 | HE 7624 | 0.0003191 | 21.095 | 18.46 | 31.0325 | 0.0067315 | 0.0058906 | 0.0099025
7628 | HE 7625 | 0.00016106 | 25.1575 | 26.95 | 30.5025 | 0.0040518 | 0.0043405 | 0.0049126
7629 | HE 7626 | 4.3797e-06 | 34.595 | 37.315 | 35.7 | 0.00015151 | 0.00016343 | 0.00015635
7630 | HE 7627 | 0 | 42.4225 | 32.8275 | 31.6075 | 0 | 0 | 0
7631 | HE 7628 | 0 | 44.8325 | 31.29 | 27.275 | 0 | 0 | 0
7632 | HE 7629 | 0 | 45.2475 | 30.94 | 26.6025 | 0 | 0 | 0
7633 | HE 7630 | 0 | 46.0225 | 28.135 | 33.055 | 0 | 0 | 0
7634 | HE 7631 | 0 | 40.415 | 28.2125 | 35.3225 | 0 | 0 | 0
7635 | HE 7632 | 0 | 38.6675 | 27.5425 | 42.04 | 0 | 0 | 0
7636 | HE 7633 | 0 | 41.1125 | 33.8225 | 24.21 | 0 | 0 | 0
7637 | HE 7634 | 0 | 41.9925 | 23.325 | 22.99 | 0 | 0 | 0
7638 | HE 7635 | 0 | 42.0375 | 24.0425 | 21.89 | 0 | 0 | 0
7639 | HE 7636 | 0 | 42.19 | 20.02 | 21.6225 | 0 | 0 | 0
7640 | HE 7637 | 0 | 45.2875 | 19.4625 | 17.825 | 0 | 0 | 0
7641 | HE 7638 | 0 | 70.7925 | 19.0825 | 16.825 | 0 | 0 | 0
7642 | HE 7639 | 0 | 967.5725 | 24.9175 | 15.8725 | 0 | 0 | 0
7643 | HE 7640 | 6.4039e-05 | 203.9725 | 22.7025 | 13.775 | 0.013062 | 0.0014538 | 0.00088213
7644 | HE 7641 | 0.00021527 | 54.5975 | 21.64 | 12.7975 | 0.011753 | 0.0046585 | 0.0027549
7645 | HE 7642 | 0.00036658 | 42.97 | 21.265 | 12.62 | 0.015752 | 0.0077953 | 0.0046262
7646 | HE 7643 | 0.00046678 | 38.7025 | 20.015 | 14.1125 | 0.018066 | 0.0093426 | 0.0065875
7647 | HE 7644 | 0.00052433 | 33.205 | 19.2675 | 15.8425 | 0.01741 | 0.010102 | 0.0083067
7648 | HE 7645 | 0.00052315 | 30.5025 | 17.3375 | 17.545 | 0.015957 | 0.0090702 | 0.0091787
7649 | HE 7646 | 0.00051029 | 28.225 | 16.87 | 17.9175 | 0.014403 | 0.0086087 | 0.0091432
7650 | HE 7647 | 0.00044579 | 26.28 | 16.71 | 18.9925 | 0.011715 | 0.0074492 | 0.0084668
7651 | HE 7648 | 0.0003191 | 26.1575 | 16.7 | 21.2525 | 0.0083469 | 0.005329 | 0.0067817
7652 | HE 7649 | 0.00016106 | 29.42 | 17.82 | 18.48 | 0.0047383 | 0.00287 | 0.0029763
7653 | HE 7650 | 4.3797e-06 | 40.6025 | 35.4 | 25.2525 | 0.00017783 | 0.00015504 | 0.0001106
7654 | HE 7651 | 0 | 43.625 | 25.1475 | 29.9575 | 0 | 0 | 0
7655 | HE 7652 | 0 | 46.385 | 28.335 | 23.3225 | 0 | 0 | 0
7656 | HE 7653 | 0 | 47.8225 | 32.935 | 19.2675 | 0 | 0 | 0
7657 | HE 7654 | 0 | 43.05 | 29.675 | 16.63 | 0 | 0 | 0
7658 | HE 7655 | 0 | 40.42 | 26.29 | 15.755 | 0 | 0 | 0
7659 | HE 7656 | 0 | 36.105 | 23.02 | 15.475 | 0 | 0 | 0
7660 | HE 7657 | 0 | 29.1925 | 22.205 | 13.3375 | 0 | 0 | 0
7661 | HE 7658 | 0 | 27.84 | 21.3075 | 14.21 | 0 | 0 | 0
7662 | HE 7659 | 0 | 26.485 | 21.2975 | 14.355 | 0 | 0 | 0
7663 | HE 7660 | 0 | 25.69 | 24.32 | 15.5675 | 0 | 0 | 0
7664 | HE 7661 | 0 | 28.3775 | 28.0175 | 17.98 | 0 | 0 | 0
7665 | HE 7662 | 0 | 31.4225 | 44.7475 | 20.7925 | 0 | 0 | 0
7666 | HE 7663 | 0 | 44.3025 | 135.245 | 23.205 | 0 | 0 | 0
7667 | HE 7664 | 6.4039e-05 | 40.9725 | 38.9775 | 25.29 | 0.0026238 | 0.0024961 | 0.0016195
7668 | HE 7665 | 0.00021527 | 35.4075 | 25.09 | 19.8875 | 0.0076222 | 0.0054012 | 0.0042812
7669 | HE 7666 | 0.00036658 | 41.0125 | 23.11 | 17.28 | 0.015034 | 0.0084717 | 0.0063345
7670 | HE 7667 | 0.00046678 | 43.9925 | 20.6925 | 18.02 | 0.020535 | 0.0096589 | 0.0084114
7671 | HE 7668 | 0.00052433 | 32.0475 | 19.6575 | 18.2175 | 0.016803 | 0.010307 | 0.009552
7672 | HE 7669 | 0.00052315 | 29.1825 | 18.465 | 18.925 | 0.015267 | 0.00966 | 0.0099007
7673 | HE 7670 | 0.00051029 | 27.24 | 17.4625 | 18.77 | 0.0139 | 0.008911 | 0.0095782
7674 | HE 7671 | 0.00044579 | 25.735 | 17.02 | 19.0725 | 0.011473 | 0.0075874 | 0.0085024
7675 | HE 7672 | 0.0003191 | 25.8975 | 16.8 | 19.255 | 0.008264 | 0.0053609 | 0.0061443
7676 | HE 7673 | 0.00016106 | 27.055 | 17.405 | 20.0075 | 0.0043574 | 0.0028032 | 0.0032224
7677 | HE 7674 | 4.3797e-06 | 29.3625 | 20.245 | 43.105 | 0.0001286 | 8.8666e-05 | 0.00018879
7678 | HE 7675 | 0 | 30.6375 | 19.6875 | 29.705 | 0 | 0 | 0
7679 | HE 7676 | 0 | 29.0625 | 17.83 | 26.4575 | 0 | 0 | 0
7680 | HE 7677 | 0 | 28.4725 | 17.9825 | 28.9675 | 0 | 0 | 0
7681 | HE 7678 | 0 | 26.455 | 17.195 | 21.99 | 0 | 0 | 0
7682 | HE 7679 | 0 | 23.25 | 17.5825 | 18.1575 | 0 | 0 | 0
7683 | HE 7680 | 0 | 20.9675 | 16.75 | 8.4975 | 0 | 0 | 0
7684 | HE 7681 | 0 | 21.3475 | 17.0125 | 5.7975 | 0 | 0 | 0
7685 | HE 7682 | 0 | 24.1725 | 17.235 | 1.565 | 0 | 0 | 0
7686 | HE 7683 | 0 | 26.14 | 17.9625 | 2.245 | 0 | 0 | 0
7687 | HE 7684 | 0 | 27.68 | 19.285 | 3.6825 | 0 | 0 | 0
7688 | HE 7685 | 0 | 26.94 | 24.8125 | 8.53 | 0 | 0 | 0
7689 | HE 7686 | 0 | 39.325 | 21.3825 | 11.425 | 0 | 0 | 0
7690 | HE 7687 | 0 | 486.8375 | 35.855 | 18.4975 | 0 | 0 | 0
7691 | HE 7688 | 6.4039e-05 | 68.855 | 27.3825 | 14.8 | 0.0044094 | 0.0017535 | 0.00094777
7692 | HE 7689 | 0.00021527 | 42.2825 | 33.83 | 15.105 | 0.0091022 | 0.0072826 | 0.0032517
7693 | HE 7690 | 0.00036658 | 39.5325 | 25.7225 | 18.8975 | 0.014492 | 0.0094294 | 0.0069274
7694 | HE 7691 | 0.00046678 | 40.735 | 19.45 | 19.105 | 0.019014 | 0.0090789 | 0.0089179
7695 | HE 7692 | 0.00052433 | 40.185 | 18.5425 | 19.925 | 0.02107 | 0.0097224 | 0.010447
7696 | HE 7693 | 0.00052315 | 29.7825 | 18.3125 | 20.8975 | 0.015581 | 0.0095802 | 0.010933
7697 | HE 7694 | 0.00051029 | 26.8 | 17.0275 | 23.835 | 0.013676 | 0.008689 | 0.012163
7698 | HE 7695 | 0.00044579 | 25.1325 | 16.7975 | 23.7825 | 0.011204 | 0.0074882 | 0.010602
7699 | HE 7696 | 0.0003191 | 23.55 | 16.37 | 24.7825 | 0.0075149 | 0.0052237 | 0.0079082
7700 | HE 7697 | 0.00016106 | 25.33 | 17.0825 | 27.46 | 0.0040796 | 0.0027513 | 0.0044226
7701 | HE 7698 | 4.3797e-06 | 29.075 | 20.5325 | 31.905 | 0.00012734 | 8.9925e-05 | 0.00013973
7702 | HE 7699 | 0 | 23.81 | 18.3675 | 24.0475 | 0 | 0 | 0
7703 | HE 7700 | 0 | 18.99 | 15.215 | 19.5425 | 0 | 0 | 0
7704 | HE 7701 | 0 | 19.28 | 14.2075 | 17.74 | 0 | 0 | 0
7705 | HE 7702 | 0 | 16.775 | 13.9925 | 16.955 | 0 | 0 | 0
7706 | HE 7703 | 0 | 18.365 | 14.08 | 15.6275 | 0 | 0 | 0
7707 | HE 7704 | 0 | 17.3625 | 14.5725 | 15.045 | 0 | 0 | 0
7708 | HE 7705 | 0 | 17.2775 | 12.8325 | 17.2575 | 0 | 0 | 0
7709 | HE 7706 | 0 | 16.99 | 14.865 | 17.4725 | 0 | 0 | 0
7710 | HE 7707 | 0 | 17.785 | 15.8975 | 18.11 | 0 | 0 | 0
7711 | HE 7708 | 0 | 19.6225 | 15.6625 | 18.6825 | 0 | 0 | 0
7712 | HE 7709 | 0 | 21.475 | 15.835 | 17.9475 | 0 | 0 | 0
7713 | HE 7710 | 0 | 23.915 | 17.0625 | 19.4525 | 0 | 0 | 0
7714 | HE 7711 | 0 | 24.56 | 21.2425 | 25.63 | 0 | 0 | 0
7715 | HE 7712 | 6.4039e-05 | 26.35 | 18.8025 | 24.2375 | 0.0016874 | 0.0012041 | 0.0015521
7716 | HE 7713 | 0.00021527 | 27.0375 | 18.5125 | 23.1225 | 0.0058204 | 0.0039852 | 0.0049776
7717 | HE 7714 | 0.00036658 | 27.0025 | 23.86 | 25.2925 | 0.0098986 | 0.0087466 | 0.0092717
7718 | HE 7715 | 0.00046678 | 23.2325 | 25.6625 | 18.91 | 0.010845 | 0.011979 | 0.0088268
7719 | HE 7716 | 0.00052433 | 23.2975 | 21.44 | 18.8925 | 0.012216 | 0.011242 | 0.0099059
7720 | HE 7717 | 0.00052315 | 25.6675 | 16.65 | 17.6275 | 0.013428 | 0.0087105 | 0.0092219
7721 | HE 7718 | 0.00051029 | 26.2575 | 16.98 | 17.865 | 0.013399 | 0.0086648 | 0.0091164
7722 | HE 7719 | 0.00044579 | 26.2175 | 16.595 | 19.1325 | 0.011688 | 0.007398 | 0.0085292
7723 | HE 7720 | 0.0003191 | 25.2525 | 17.335 | 18.945 | 0.0080581 | 0.0055316 | 0.0060454
7724 | HE 7721 | 0.00016106 | 26.16 | 18.6075 | 21.08 | 0.0042133 | 0.0029969 | 0.0033951
7725 | HE 7722 | 4.3797e-06 | 26.4675 | 107.265 | 36.9175 | 0.00011592 | 0.00046978 | 0.00016169
7726 | HE 7723 | 0 | 21.7225 | 40.16 | 22.3 | 0 | 0 | 0
7727 | HE 7724 | 0 | 19.2375 | 37.41 | 17.905 | 0 | 0 | 0
7728 | HE 7725 | 0 | 19.2525 | 33.49 | 13.36 | 0 | 0 | 0
7729 | HE 7726 | 0 | 20.2875 | 27.5625 | 12.3225 | 0 | 0 | 0
7730 | HE 7727 | 0 | 23.1275 | 25.2925 | 12.0275 | 0 | 0 | 0
7731 | HE 7728 | 0 | 20.2925 | 24.3175 | 7.82 | 0 | 0 | 0
7732 | HE 7729 | 0 | 19.6125 | 21.2625 | 5.9275 | 0 | 0 | 0
7733 | HE 7730 | 0 | 19.6725 | 20.8575 | 4.4725 | 0 | 0 | 0
7734 | HE 7731 | 0 | 19.9725 | 19.29 | 5.2575 | 0 | 0 | 0
7735 | HE 7732 | 0 | 20.49 | 18.8925 | 5.405 | 0 | 0 | 0
7736 | HE 7733 | 0 | 22.7925 | 18.7825 | 7.1925 | 0 | 0 | 0
7737 | HE 7734 | 0 | 22.83 | 20.2 | 14.315 | 0 | 0 | 0
7738 | HE 7735 | 0 | 24.855 | 50.195 | 18.21 | 0 | 0 | 0
7739 | HE 7736 | 6.4039e-05 | 28.06 | 27.525 | 22.02 | 0.0017969 | 0.0017627 | 0.0014101
7740 | HE 7737 | 0.00021527 | 29.685 | 24.0325 | 19.4575 | 0.0063903 | 0.0051735 | 0.0041886
7741 | HE 7738 | 0.00036658 | 56.905 | 73.205 | 16.3575 | 0.02086 | 0.026835 | 0.0059963
7742 | HE 7739 | 0.00046678 | 42.9375 | 21.7225 | 13.28 | 0.020042 | 0.01014 | 0.0061989
7743 | HE 7740 | 0.00052433 | 90.8275 | 25.2 | 11.9325 | 0.047623 | 0.013213 | 0.0062565
7744 | HE 7741 | 0.00052315 | 44.6225 | 25.03 | 12.5025 | 0.023344 | 0.013095 | 0.0065407
7745 | HE 7742 | 0.00051029 | 40.3125 | 25.68 | 13.5575 | 0.020571 | 0.013104 | 0.0069183
7746 | HE 7743 | 0.00044579 | 36.815 | 23.13 | 14 | 0.016412 | 0.010311 | 0.0062411
7747 | HE 7744 | 0.0003191 | 40.4825 | 23.345 | 14.635 | 0.012918 | 0.0074494 | 0.0046701
7748 | HE 7745 | 0.00016106 | 43.7775 | 44.44 | 15.44 | 0.0070507 | 0.0071574 | 0.0024867
7749 | HE 7746 | 4.3797e-06 | 155.69 | 42.105 | 18.48 | 0.00068187 | 0.00018441 | 8.0936e-05
7750 | HE 7747 | 0 | 137.5725 | 28.2825 | 16.4325 | 0 | 0 | 0
7751 | HE 7748 | 0 | 142.83 | 28.475 | 13.2075 | 0 | 0 | 0
7752 | HE 7749 | 0 | 49.1575 | 23.9375 | 9.8475 | 0 | 0 | 0
7753 | HE 7750 | 0 | 43.335 | 21.8 | 8.3 | 0 | 0 | 0
7754 | HE 7751 | 0 | 54.135 | 19.375 | 5.9825 | 0 | 0 | 0
7755 | HE 7752 | 0 | 42 | 17.51 | 4.455 | 0 | 0 | 0
7756 | HE 7753 | 0 | 43.3425 | 16.74 | 0.9875 | 0 | 0 | 0
7757 | HE 7754 | 0 | 39.185 | 17.0875 | -0.9325 | 0 | 0 | 0
7758 | HE 7755 | 0 | 36.535 | 16.4375 | -1.7975 | 0 | 0 | 0
7759 | HE 7756 | 0 | 40.035 | 16.06 | 0.58 | 0 | 0 | 0
7760 | HE 7757 | 0 | 33.4775 | 15.8 | 4.13 | 0 | 0 | 0
7761 | HE 7758 | 0 | 28.6875 | 17.1975 | 5.7925 | 0 | 0 | 0
7762 | HE 7759 | 0 | 40.2825 | 45.7525 | 7.375 | 0 | 0 | 0
7763 | HE 7760 | 6.4039e-05 | 48.9575 | 22.9675 | 7.72 | 0.0031352 | 0.0014708 | 0.00049438
7764 | HE 7761 | 0.00021527 | 56.7925 | 21.6125 | 8.2725 | 0.012226 | 0.0046526 | 0.0017808
7765 | HE 7762 | 0.00036658 | 66.2975 | 29.17 | 10.7475 | 0.024303 | 0.010693 | 0.0039398
7766 | HE 7763 | 0.00046678 | 44.51 | 23.9975 | 8.8025 | 0.020776 | 0.011202 | 0.0041088
7767 | HE 7764 | 0.00052433 | 40.8925 | 21.855 | 8.2775 | 0.021441 | 0.011459 | 0.0043401
7768 | HE 7765 | 0.00052315 | 37.6225 | 17.3375 | 12.8825 | 0.019682 | 0.0090702 | 0.0067395
7769 | HE 7766 | 0.00051029 | 34.6275 | 18.9475 | 15.15 | 0.01767 | 0.0096688 | 0.0077309
7770 | HE 7767 | 0.00044579 | 34.5525 | 28.9625 | 15.44 | 0.015403 | 0.012911 | 0.0068831
7771 | HE 7768 | 0.0003191 | 32.375 | 22.34 | 15.355 | 0.010331 | 0.0071287 | 0.0048998
7772 | HE 7769 | 0.00016106 | 35.1925 | 22.01 | 15.12 | 0.005668 | 0.0035449 | 0.0024352
7773 | HE 7770 | 4.3797e-06 | 46.7375 | 22.95 | 21.25 | 0.00020469 | 0.00010051 | 9.3068e-05
7774 | HE 7771 | 0 | 44.23 | 16.08 | 16.0325 | 0 | 0 | 0
7775 | HE 7772 | 0 | 41.2125 | 15.245 | 14.3 | 0 | 0 | 0
7776 | HE 7773 | 0 | 40.7575 | 15.1375 | 11.625 | 0 | 0 | 0
7777 | HE 7774 | 0 | 41.3225 | 11.7375 | 9.545 | 0 | 0 | 0
7778 | HE 7775 | 0 | 59.585 | 5.945 | 9.0775 | 0 | 0 | 0
7779 | HE 7776 | 0 | 44.1275 | 1.5675 | 7.535 | 0 | 0 | 0
7780 | HE 7777 | 0 | 38.2475 | -0.785 | 6.73 | 0 | 0 | 0
7781 | HE 7778 | 0 | 30.9225 | -5.895 | 7.12 | 0 | 0 | 0
7782 | HE 7779 | 0 | 28.835 | -3.915 | 4.7425 | 0 | 0 | 0
7783 | HE 7780 | 0 | 28.185 | -0.5675 | 3.08 | 0 | 0 | 0
7784 | HE 7781 | 0 | 29.5325 | 2.475 | 5.47 | 0 | 0 | 0
7785 | HE 7782 | 0 | 30.0825 | 7.645 | 14.4275 | 0 | 0 | 0
7786 | HE 7783 | 0 | 30.82 | 16.3175 | 19.1175 | 0 | 0 | 0
7787 | HE 7784 | 6.4039e-05 | 32.075 | 15.365 | 18.23 | 0.002054 | 0.00098395 | 0.0011674
7788 | HE 7785 | 0.00021527 | 30.4275 | 18.19 | 16.58 | 0.0065502 | 0.0039158 | 0.0035692
7789 | HE 7786 | 0.00036658 | 31.9925 | 17.96 | 15.9075 | 0.011728 | 0.0065838 | 0.0058314
7790 | HE 7787 | 0.00046678 | 29.575 | 19.285 | 16.6025 | 0.013805 | 0.0090019 | 0.0077497
7791 | HE 7788 | 0.00052433 | 32.3775 | 19.1625 | 18.29 | 0.016976 | 0.010047 | 0.00959
7792 | HE 7789 | 0.00052315 | 29.5275 | 18.1425 | 19.55 | 0.015447 | 0.0094913 | 0.010228
7793 | HE 7790 | 0.00051029 | 28.675 | 18.1325 | 20.535 | 0.014633 | 0.0092529 | 0.010479
7794 | HE 7791 | 0.00044579 | 27.7275 | 19.8125 | 23 | 0.012361 | 0.0088323 | 0.010253
7795 | HE 7792 | 0.0003191 | 27.69 | 19.7475 | 20.7375 | 0.0088359 | 0.0063015 | 0.0066174
7796 | HE 7793 | 0.00016106 | 28.885 | 16.995 | 20.99 | 0.0046521 | 0.0027372 | 0.0033806
7797 | HE 7794 | 4.3797e-06 | 123.575 | 20.805 | 24.15 | 0.00054122 | 9.1119e-05 | 0.00010577
7798 | HE 7795 | 0 | 37.9975 | 18.2175 | 19.865 | 0 | 0 | 0
7799 | HE 7796 | 0 | 32.4575 | 18.1825 | 18.0975 | 0 | 0 | 0
7800 | HE 7797 | 0 | 33.335 | 19.2725 | 17.915 | 0 | 0 | 0
7801 | HE 7798 | 0 | 28.885 | 19.33 | 16.955 | 0 | 0 | 0
7802 | HE 7799 | 0 | 26.545 | 29.785 | 15.6975 | 0 | 0 | 0
7803 | HE 7800 | 0 | 23.425 | 17.4125 | 15.3175 | 0 | 0 | 0
7804 | HE 7801 | 0 | 21.5725 | 17.7975 | 16.31 | 0 | 0 | 0
7805 | HE 7802 | 0 | 20.9675 | 18.7075 | 15.275 | 0 | 0 | 0
7806 | HE 7803 | 0 | 21.9725 | 18.79 | 15.32 | 0 | 0 | 0
7807 | HE 7804 | 0 | 24.865 | 17.84 | 15.6925 | 0 | 0 | 0
7808 | HE 7805 | 0 | 27.215 | 17.825 | 16.4525 | 0 | 0 | 0
7809 | HE 7806 | 0 | 30.98 | 16.8125 | 18.0825 | 0 | 0 | 0
7810 | HE 7807 | 0 | 35.6375 | 19.87 | 18.84 | 0 | 0 | 0
7811 | HE 7808 | 6.4039e-05 | 35.04 | 18.555 | 18.9725 | 0.0022439 | 0.0011882 | 0.001215
7812 | HE 7809 | 0.00021527 | 45.6075 | 19.38 | 20.1675 | 0.009818 | 0.004172 | 0.0043415
7813 | HE 7810 | 0.00036658 | 139.255 | 19.18 | 21.155 | 0.051048 | 0.007031 | 0.007755
7814 | HE 7811 | 0.00046678 | 41.4325 | 19.4225 | 18.905 | 0.01934 | 0.0090661 | 0.0088245
7815 | HE 7812 | 0.00052433 | 39.385 | 23.4925 | 19.765 | 0.020651 | 0.012318 | 0.010363
7816 | HE 7813 | 0.00052315 | 39.1025 | 22.7175 | 23.615 | 0.020457 | 0.011885 | 0.012354
7817 | HE 7814 | 0.00051029 | 38.6 | 20.5875 | 22.6775 | 0.019697 | 0.010506 | 0.011572
7818 | HE 7815 | 0.00044579 | 34.55 | 18.9675 | 21.4525 | 0.015402 | 0.0084556 | 0.0095634
7819 | HE 7816 | 0.0003191 | 39.1925 | 18.6625 | 21.305 | 0.012506 | 0.0059552 | 0.0067985
7820 | HE 7817 | 0.00016106 | 36.405 | 18.2175 | 22.435 | 0.0058633 | 0.0029341 | 0.0036133
7821 | HE 7818 | 4.3797e-06 | 55.8925 | 19.665 | 45.5525 | 0.00024479 | 8.6126e-05 | 0.0001995
7822 | HE 7819 | 0 | 37.365 | 19.9875 | 21.0375 | 0 | 0 | 0
7823 | HE 7820 | 0 | 31.3075 | 19.395 | 18.455 | 0 | 0 | 0
7824 | HE 7821 | 0 | 30.2225 | 19.0575 | 17.8375 | 0 | 0 | 0
7825 | HE 7822 | 0 | 28.4425 | 20.1425 | 17.21 | 0 | 0 | 0
7826 | HE 7823 | 0 | 24.4025 | 22.0325 | 16.0825 | 0 | 0 | 0
7827 | HE 7824 | 0 | 21.6675 | 21.6575 | 16.435 | 0 | 0 | 0
7828 | HE 7825 | 0 | 21.7625 | 15.5075 | 16.69 | 0 | 0 | 0
7829 | HE 7826 | 0 | 21.2425 | 10.0775 | 16.7975 | 0 | 0 | 0
7830 | HE 7827 | 0 | 20.5525 | 14.7775 | 17.1525 | 0 | 0 | 0
7831 | HE 7828 | 0 | 20.78 | 17.2825 | 16.735 | 0 | 0 | 0
7832 | HE 7829 | 0 | 25.65 | 19.5 | 17.6375 | 0 | 0 | 0
7833 | HE 7830 | 0 | 30.235 | 19.59 | 17.06 | 0 | 0 | 0
7834 | HE 7831 | 0 | 33.6875 | 19.29 | 16.4225 | 0 | 0 | 0
7835 | HE 7832 | 6.4039e-05 | 39.88 | 19.4525 | 16.9225 | 0.0025539 | 0.0012457 | 0.0010837
7836 | HE 7833 | 0.00021527 | 43.925 | 27.435 | 16.805 | 0.0094558 | 0.005906 | 0.0036176
7837 | HE 7834 | 0.00036658 | 45.2625 | 57.4625 | 17.26 | 0.016592 | 0.021065 | 0.0063272
7838 | HE 7835 | 0.00046678 | 40.095 | 28.765 | 18.0725 | 0.018716 | 0.013427 | 0.0084359
7839 | HE 7836 | 0.00052433 | 28.815 | 31.8075 | 18.5325 | 0.015109 | 0.016678 | 0.0097171
7840 | HE 7837 | 0.00052315 | 25.0375 | 24.6 | 19.36 | 0.013098 | 0.01287 | 0.010128
7841 | HE 7838 | 0.00051029 | 20.2875 | 25.7725 | 19.3 | 0.010353 | 0.013152 | 0.0098487
7842 | HE 7839 | 0.00044579 | 20.06 | 25.3375 | 19.0125 | 0.0089426 | 0.011295 | 0.0084757
7843 | HE 7840 | 0.0003191 | 19.7075 | 23.75 | 18.0075 | 0.0062887 | 0.0075787 | 0.0057462
7844 | HE 7841 | 0.00016106 | 19.725 | 37.925 | 17.74 | 0.0031769 | 0.0061081 | 0.0028572
7845 | HE 7842 | 4.3797e-06 | 20.705 | 151.2575 | 19.7875 | 9.0681e-05 | 0.00066246 | 8.6663e-05
7846 | HE 7843 | 0 | 19.65 | 31.67 | 19.645 | 0 | 0 | 0
7847 | HE 7844 | 0 | 19.27 | 26.6375 | 19.8375 | 0 | 0 | 0
7848 | HE 7845 | 0 | 18.1875 | 30.02 | 22.7775 | 0 | 0 | 0
7849 | HE 7846 | 0 | 20.0275 | 27.2275 | 21.5625 | 0 | 0 | 0
7850 | HE 7847 | 0 | 16.85 | 186.4625 | 21.51 | 0 | 0 | 0
7851 | HE 7848 | 0 | 11.11 | 47.95 | 19.6025 | 0 | 0 | 0
7852 | HE 7849 | 0 | 16.2825 | 106.3975 | 19.335 | 0 | 0 | 0
7853 | HE 7850 | 0 | 11.9975 | 25.915 | 18.5375 | 0 | 0 | 0
7854 | HE 7851 | 0 | 6.915 | 33.145 | 17.9975 | 0 | 0 | 0
7855 | HE 7852 | 0 | 7.99 | 26.21 | 17.96 | 0 | 0 | 0
7856 | HE 7853 | 0 | 14.805 | 25.65 | 17.58 | 0 | 0 | 0
7857 | HE 7854 | 0 | 17.74 | 24.8425 | 17.295 | 0 | 0 | 0
7858 | HE 7855 | 0 | 19.595 | 23.6525 | 17.99 | 0 | 0 | 0
7859 | HE 7856 | 6.4039e-05 | 20.005 | 22.315 | 18.4575 | 0.0012811 | 0.001429 | 0.001182
7860 | HE 7857 | 0.00021527 | 20.645 | 23.495 | 18.8375 | 0.0044443 | 0.0050578 | 0.0040552
7861 | HE 7858 | 0.00036658 | 20.5175 | 22.42 | 19.5275 | 0.0075213 | 0.0082187 | 0.0071584
7862 | HE 7859 | 0.00046678 | 17.9825 | 19.8675 | 18.9825 | 0.0083939 | 0.0092738 | 0.0088607
7863 | HE 7860 | 0.00052433 | 15.565 | 18.2575 | 18.0625 | 0.0081612 | 0.0095729 | 0.0094707
7864 | HE 7861 | 0.00052315 | 21.04 | 16.5175 | 17.1575 | 0.011007 | 0.0086412 | 0.008976
7865 | HE 7862 | 0.00051029 | 19.6175 | 15.9725 | 16.5675 | 0.010011 | 0.0081507 | 0.0084543
7866 | HE 7863 | 0.00044579 | 19.03 | 15.7825 | 15.9175 | 0.0084835 | 0.0070358 | 0.0070959
7867 | HE 7864 | 0.0003191 | 19.94 | 16.41 | 14.65 | 0.0063629 | 0.0052365 | 0.0046749
7868 | HE 7865 | 0.00016106 | 34.205 | 18.41 | 14.315 | 0.005509 | 0.0029651 | 0.0023055
7869 | HE 7866 | 4.3797e-06 | 36.1025 | 30.1025 | 15.8275 | 0.00015812 | 0.00013184 | 6.9319e-05
7870 | HE 7867 | 0 | 33.7825 | 29.41 | 15.4325 | 0 | 0 | 0
7871 | HE 7868 | 0 | 30.7125 | 27.1475 | 14.275 | 0 | 0 | 0
7872 | HE 7869 | 0 | 29.1025 | 26.9575 | 14.8975 | 0 | 0 | 0
7873 | HE 7870 | 0 | 26.7225 | 26.235 | 13.125 | 0 | 0 | 0
7874 | HE 7871 | 0 | 28.7575 | 37.77 | 8.545 | 0 | 0 | 0
7875 | HE 7872 | 0 | 37.545 | 41.3675 | 3.7025 | 0 | 0 | 0
7876 | HE 7873 | 0 | 34.235 | 26.925 | 3.115 | 0 | 0 | 0
7877 | HE 7874 | 0 | 28.5575 | 26.0775 | -2.0675 | 0 | 0 | 0
7878 | HE 7875 | 0 | 32.755 | 25.9475 | -2.61 | 0 | 0 | 0
7879 | HE 7876 | 0 | 34.84 | 25.6625 | -4.6375 | 0 | 0 | 0
7880 | HE 7877 | 0 | 43.2675 | 25.8125 | -0.81 | 0 | 0 | 0
7881 | HE 7878 | 0 | 47.8825 | 26.345 | 2.6 | 0 | 0 | 0
7882 | HE 7879 | 0 | 44.73 | 26.225 | 7.865 | 0 | 0 | 0
7883 | HE 7880 | 6.4039e-05 | 44.58 | 23.9875 | 8.815 | 0.0028548 | 0.0015361 | 0.0005645
7884 | HE 7881 | 0.00021527 | 42.18 | 20.975 | 11.8275 | 0.0090802 | 0.0045153 | 0.0025461
7885 | HE 7882 | 0.00036658 | 41.72 | 21.785 | 9.91 | 0.015294 | 0.0079859 | 0.0036328
7886 | HE 7883 | 0.00046678 | 49.7025 | 19.8475 | 10.52 | 0.0232 | 0.0092644 | 0.0049105
7887 | HE 7884 | 0.00052433 | 30.945 | 17.9225 | 11.81 | 0.016225 | 0.0093973 | 0.0061923
7888 | HE 7885 | 0.00052315 | 18.05 | 17.1225 | 13.9075 | 0.0094429 | 0.0089577 | 0.0072757
7889 | HE 7886 | 0.00051029 | 19.7525 | 16.2225 | 15.3 | 0.01008 | 0.0082782 | 0.0078075
7890 | HE 7887 | 0.00044579 | 19.545 | 16.2125 | 15.8925 | 0.0087131 | 0.0072274 | 0.0070848
7891 | HE 7888 | 0.0003191 | 20.7875 | 16.065 | 18.0175 | 0.0066333 | 0.0051264 | 0.0057494
7892 | HE 7889 | 0.00016106 | 19.5 | 16.855 | 20.465 | 0.0031406 | 0.0027146 | 0.003296
7893 | HE 7890 | 4.3797e-06 | 19.6075 | 18.0275 | 20.6075 | 8.5874e-05 | 7.8954e-05 | 9.0254e-05
7894 | HE 7891 | 0 | 21.725 | 15.73 | 18.75 | 0 | 0 | 0
7895 | HE 7892 | 0 | 21.395 | 12.0275 | 26.115 | 0 | 0 | 0
7896 | HE 7893 | 0 | 19.0425 | 7.82 | 18.6175 | 0 | 0 | 0
7897 | HE 7894 | 0 | 14.0825 | 1.6425 | 17.715 | 0 | 0 | 0
7898 | HE 7895 | 0 | 13.56 | 8.47 | 16.945 | 0 | 0 | 0
7899 | HE 7896 | 0 | 5.975 | 0.77 | 16.755 | 0 | 0 | 0
7900 | HE 7897 | 0 | -0.5325 | -0.165 | 16.5475 | 0 | 0 | 0
7901 | HE 7898 | 0 | -0.57 | -0.03 | 16.9525 | 0 | 0 | 0
7902 | HE 7899 | 0 | -0.125 | 0.0675 | 18.1425 | 0 | 0 | 0
7903 | HE 7900 | 0 | 0 | 2.655 | 18.55 | 0 | 0 | 0
7904 | HE 7901 | 0 | -0.1675 | 11.885 | 19.99 | 0 | 0 | 0
7905 | HE 7902 | 0 | 1.1675 | 9.25 | 18.505 | 0 | 0 | 0
7906 | HE 7903 | 0 | 13.4925 | 18.2425 | 22.4275 | 0 | 0 | 0
7907 | HE 7904 | 6.4039e-05 | 8.9675 | 16.9425 | 24.0625 | 0.00057427 | 0.001085 | 0.0015409
7908 | HE 7905 | 0.00021527 | 18.1475 | 17.0425 | 25.0325 | 0.0039066 | 0.0036688 | 0.0053888
7909 | HE 7906 | 0.00036658 | 19.6725 | 18.6075 | 37.2975 | 0.0072115 | 0.0068211 | 0.013673
7910 | HE 7907 | 0.00046678 | 19.4525 | 18.6175 | 57.0725 | 0.0090801 | 0.0086903 | 0.02664
7911 | HE 7908 | 0.00052433 | 20.485 | 17.905 | 19.8025 | 0.010741 | 0.0093881 | 0.010383
7912 | HE 7909 | 0.00052315 | 20.46 | 18.585 | 20.295 | 0.010704 | 0.0097228 | 0.010617
7913 | HE 7910 | 0.00051029 | 19.7275 | 23.5 | 19.8025 | 0.010067 | 0.011992 | 0.010105
7914 | HE 7911 | 0.00044579 | 15.7825 | 33.14 | 19.1875 | 0.0070358 | 0.014774 | 0.0085537
7915 | HE 7912 | 0.0003191 | 5.855 | 27.2775 | 18.2 | 0.0018683 | 0.0087043 | 0.0058077
7916 | HE 7913 | 0.00016106 | 1.7975 | 23.9475 | 19.8325 | 0.0002895 | 0.0038569 | 0.0031942
7917 | HE 7914 | 4.3797e-06 | 23.4575 | 24.5325 | 60.0875 | 0.00010274 | 0.00010744 | 0.00026316
7918 | HE 7915 | 0 | 22.87 | 18.72 | 21.8375 | 0 | 0 | 0
7919 | HE 7916 | 0 | 24.8725 | 17.915 | 20.2625 | 0 | 0 | 0
7920 | HE 7917 | 0 | 26.8775 | 17.0075 | 18.0475 | 0 | 0 | 0
7921 | HE 7918 | 0 | 25.4625 | 16.005 | 16.4875 | 0 | 0 | 0
7922 | HE 7919 | 0 | 25.155 | 16.99 | 14.7525 | 0 | 0 | 0
7923 | HE 7920 | 0 | 27.83 | 10.115 | 13.005 | 0 | 0 | 0
7924 | HE 7921 | 0 | 26.3575 | 0.4525 | 14.18 | 0 | 0 | 0
7925 | HE 7922 | 0 | 24.215 | 0.0475 | 11.24 | 0 | 0 | 0
7926 | HE 7923 | 0 | 25.32 | -0.1725 | 8.8975 | 0 | 0 | 0
7927 | HE 7924 | 0 | 25.7675 | -0.075 | 9.2275 | 0 | 0 | 0
7928 | HE 7925 | 0 | 23.91 | -0.47 | 9.9425 | 0 | 0 | 0
7929 | HE 7926 | 0 | 26.2225 | 3.835 | 10.61 | 0 | 0 | 0
7930 | HE 7927 | 0 | 41.9775 | 5.0775 | 15.7925 | 0 | 0 | 0
7931 | HE 7928 | 6.4039e-05 | 40.3575 | 10.5825 | 16.8525 | 0.0025844 | 0.00067769 | 0.0010792
7932 | HE 7929 | 0.00021527 | 34.435 | 16.555 | 17.53 | 0.0074129 | 0.0035638 | 0.0037737
7933 | HE 7930 | 0.00036658 | 32.8975 | 22.995 | 24.5175 | 0.01206 | 0.0084295 | 0.0089876
7934 | HE 7931 | 0.00046678 | 32.3525 | 19.42 | 17.2475 | 0.015102 | 0.0090649 | 0.0080508
7935 | HE 7932 | 0.00052433 | 31.17 | 22.6725 | 18.4775 | 0.016343 | 0.011888 | 0.0096883
7936 | HE 7933 | 0.00052315 | 30.9675 | 23.525 | 19.9 | 0.016201 | 0.012307 | 0.010411
7937 | HE 7934 | 0.00051029 | 30.6825 | 22.0425 | 19.7075 | 0.015657 | 0.011248 | 0.010057
7938 | HE 7935 | 0.00044579 | 29.4925 | 20.775 | 21.1875 | 0.013148 | 0.0092614 | 0.0094453
7939 | HE 7936 | 0.0003191 | 29.3225 | 20.1675 | 19.625 | 0.0093569 | 0.0064355 | 0.0062624
7940 | HE 7937 | 0.00016106 | 31.2425 | 20.5875 | 244.255 | 0.0050318 | 0.0033158 | 0.039339
7941 | HE 7938 | 4.3797e-06 | 260.745 | 22.7725 | 489.0075 | 0.001142 | 9.9736e-05 | 0.0021417
7942 | HE 7939 | 0 | 64.335 | 19.67 | 22.5275 | 0 | 0 | 0
7943 | HE 7940 | 0 | 43.665 | 18.0125 | 19.5375 | 0 | 0 | 0
7944 | HE 7941 | 0 | 37.1525 | 18.06 | 18.6075 | 0 | 0 | 0
7945 | HE 7942 | 0 | 35.91 | 17.905 | 16.0225 | 0 | 0 | 0
7946 | HE 7943 | 0 | 32.0225 | 17.9025 | 15.405 | 0 | 0 | 0
7947 | HE 7944 | 0 | 24.0225 | 20.23 | 15.1375 | 0 | 0 | 0
7948 | HE 7945 | 0 | 20.2925 | 19.44 | 15.4525 | 0 | 0 | 0
7949 | HE 7946 | 0 | 19.535 | 18.6575 | 14.8375 | 0 | 0 | 0
7950 | HE 7947 | 0 | 20.3875 | 18.1625 | 14.8175 | 0 | 0 | 0
7951 | HE 7948 | 0 | 19.62 | 17.8 | 13.985 | 0 | 0 | 0
7952 | HE 7949 | 0 | 18.63 | 15.9975 | 14.44 | 0 | 0 | 0
7953 | HE 7950 | 0 | 21.81 | 13.9975 | 13.8475 | 0 | 0 | 0
7954 | HE 7951 | 0 | 28.665 | 15.5025 | 15.775 | 0 | 0 | 0
7955 | HE 7952 | 6.4039e-05 | 42.16 | 14.815 | 16.0975 | 0.0026999 | 0.00094873 | 0.0010309
7956 | HE 7953 | 0.00021527 | 34.415 | 22.995 | 16.335 | 0.0074086 | 0.0049502 | 0.0035165
7957 | HE 7954 | 0.00036658 | 27.805 | 22.1225 | 17.0925 | 0.010193 | 0.0081097 | 0.0062658
7958 | HE 7955 | 0.00046678 | 28.065 | 20.8775 | 17.21 | 0.0131 | 0.0097452 | 0.0080333
7959 | HE 7956 | 0.00052433 | 28.075 | 19.9425 | 17.905 | 0.014721 | 0.010456 | 0.0093881
7960 | HE 7957 | 0.00052315 | 28.1225 | 20.8275 | 18.2275 | 0.014712 | 0.010896 | 0.0095358
7961 | HE 7958 | 0.00051029 | 25.82 | 19.785 | 17.515 | 0.013176 | 0.010096 | 0.0089378
7962 | HE 7959 | 0.00044579 | 24.5175 | 20.08 | 16.025 | 0.01093 | 0.0089516 | 0.0071439
7963 | HE 7960 | 0.0003191 | 24.395 | 27.6125 | 15.4875 | 0.0077845 | 0.0088112 | 0.0049421
7964 | HE 7961 | 0.00016106 | 25.5575 | 29.495 | 16.7575 | 0.0041162 | 0.0047504 | 0.0026989
7965 | HE 7962 | 4.3797e-06 | 29.875 | 194.1325 | 37.005 | 0.00013084 | 0.00085024 | 0.00016207
7966 | HE 7963 | 0 | 29.7625 | 22.165 | 20.4875 | 0 | 0 | 0
7967 | HE 7964 | 0 | 23.975 | 19.3425 | 20.3825 | 0 | 0 | 0
7968 | HE 7965 | 0 | 17.9925 | 22.6975 | 19.6025 | 0 | 0 | 0
7969 | HE 7966 | 0 | 16.315 | 20.3675 | 19.6075 | 0 | 0 | 0
7970 | HE 7967 | 0 | 15.305 | 21.71 | 18.5625 | 0 | 0 | 0
7971 | HE 7968 | 0 | 12.8025 | 23.8875 | 16.0175 | 0 | 0 | 0
7972 | HE 7969 | 0 | 11.935 | 25.3175 | 16.1025 | 0 | 0 | 0
7973 | HE 7970 | 0 | 11.195 | 33.2175 | 15.915 | 0 | 0 | 0
7974 | HE 7971 | 0 | 12.205 | 21.14 | 15.965 | 0 | 0 | 0
7975 | HE 7972 | 0 | 14.2475 | 19.3125 | 17.1625 | 0 | 0 | 0
7976 | HE 7973 | 0 | 15.45 | 20.79 | 17.28 | 0 | 0 | 0
7977 | HE 7974 | 0 | 15.855 | 18.96 | 17.2875 | 0 | 0 | 0
7978 | HE 7975 | 0 | 24.495 | 18.2325 | 17.295 | 0 | 0 | 0
7979 | HE 7976 | 6.4039e-05 | 23.2675 | 19.16 | 16.31 | 0.00149 | 0.001227 | 0.0010445
7980 | HE 7977 | 0.00021527 | 20.995 | 29.8025 | 17.6725 | 0.0045196 | 0.0064156 | 0.0038044
7981 | HE 7978 | 0.00036658 | 27.43 | 49.8025 | 17.8775 | 0.010055 | 0.018257 | 0.0065535
7982 | HE 7979 | 0.00046678 | 31.0675 | 219.865 | 17.8925 | 0.014502 | 0.10263 | 0.0083519
7983 | HE 7980 | 0.00052433 | 27.075 | 45.495 | 17.935 | 0.014196 | 0.023854 | 0.0094038
7984 | HE 7981 | 0.00052315 | 21.4275 | 33.195 | 17.67 | 0.01121 | 0.017366 | 0.0092441
7985 | HE 7982 | 0.00051029 | 20.46 | 23.715 | 16.42 | 0.010441 | 0.012102 | 0.008379
7986 | HE 7983 | 0.00044579 | 20.805 | 24.6 | 15.75 | 0.0092748 | 0.010967 | 0.0070213
7987 | HE 7984 | 0.0003191 | 20.94 | 24.8725 | 15.765 | 0.006682 | 0.0079369 | 0.0050306
7988 | HE 7985 | 0.00016106 | 26.6425 | 23.9075 | 17.5075 | 0.004291 | 0.0038505 | 0.0028197
7989 | HE 7986 | 4.3797e-06 | 63.8775 | 30.73 | 21.5325 | 0.00027976 | 0.00013459 | 9.4305e-05
7990 | HE 7987 | 0 | 31.585 | 21.6425 | 21.7575 | 0 | 0 | 0
7991 | HE 7988 | 0 | 21.5275 | 21.5475 | 20.88 | 0 | 0 | 0
7992 | HE 7989 | 0 | 18.1225 | 29.7 | 20.23 | 0 | 0 | 0
7993 | HE 7990 | 0 | 15.515 | 65.345 | 19.7175 | 0 | 0 | 0
7994 | HE 7991 | 0 | 14.9225 | 44.945 | 18.8725 | 0 | 0 | 0
7995 | HE 7992 | 0 | 14.2875 | 63.885 | 18.6225 | 0 | 0 | 0
7996 | HE 7993 | 0 | 10.495 | 138.875 | 19.3525 | 0 | 0 | 0
7997 | HE 7994 | 0 | 7.2275 | 69.3125 | 18.875 | 0 | 0 | 0
7998 | HE 7995 | 0 | 6.21 | 48.3475 | 18.2 | 0 | 0 | 0
7999 | HE 7996 | 0 | 7.8125 | 115.2725 | 17.5825 | 0 | 0 | 0
8000 | HE 7997 | 0 | 13.465 | 63.8175 | 16.9225 | 0 | 0 | 0
8001 | HE 7998 | 0 | 14.175 | 62.97 | 16.505 | 0 | 0 | 0
8002 | HE 7999 | 0 | 21.875 | 66.945 | 16.47 | 0 | 0 | 0
8003 | HE 8000 | 6.4039e-05 | 17.725 | 27.515 | 17.0975 | 0.0011351 | 0.001762 | 0.0010949
8004 | HE 8001 | 0.00021527 | 20.9275 | 102.355 | 16.875 | 0.0045051 | 0.022034 | 0.0036327
8005 | HE 8002 | 0.00036658 | 41.0025 | 139.8975 | 15.6925 | 0.015031 | 0.051284 | 0.0057526
8006 | HE 8003 | 0.00046678 | 30.49 | 83.3825 | 15.9625 | 0.014232 | 0.038921 | 0.007451
8007 | HE 8004 | 0.00052433 | 28.8875 | 58.3125 | 15.8575 | 0.015147 | 0.030575 | 0.0083145
8008 | HE 8005 | 0.00052315 | 23.385 | 25.35 | 15.1625 | 0.012234 | 0.013262 | 0.0079323
8009 | HE 8006 | 0.00051029 | 24.5625 | 24.425 | 14.4925 | 0.012534 | 0.012464 | 0.0073954
8010 | HE 8007 | 0.00044579 | 27.595 | 23.375 | 14.435 | 0.012302 | 0.01042 | 0.006435
8011 | HE 8008 | 0.0003191 | 30.2175 | 22.8275 | 14.0575 | 0.0096425 | 0.0072843 | 0.0044858
8012 | HE 8009 | 0.00016106 | 80.6 | 23.6775 | 15.45 | 0.012981 | 0.0038134 | 0.0024883
8013 | HE 8010 | 4.3797e-06 | 522.5275 | 31.8475 | 22.4475 | 0.0022885 | 0.00013948 | 9.8313e-05
8014 | HE 8011 | 0 | 139.1325 | 21.625 | 19.0775 | 0 | 0 | 0
8015 | HE 8012 | 0 | 46.3325 | 20.02 | 17.4975 | 0 | 0 | 0
8016 | HE 8013 | 0 | 44.5475 | 19.5675 | 14.96 | 0 | 0 | 0
8017 | HE 8014 | 0 | 34.985 | 17.8975 | 15.3925 | 0 | 0 | 0
8018 | HE 8015 | 0 | 37.25 | 16.0125 | 13.965 | 0 | 0 | 0
8019 | HE 8016 | 0 | 22.335 | 14.42 | 10.755 | 0 | 0 | 0
8020 | HE 8017 | 0 | 20.2425 | 16.9075 | 13.7475 | 0 | 0 | 0
8021 | HE 8018 | 0 | 17.3 | 17.2025 | 13.945 | 0 | 0 | 0
8022 | HE 8019 | 0 | 14.56 | 15.475 | 14.925 | 0 | 0 | 0
8023 | HE 8020 | 0 | 8.1325 | 16.5325 | 14.7225 | 0 | 0 | 0
8024 | HE 8021 | 0 | 10.7925 | 19.5925 | 13.965 | 0 | 0 | 0
8025 | HE 8022 | 0 | 19.965 | 19.955 | 16.085 | 0 | 0 | 0
8026 | HE 8023 | 0 | 20.7325 | 19.3525 | 19.23 | 0 | 0 | 0
8027 | HE 8024 | 6.4039e-05 | 18.5 | 19.96 | 22.9675 | 0.0011847 | 0.0012782 | 0.0014708
8028 | HE 8025 | 0.00021527 | 18.5075 | 19.14 | 21.215 | 0.0039841 | 0.0041203 | 0.004567
8029 | HE 8026 | 0.00036658 | 20.1725 | 21.0875 | 18.525 | 0.0073948 | 0.0077303 | 0.0067909
8030 | HE 8027 | 0.00046678 | 20.1575 | 19.965 | 18.1525 | 0.0094091 | 0.0093193 | 0.0084733
8031 | HE 8028 | 0.00052433 | 22.08 | 26.3525 | 17.455 | 0.011577 | 0.013817 | 0.0091522
8032 | HE 8029 | 0.00052315 | 23.08 | 25.8875 | 17.35 | 0.012074 | 0.013543 | 0.0090767
8033 | HE 8030 | 0.00051029 | 16.9425 | 27.0825 | 16.3575 | 0.0086457 | 0.01382 | 0.0083471
8034 | HE 8031 | 0.00044579 | 15.595 | 25.825 | 15.0075 | 0.0069522 | 0.011513 | 0.0066903
8035 | HE 8032 | 0.0003191 | 14.88 | 26.4125 | 14.065 | 0.0047482 | 0.0084283 | 0.0044882
8036 | HE 8033 | 0.00016106 | 15.73 | 25.1 | 15.7275 | 0.0025334 | 0.0040425 | 0.002533
8037 | HE 8034 | 4.3797e-06 | 19.6725 | 23.515 | 19.0575 | 8.6159e-05 | 0.00010299 | 8.3465e-05
8038 | HE 8035 | 0 | 21.555 | 21.2075 | 19.7425 | 0 | 0 | 0
8039 | HE 8036 | 0 | 21.8525 | 18.9075 | 18.5575 | 0 | 0 | 0
8040 | HE 8037 | 0 | 19.2925 | 17.9825 | 17.155 | 0 | 0 | 0
8041 | HE 8038 | 0 | 15.5625 | 19.54 | 16.27 | 0 | 0 | 0
8042 | HE 8039 | 0 | 15.5325 | 19.7975 | 16.1975 | 0 | 0 | 0
8043 | HE 8040 | 0 | 14.895 | 17.69 | 16.5625 | 0 | 0 | 0
8044 | HE 8041 | 0 | 14.095 | 14.39 | 18.155 | 0 | 0 | 0
8045 | HE 8042 | 0 | 8.5325 | 5.1625 | 17.8925 | 0 | 0 | 0
8046 | HE 8043 | 0 | 8.22 | 1.7125 | 17.065 | 0 | 0 | 0
8047 | HE 8044 | 0 | 9.26 | 0.4325 | 17.19 | 0 | 0 | 0
8048 | HE 8045 | 0 | 9.755 | 2.2225 | 17.555 | 0 | 0 | 0
8049 | HE 8046 | 0 | 13.64 | 2.7375 | 18.075 | 0 | 0 | 0
8050 | HE 8047 | 0 | 11.72 | 12.185 | 22.045 | 0 | 0 | 0
8051 | HE 8048 | 1.2702e-05 | 11.3825 | 15.085 | 23.9275 | 0.00014458 | 0.0001916 | 0.00030392
8052 | HE 8049 | 0.00014798 | 16.9625 | 14.62 | 26.3475 | 0.0025101 | 0.0021634 | 0.0038989
8053 | HE 8050 | 0.0003057 | 17.4075 | 10.7825 | 21.5025 | 0.0053214 | 0.0032962 | 0.0065733
8054 | HE 8051 | 0.0004117 | 14.7625 | 10.25 | 19.25 | 0.0060777 | 0.0042199 | 0.0079251
8055 | HE 8052 | 0.00044621 | 10.745 | 13.4075 | 15.75 | 0.0047945 | 0.0059825 | 0.0070278
8056 | HE 8053 | 0.00050594 | 17.2125 | 13.6775 | 14.8725 | 0.0087086 | 0.0069201 | 0.0075247
8057 | HE 8054 | 0.0004786 | 17.3175 | 14.0125 | 14.3275 | 0.0082882 | 0.0067064 | 0.0068572
8058 | HE 8055 | 0.00041963 | 17.67 | 14.0275 | 14.265 | 0.0074148 | 0.0058863 | 0.005986
8059 | HE 8056 | 0.00030987 | 15.83 | 14.2525 | 13.5375 | 0.0049052 | 0.0044164 | 0.0041948
8060 | HE 8057 | 0.00017153 | 14.4175 | 15.48 | 13.325 | 0.0024731 | 0.0026553 | 0.0022857
8061 | HE 8058 | 4.176e-06 | 30.195 | 19.68 | 16.195 | 0.00012609 | 8.2184e-05 | 6.7631e-05
8062 | HE 8059 | 0 | 42.175 | 22.425 | 14.1025 | 0 | 0 | 0
8063 | HE 8060 | 0 | 35.1525 | 19.8475 | 13.755 | 0 | 0 | 0
8064 | HE 8061 | 0 | 19.02 | 18.865 | 13.3775 | 0 | 0 | 0
8065 | HE 8062 | 0 | 19.23 | 18.11 | 11.22 | 0 | 0 | 0
8066 | HE 8063 | 0 | 18.4875 | 18.1425 | 9.785 | 0 | 0 | 0
8067 | HE 8064 | 0 | 15.63 | 17.455 | 10.5825 | 0 | 0 | 0
8068 | HE 8065 | 0 | 20.2075 | 17.775 | 14.33 | 0 | 0 | 0
8069 | HE 8066 | 0 | 18.895 | 17.4975 | 14.5725 | 0 | 0 | 0
8070 | HE 8067 | 0 | 17.3775 | 17.135 | 15.875 | 0 | 0 | 0
8071 | HE 8068 | 0 | 21.9875 | 17.11 | 16.0225 | 0 | 0 | 0
8072 | HE 8069 | 0 | 21.9775 | 17.2825 | 15.545 | 0 | 0 | 0
8073 | HE 8070 | 0 | 23.5925 | 17.4325 | 16.0375 | 0 | 0 | 0
8074 | HE 8071 | 0 | 37.4575 | 20.0275 | 19.9275 | 0 | 0 | 0
8075 | HE 8072 | 1.2702e-05 | 43.1275 | 19.565 | 20.685 | 0.00054779 | 0.00024851 | 0.00026273
8076 | HE 8073 | 0.00014798 | 47.5125 | 19.285 | 23.84 | 0.0070308 | 0.0028538 | 0.0035278
8077 | HE 8074 | 0.0003057 | 39.1025 | 19.4975 | 18.28 | 0.011954 | 0.0059604 | 0.0055882
8078 | HE 8075 | 0.0004117 | 37.5825 | 18.0875 | 19.9775 | 0.015473 | 0.0074465 | 0.0082246
8079 | HE 8076 | 0.00044621 | 48.7325 | 16.795 | 21.32 | 0.021745 | 0.007494 | 0.0095131
8080 | HE 8077 | 0.00050594 | 53.515 | 17.095 | 15.625 | 0.027076 | 0.0086491 | 0.0079054
8081 | HE 8078 | 0.0004786 | 46.4325 | 16.9675 | 14.6325 | 0.022223 | 0.0081207 | 0.0070031
8082 | HE 8079 | 0.00041963 | 38.8 | 16.555 | 13.3825 | 0.016282 | 0.0069469 | 0.0056157
8083 | HE 8080 | 0.00030987 | 35.8725 | 15.93 | 12.9525 | 0.011116 | 0.0049362 | 0.0040135
8084 | HE 8081 | 0.00017153 | 30.2 | 17.2425 | 12.655 | 0.0051803 | 0.0029577 | 0.0021708
8085 | HE 8082 | 4.176e-06 | 31.78 | 23.475 | 18.9025 | 0.00013271 | 9.8032e-05 | 7.8937e-05
8086 | HE 8083 | 0 | 29.6525 | 21.2825 | 20.6825 | 0 | 0 | 0
8087 | HE 8084 | 0 | 30.425 | 19.295 | 19.49 | 0 | 0 | 0
8088 | HE 8085 | 0 | 32.45 | 21.505 | 17.5975 | 0 | 0 | 0
8089 | HE 8086 | 0 | 29.93 | 17.3475 | 14.1925 | 0 | 0 | 0
8090 | HE 8087 | 0 | 31.2725 | 16.795 | 11.535 | 0 | 0 | 0
8091 | HE 8088 | 0 | 29.29 | 14.61 | 10.785 | 0 | 0 | 0
8092 | HE 8089 | 0 | 28.44 | 14.9525 | 15.955 | 0 | 0 | 0
8093 | HE 8090 | 0 | 25.55 | 14.7175 | 15.17 | 0 | 0 | 0
8094 | HE 8091 | 0 | 23.4025 | 15.54 | 15.1075 | 0 | 0 | 0
8095 | HE 8092 | 0 | 23.84 | 16.165 | 15.32 | 0 | 0 | 0
8096 | HE 8093 | 0 | 27.1725 | 17.44 | 12.635 | 0 | 0 | 0
8097 | HE 8094 | 0 | 29.3925 | 18.51 | 13.27 | 0 | 0 | 0
8098 | HE 8095 | 0 | 38.875 | 24.4575 | 24.5725 | 0 | 0 | 0
8099 | HE 8096 | 1.2702e-05 | 37.23 | 21.42 | 32.385 | 0.00047288 | 0.00027207 | 0.00041134
8100 | HE 8097 | 0.00014798 | 33.0825 | 19.4525 | 36.8525 | 0.0048955 | 0.0028785 | 0.0054534
8101 | HE 8098 | 0.0003057 | 31.7975 | 19.2275 | 29.175 | 0.0097204 | 0.0058778 | 0.0089187
8102 | HE 8099 | 0.0004117 | 36.25 | 17.5 | 18.325 | 0.014924 | 0.0072047 | 0.0075443
8103 | HE 8100 | 0.00044621 | 35.425 | 17.1475 | 17.2775 | 0.015807 | 0.0076513 | 0.0077093
8104 | HE 8101 | 0.00050594 | 29.615 | 16.3875 | 18.02 | 0.014984 | 0.0082912 | 0.0091171
8105 | HE 8102 | 0.0004786 | 28.29 | 15.5125 | 17.7425 | 0.01354 | 0.0074243 | 0.0084916
8106 | HE 8103 | 0.00041963 | 26.22 | 15.7275 | 17.655 | 0.011003 | 0.0065997 | 0.0074085
8107 | HE 8104 | 0.00030987 | 24.96 | 16.7475 | 17.28 | 0.0077343 | 0.0051895 | 0.0053545
8108 | HE 8105 | 0.00017153 | 23.7375 | 17.725 | 18.5825 | 0.0040718 | 0.0030404 | 0.0031875
8109 | HE 8106 | 4.176e-06 | 25.2475 | 31.81 | 72.465 | 0.00010543 | 0.00013284 | 0.00030261
8110 | HE 8107 | 0 | 25.1 | 22.89 | 24.7425 | 0 | 0 | 0
8111 | HE 8108 | 0 | 22.275 | 22.76 | 22.7175 | 0 | 0 | 0
8112 | HE 8109 | 0 | 23.02 | 22.645 | 23.8275 | 0 | 0 | 0
8113 | HE 8110 | 0 | 20.785 | 20.1575 | 21.0675 | 0 | 0 | 0
8114 | HE 8111 | 0 | 22.895 | 18.43 | 20.5225 | 0 | 0 | 0
8115 | HE 8112 | 0 | 21.34 | 16.885 | 19.0125 | 0 | 0 | 0
8116 | HE 8113 | 0 | 20.8775 | 16.6175 | 19.0975 | 0 | 0 | 0
8117 | HE 8114 | 0 | 21.1675 | 16.77 | 19.1325 | 0 | 0 | 0
8118 | HE 8115 | 0 | 21.3575 | 16.9275 | 18.79 | 0 | 0 | 0
8119 | HE 8116 | 0 | 21.7675 | 17.1825 | 18.865 | 0 | 0 | 0
8120 | HE 8117 | 0 | 22.1975 | 17.185 | 18.775 | 0 | 0 | 0
8121 | HE 8118 | 0 | 23.915 | 17.8875 | 20.0825 | 0 | 0 | 0
8122 | HE 8119 | 0 | 28.535 | 20.29 | 25.505 | 0 | 0 | 0
8123 | HE 8120 | 1.2702e-05 | 27.805 | 19.2475 | 30.5925 | 0.00035317 | 0.00024447 | 0.00038857
8124 | HE 8121 | 0.00014798 | 30.7975 | 18.6175 | 24.0025 | 0.0045574 | 0.002755 | 0.0035518
8125 | HE 8122 | 0.0003057 | 31.405 | 17.385 | 20.1825 | 0.0096005 | 0.0053146 | 0.0061698
8126 | HE 8123 | 0.0004117 | 27.69 | 16.435 | 19.1025 | 0.0114 | 0.0067662 | 0.0078644
8127 | HE 8124 | 0.00044621 | 25.805 | 17.135 | 18.535 | 0.011514 | 0.0076458 | 0.0082704
8128 | HE 8125 | 0.00050594 | 25.7075 | 18.355 | 17.915 | 0.013007 | 0.0092866 | 0.009064
8129 | HE 8126 | 0.0004786 | 25.7475 | 18.8775 | 17.4375 | 0.012323 | 0.0090348 | 0.0083456
8130 | HE 8127 | 0.00041963 | 25.1425 | 18.385 | 17.3825 | 0.01055 | 0.0077148 | 0.0072942
8131 | HE 8128 | 0.00030987 | 25.465 | 19.5575 | 17.375 | 0.0078907 | 0.0060602 | 0.0053839
8132 | HE 8129 | 0.00017153 | 27.94 | 21.645 | 18.075 | 0.0047927 | 0.0037129 | 0.0031005
8133 | HE 8130 | 4.176e-06 | 43.58 | 22.9025 | 44.595 | 0.00018199 | 9.5641e-05 | 0.00018623
8134 | HE 8131 | 0 | 36.7325 | 18.8025 | 28.16 | 0 | 0 | 0
8135 | HE 8132 | 0 | 33.845 | 16.42 | 29.3125 | 0 | 0 | 0
8136 | HE 8133 | 0 | 34.9275 | 15.9825 | 28.7525 | 0 | 0 | 0
8137 | HE 8134 | 0 | 31.0975 | 16.3425 | 30.245 | 0 | 0 | 0
8138 | HE 8135 | 0 | 28.33 | 20.3275 | 70.9475 | 0 | 0 | 0
8139 | HE 8136 | 0 | 24.165 | 18.575 | 24.0475 | 0 | 0 | 0
8140 | HE 8137 | 0 | 23.82 | 17.9975 | 28.61 | 0 | 0 | 0
8141 | HE 8138 | 0 | 23.5975 | 17.1425 | 24.6675 | 0 | 0 | 0
8142 | HE 8139 | 0 | 25.8125 | 16.785 | 22.4125 | 0 | 0 | 0
8143 | HE 8140 | 0 | 26.235 | 17.2225 | 21.7575 | 0 | 0 | 0
8144 | HE 8141 | 0 | 26.605 | 18.18 | 21.1525 | 0 | 0 | 0
8145 | HE 8142 | 0 | 31.1975 | 21.465 | 22.6775 | 0 | 0 | 0
8146 | HE 8143 | 0 | 88.0475 | 130.7625 | 25.1025 | 0 | 0 | 0
8147 | HE 8144 | 1.2702e-05 | 44.515 | 26.4325 | 26.64 | 0.00056541 | 0.00033573 | 0.00033837
8148 | HE 8145 | 0.00014798 | 36.15 | 21.7325 | 27.0525 | 0.0053494 | 0.0032159 | 0.0040032
8149 | HE 8146 | 0.0003057 | 41.595 | 41.9 | 27.075 | 0.012716 | 0.012809 | 0.0082768
8150 | HE 8147 | 0.0004117 | 32.69 | 33.77 | 25.315 | 0.013458 | 0.013903 | 0.010422
8151 | HE 8148 | 0.00044621 | 32.935 | 19.28 | 26.0575 | 0.014696 | 0.0086029 | 0.011627
8152 | HE 8149 | 0.00050594 | 29.26 | 18.9 | 25.435 | 0.014804 | 0.0095624 | 0.012869
8153 | HE 8150 | 0.0004786 | 27.6875 | 18.0275 | 20.1675 | 0.013251 | 0.008628 | 0.0096522
8154 | HE 8151 | 0.00041963 | 25.75 | 17.31 | 19.3525 | 0.010805 | 0.0072637 | 0.0081208
8155 | HE 8152 | 0.00030987 | 23.4075 | 17.47 | 18.9 | 0.0072532 | 0.0054134 | 0.0058565
8156 | HE 8153 | 0.00017153 | 28.65 | 17.2575 | 20.6 | 0.0049145 | 0.0029603 | 0.0035336
8157 | HE 8154 | 4.176e-06 | 135.9125 | 80.0825 | 25.08 | 0.00056757 | 0.00033443 | 0.00010473
8158 | HE 8155 | 0 | 54.51 | 19.52 | 23.82 | 0 | 0 | 0
8159 | HE 8156 | 0 | 54.59 | 17.9 | 23.51 | 0 | 0 | 0
8160 | HE 8157 | 0 | 52.665 | 17.76 | 20.965 | 0 | 0 | 0
8161 | HE 8158 | 0 | 44.805 | 17.0675 | 20.9075 | 0 | 0 | 0
8162 | HE 8159 | 0 | 44.485 | 16.6875 | 19.69 | 0 | 0 | 0
8163 | HE 8160 | 0 | 26.6075 | 15.705 | 19.5275 | 0 | 0 | 0
8164 | HE 8161 | 0 | 25.1825 | 15.3175 | 19.9325 | 0 | 0 | 0
8165 | HE 8162 | 0 | 24.6875 | 13.9825 | 18.65 | 0 | 0 | 0
8166 | HE 8163 | 0 | 23.0975 | 13.965 | 18.4475 | 0 | 0 | 0
8167 | HE 8164 | 0 | 21.72 | 13.6225 | 17.1175 | 0 | 0 | 0
8168 | HE 8165 | 0 | 20.5125 | 14.11 | 15.4325 | 0 | 0 | 0
8169 | HE 8166 | 0 | 26.7575 | 14.9125 | 15.1575 | 0 | 0 | 0
8170 | HE 8167 | 0 | 27.435 | 15.535 | 15.3875 | 0 | 0 | 0
8171 | HE 8168 | 1.2702e-05 | 32.99 | 16.7 | 15.785 | 0.00041902 | 0.00021212 | 0.00020049
8172 | HE 8169 | 0.00014798 | 37.1125 | 17.0375 | 16.995 | 0.0054918 | 0.0025212 | 0.0025149
8173 | HE 8170 | 0.0003057 | 43.33 | 15.455 | 17.9975 | 0.013246 | 0.0047246 | 0.0055018
8174 | HE 8171 | 0.0004117 | 36.7775 | 16.99 | 17.3725 | 0.015141 | 0.0069947 | 0.0071522
8175 | HE 8172 | 0.00044621 | 33.005 | 18.0175 | 15.935 | 0.014727 | 0.0080395 | 0.0071103
8176 | HE 8173 | 0.00050594 | 31.44 | 19.27 | 15.105 | 0.015907 | 0.0097496 | 0.0076423
8177 | HE 8174 | 0.0004786 | 27.0875 | 20.3 | 13.5925 | 0.012964 | 0.0097156 | 0.0065054
8178 | HE 8175 | 0.00041963 | 24.0425 | 20.495 | 12.095 | 0.010089 | 0.0086003 | 0.0050754
8179 | HE 8176 | 0.00030987 | 26.4775 | 19.7425 | 13.7425 | 0.0082045 | 0.0061175 | 0.0042583
8180 | HE 8177 | 0.00017153 | 29.815 | 19.8775 | 15.765 | 0.0051143 | 0.0034097 | 0.0027042
8181 | HE 8178 | 4.176e-06 | 45.0225 | 35.585 | 21.7475 | 0.00018801 | 0.0001486 | 9.0818e-05
8182 | HE 8179 | 0 | 40.0775 | 21.8275 | 25.585 | 0 | 0 | 0
8183 | HE 8180 | 0 | 44.025 | 19.6825 | 23.9125 | 0 | 0 | 0
8184 | HE 8181 | 0 | 43.5075 | 18.6175 | 21.655 | 0 | 0 | 0
8185 | HE 8182 | 0 | 38.43 | 17.46 | 20.975 | 0 | 0 | 0
8186 | HE 8183 | 0 | 35.79 | 16.045 | 19.0525 | 0 | 0 | 0
8187 | HE 8184 | 0 | 37.3325 | 14.7475 | 18.235 | 0 | 0 | 0
8188 | HE 8185 | 0 | 30.2475 | 14.5375 | 18.625 | 0 | 0 | 0
8189 | HE 8186 | 0 | 29.8675 | 14.555 | 18.2375 | 0 | 0 | 0
8190 | HE 8187 | 0 | 29.365 | 14.4375 | 18.5825 | 0 | 0 | 0
8191 | HE 8188 | 0 | 28.5675 | 15.5325 | 19.0175 | 0 | 0 | 0
8192 | HE 8189 | 0 | 26.7975 | 16.4475 | 19.2375 | 0 | 0 | 0
8193 | HE 8190 | 0 | 27.7025 | 16.29 | 23.6775 | 0 | 0 | 0
8194 | HE 8191 | 0 | 37.68 | 15.9075 | 72.17 | 0 | 0 | 0
8195 | HE 8192 | 1.2702e-05 | 37.9075 | 17.2375 | 41.9075 | 0.00048148 | 0.00021894 | 0.00053229
8196 | HE 8193 | 0.00014798 | 57.03 | 18.0575 | 23.195 | 0.0084392 | 0.0026721 | 0.0034324
8197 | HE 8194 | 0.0003057 | 54.89 | 19.535 | 53.8275 | 0.01678 | 0.0059718 | 0.016455
8198 | HE 8195 | 0.0004117 | 41.41 | 18.2525 | 22.645 | 0.017048 | 0.0075145 | 0.0093228
8199 | HE 8196 | 0.00044621 | 37.69 | 18.2625 | 18.425 | 0.016818 | 0.0081489 | 0.0082214
8200 | HE 8197 | 0.00050594 | 35.2275 | 17.35 | 17.9625 | 0.017823 | 0.0087781 | 0.009088
8201 | HE 8198 | 0.0004786 | 35.81 | 17.0225 | 17.7375 | 0.017139 | 0.008147 | 0.0084892
8202 | HE 8199 | 0.00041963 | 36.9425 | 15.995 | 17.365 | 0.015502 | 0.0067119 | 0.0072868
8203 | HE 8200 | 0.00030987 | 33.69 | 15.65 | 17.4375 | 0.010439 | 0.0048494 | 0.0054033
8204 | HE 8201 | 0.00017153 | 34.97 | 15.72 | 20.275 | 0.0059985 | 0.0026965 | 0.0034779
8205 | HE 8202 | 4.176e-06 | 139.835 | 18.9875 | 48.42 | 0.00058395 | 7.9292e-05 | 0.0002022
8206 | HE 8203 | 0 | 43.5225 | 15.2875 | 33.77 | 0 | 0 | 0
8207 | HE 8204 | 0 | 43.42 | 13.33 | 33.9175 | 0 | 0 | 0
8208 | HE 8205 | 0 | 37.58 | 13.5275 | 31.8875 | 0 | 0 | 0
8209 | HE 8206 | 0 | 32.6925 | 12.59 | 28.265 | 0 | 0 | 0
8210 | HE 8207 | 0 | 31.0775 | 12.355 | 21.845 | 0 | 0 | 0
8211 | HE 8208 | 0 | 30.955 | 13.8575 | 18.54 | 0 | 0 | 0
8212 | HE 8209 | 0 | 28.985 | 12.085 | 18.46 | 0 | 0 | 0
8213 | HE 8210 | 0 | 28.775 | 10.7375 | 18.14 | 0 | 0 | 0
8214 | HE 8211 | 0 | 29.645 | 9.615 | 17.705 | 0 | 0 | 0
8215 | HE 8212 | 0 | 29.3775 | 11.7625 | 17.8625 | 0 | 0 | 0
8216 | HE 8213 | 0 | 30.5975 | 13.8825 | 17.81 | 0 | 0 | 0
8217 | HE 8214 | 0 | 33.5175 | 10.9825 | 18.415 | 0 | 0 | 0
8218 | HE 8215 | 0 | 33.85 | 7.9725 | 42.4675 | 0 | 0 | 0
8219 | HE 8216 | 1.2702e-05 | 32.73 | 10.52 | 26.265 | 0.00041572 | 0.00013362 | 0.00033361
8220 | HE 8217 | 0.00014798 | 35.18 | 12.805 | 57.55 | 0.0052059 | 0.0018949 | 0.0085161
8221 | HE 8218 | 0.0003057 | 49.175 | 14.575 | 19.3525 | 0.015033 | 0.0044556 | 0.005916
8222 | HE 8219 | 0.0004117 | 48.9175 | 14.245 | 19.915 | 0.020139 | 0.0058646 | 0.0081989
8223 | HE 8220 | 0.00044621 | 43.5775 | 13.4725 | 18.5525 | 0.019445 | 0.0060115 | 0.0082783
8224 | HE 8221 | 0.00050594 | 40.965 | 12.5075 | 18.135 | 0.020726 | 0.0063281 | 0.0091753
8225 | HE 8222 | 0.0004786 | 38.4675 | 10.065 | 17.95 | 0.018411 | 0.0048171 | 0.0085909
8226 | HE 8223 | 0.00041963 | 36.8325 | 9.7 | 17.6825 | 0.015456 | 0.0040704 | 0.0074201
8227 | HE 8224 | 0.00030987 | 39.005 | 10.295 | 17.495 | 0.012086 | 0.0031901 | 0.0054211
8228 | HE 8225 | 0.00017153 | 41.2275 | 14.0775 | 18.9275 | 0.0070719 | 0.0024148 | 0.0032467
8229 | HE 8226 | 4.176e-06 | 95.6025 | 18.7925 | 40.8025 | 0.00039924 | 7.8478e-05 | 0.00017039
8230 | HE 8227 | 0 | 49.0825 | 18.6575 | 26.945 | 0 | 0 | 0
8231 | HE 8228 | 0 | 48.045 | 16.2925 | 23.775 | 0 | 0 | 0
8232 | HE 8229 | 0 | 48.9925 | 14.155 | 19.7575 | 0 | 0 | 0
8233 | HE 8230 | 0 | 53.47 | 13.215 | 18.245 | 0 | 0 | 0
8234 | HE 8231 | 0 | 43.6375 | 13.95 | 17.2275 | 0 | 0 | 0
8235 | HE 8232 | 0 | 42.945 | 12.81 | 14.9825 | 0 | 0 | 0
8236 | HE 8233 | 0 | 41.0275 | 13.65 | 14.7825 | 0 | 0 | 0
8237 | HE 8234 | 0 | 35.695 | 13.845 | 13.69 | 0 | 0 | 0
8238 | HE 8235 | 0 | 32.945 | 12.995 | 13.36 | 0 | 0 | 0
8239 | HE 8236 | 0 | 32.9425 | 12.13 | 13.51 | 0 | 0 | 0
8240 | HE 8237 | 0 | 33.575 | 12.31 | 15.5425 | 0 | 0 | 0
8241 | HE 8238 | 0 | 34.745 | 12.3825 | 17.5975 | 0 | 0 | 0
8242 | HE 8239 | 0 | 34.48 | 13.26 | 177.85 | 0 | 0 | 0
8243 | HE 8240 | 1.2702e-05 | 37.36 | 13.8 | 28.3475 | 0.00047453 | 0.00017528 | 0.00036006
8244 | HE 8241 | 0.00014798 | 42.5175 | 15.655 | 23.0775 | 0.0062917 | 0.0023166 | 0.003415
8245 | HE 8242 | 0.0003057 | 40.635 | 16.6425 | 37.2375 | 0.012422 | 0.0050876 | 0.011383
8246 | HE 8243 | 0.0004117 | 36.6475 | 16.6025 | 35.6975 | 0.015088 | 0.0068352 | 0.014696
8247 | HE 8244 | 0.00044621 | 33.0725 | 16.94 | 26.4925 | 0.014757 | 0.0075587 | 0.011821
8248 | HE 8245 | 0.00050594 | 30.995 | 18.5925 | 21.3625 | 0.015682 | 0.0094068 | 0.010808
8249 | HE 8246 | 0.0004786 | 28.7775 | 22.1925 | 19.0925 | 0.013773 | 0.010621 | 0.0091377
8250 | HE 8247 | 0.00041963 | 27.1325 | 20.54 | 18.43 | 0.011386 | 0.0086191 | 0.0077337
8251 | HE 8248 | 0.00030987 | 26.9475 | 20.465 | 18.445 | 0.0083501 | 0.0063414 | 0.0057155
8252 | HE 8249 | 0.00017153 | 27.23 | 20.03 | 21.38 | 0.0046709 | 0.0034358 | 0.0036674
8253 | HE 8250 | 4.176e-06 | 32.5425 | 23.49 | 28.1125 | 0.0001359 | 9.8095e-05 | 0.0001174
8254 | HE 8251 | 0 | 37.76 | 30.125 | 19.8325 | 0 | 0 | 0
8255 | HE 8252 | 0 | 45.955 | 34.7025 | 17.73 | 0 | 0 | 0
8256 | HE 8253 | 0 | 48.595 | 20.4725 | 16.95 | 0 | 0 | 0
8257 | HE 8254 | 0 | 41.6275 | 19.945 | 16.72 | 0 | 0 | 0
8258 | HE 8255 | 0 | 37.4925 | 18.4425 | 9.785 | 0 | 0 | 0
8259 | HE 8256 | 0 | 32.7675 | 15.235 | 7.8025 | 0 | 0 | 0
8260 | HE 8257 | 0 | 31.26 | 13.9975 | 6.2575 | 0 | 0 | 0
8261 | HE 8258 | 0 | 30.9575 | 14.185 | 7.05 | 0 | 0 | 0
8262 | HE 8259 | 0 | 31.19 | 15.225 | 7.7325 | 0 | 0 | 0
8263 | HE 8260 | 0 | 31.3875 | 16.58 | 8.355 | 0 | 0 | 0
8264 | HE 8261 | 0 | 32.51 | 16.435 | 14.5025 | 0 | 0 | 0
8265 | HE 8262 | 0 | 42.48 | 15.1775 | 17.6025 | 0 | 0 | 0
8266 | HE 8263 | 0 | 128.375 | 23.0975 | 31.61 | 0 | 0 | 0
8267 | HE 8264 | 1.2702e-05 | 62.25 | 16.485 | 24.975 | 0.00079067 | 0.00020938 | 0.00031722
8268 | HE 8265 | 0.00014798 | 46.7525 | 15.78 | 25.4175 | 0.0069183 | 0.0023351 | 0.0037612
8269 | HE 8266 | 0.0003057 | 42.045 | 20.125 | 33.8875 | 0.012853 | 0.0061522 | 0.010359
8270 | HE 8267 | 0.0004117 | 42.47 | 23.335 | 25.9725 | 0.017485 | 0.0096069 | 0.010693
8271 | HE 8268 | 0.00044621 | 35.315 | 22.1625 | 18.915 | 0.015758 | 0.0098891 | 0.00844
8272 | HE 8269 | 0.00050594 | 31.09 | 20.105 | 19.13 | 0.01573 | 0.010172 | 0.0096787
8273 | HE 8270 | 0.0004786 | 29.77 | 19.3175 | 20.6075 | 0.014248 | 0.0092454 | 0.0098628
8274 | HE 8271 | 0.00041963 | 29.315 | 18.26 | 10.6725 | 0.012301 | 0.0076624 | 0.0044785
8275 | HE 8272 | 0.00030987 | 28.875 | 17.675 | 12.5975 | 0.0089474 | 0.0054769 | 0.0039035
8276 | HE 8273 | 0.00017153 | 29.57 | 18.0725 | 14.3225 | 0.0050723 | 0.0031001 | 0.0024568
8277 | HE 8274 | 4.176e-06 | 37.2725 | 17.535 | 20.355 | 0.00015565 | 7.3226e-05 | 8.5003e-05
8278 | HE 8275 | 0 | 40.8725 | 15.785 | 19.4525 | 0 | 0 | 0
8279 | HE 8276 | 0 | 35.6925 | 16.15 | 19.71 | 0 | 0 | 0
8280 | HE 8277 | 0 | 33.51 | 18.8375 | 18.01 | 0 | 0 | 0
8281 | HE 8278 | 0 | 29.605 | 18.205 | 18.4475 | 0 | 0 | 0
8282 | HE 8279 | 0 | 27.2475 | 16.6125 | 23.035 | 0 | 0 | 0
8283 | HE 8280 | 0 | 24.9325 | 16.3625 | 17.58 | 0 | 0 | 0
8284 | HE 8281 | 0 | 26.2 | 15.78 | 18.4775 | 0 | 0 | 0
8285 | HE 8282 | 0 | 26.1075 | 14.835 | 18.7925 | 0 | 0 | 0
8286 | HE 8283 | 0 | 24.725 | 14.7525 | 19.67 | 0 | 0 | 0
8287 | HE 8284 | 0 | 28.125 | 14.81 | 20.5725 | 0 | 0 | 0
8288 | HE 8285 | 0 | 30.175 | 15.1325 | 19.365 | 0 | 0 | 0
8289 | HE 8286 | 0 | 35.4375 | 128.7625 | 17.6225 | 0 | 0 | 0
8290 | HE 8287 | 0 | 53.66 | 70.4125 | 16.3775 | 0 | 0 | 0
8291 | HE 8288 | 1.2702e-05 | 44.4325 | 19.225 | 17.21 | 0.00056436 | 0.00024419 | 0.00021859
8292 | HE 8289 | 0.00014798 | 38.925 | 18.2775 | 18.35 | 0.00576 | 0.0027047 | 0.0027154
8293 | HE 8290 | 0.0003057 | 40.255 | 19.1375 | 18.685 | 0.012306 | 0.0058503 | 0.005712
8294 | HE 8291 | 0.0004117 | 34.1975 | 20.2475 | 19.51 | 0.014079 | 0.0083358 | 0.0080322
8295 | HE 8292 | 0.00044621 | 27.7575 | 17.5225 | 21.4225 | 0.012386 | 0.0078187 | 0.0095589
8296 | HE 8293 | 0.00050594 | 23.38 | 15.8325 | 22.025 | 0.011829 | 0.0080104 | 0.011143
8297 | HE 8294 | 0.0004786 | 21.1975 | 15.4375 | 24.0475 | 0.010145 | 0.0073884 | 0.011509
8298 | HE 8295 | 0.00041963 | 20.3175 | 14.185 | 19.92 | 0.0085258 | 0.0059524 | 0.008359
8299 | HE 8296 | 0.00030987 | 21.5325 | 13.7825 | 19.72 | 0.0066722 | 0.0042707 | 0.0061106
8300 | HE 8297 | 0.00017153 | 27.0375 | 15.2225 | 20.7675 | 0.0046379 | 0.0026112 | 0.0035623
8301 | HE 8298 | 4.176e-06 | 33.6575 | 20.79 | 54.9625 | 0.00014055 | 8.6819e-05 | 0.00022952
8302 | HE 8299 | 0 | 32.655 | 19.08 | 28.48 | 0 | 0 | 0
8303 | HE 8300 | 0 | 29.6925 | 18.8325 | 21.81 | 0 | 0 | 0
8304 | HE 8301 | 0 | 28.8825 | 17.47 | 18.7725 | 0 | 0 | 0
8305 | HE 8302 | 0 | 27.525 | 18.5025 | 17.6375 | 0 | 0 | 0
8306 | HE 8303 | 0 | 24.72 | 16.7425 | 17.7675 | 0 | 0 | 0
8307 | HE 8304 | 0 | 17.6 | 15.09 | 17.82 | 0 | 0 | 0
8308 | HE 8305 | 0 | 21.655 | 14.7675 | 18.0925 | 0 | 0 | 0
8309 | HE 8306 | 0 | 21.6025 | 14.6475 | 17.76 | 0 | 0 | 0
8310 | HE 8307 | 0 | 20.2425 | 15.615 | 17.57 | 0 | 0 | 0
8311 | HE 8308 | 0 | 24.655 | 16.585 | 17.455 | 0 | 0 | 0
8312 | HE 8309 | 0 | 23.9275 | 15.7875 | 17.395 | 0 | 0 | 0
8313 | HE 8310 | 0 | 27.7425 | 48.47 | 17.385 | 0 | 0 | 0
8314 | HE 8311 | 0 | 38.3625 | 63.9975 | 17.9275 | 0 | 0 | 0
8315 | HE 8312 | 1.2702e-05 | 36.4625 | 30.005 | 18.6275 | 0.00046313 | 0.00038111 | 0.0002366
8316 | HE 8313 | 0.00014798 | 50.975 | 27.49 | 26.1625 | 0.0075432 | 0.0040679 | 0.0038715
8317 | HE 8314 | 0.0003057 | 90.1375 | 22.205 | 28.085 | 0.027555 | 0.006788 | 0.0085855
8318 | HE 8315 | 0.0004117 | 49.9575 | 18.8425 | 26.6525 | 0.020567 | 0.0077574 | 0.010973
8319 | HE 8316 | 0.00044621 | 40.1475 | 18.09 | 27.0425 | 0.017914 | 0.0080719 | 0.012067
8320 | HE 8317 | 0.00050594 | 36.1925 | 17.9325 | 23.77 | 0.018311 | 0.0090728 | 0.012026
8321 | HE 8318 | 0.0004786 | 43.115 | 17.1975 | 20.4125 | 0.020635 | 0.0082307 | 0.0097694
8322 | HE 8319 | 0.00041963 | 44.775 | 17 | 18.9175 | 0.018789 | 0.0071337 | 0.0079383
8323 | HE 8320 | 0.00030987 | 33.615 | 16.9575 | 18.0725 | 0.010416 | 0.0052546 | 0.0056001
8324 | HE 8321 | 0.00017153 | 32.9775 | 18.145 | 17.58 | 0.0056568 | 0.0031125 | 0.0030156
8325 | HE 8322 | 4.176e-06 | 32.6325 | 24.14 | 20.0675 | 0.00013627 | 0.00010081 | 8.3802e-05
8326 | HE 8323 | 0 | 28.6625 | 20.085 | 20.28 | 0 | 0 | 0
8327 | HE 8324 | 0 | 27.92 | 18.1025 | 18.38 | 0 | 0 | 0
8328 | HE 8325 | 0 | 31.6075 | 17.9025 | 17.9575 | 0 | 0 | 0
8329 | HE 8326 | 0 | 21.9275 | 17.8825 | 18.0675 | 0 | 0 | 0
8330 | HE 8327 | 0 | 17.9125 | 17.7075 | 17.975 | 0 | 0 | 0
8331 | HE 8328 | 0 | 12.5875 | 16.6825 | 17.25 | 0 | 0 | 0
8332 | HE 8329 | 0 | 14.3225 | 16.2825 | 17.0125 | 0 | 0 | 0
8333 | HE 8330 | 0 | 9.1375 | 15.7025 | 17.1 | 0 | 0 | 0
8334 | HE 8331 | 0 | -24.93 | 15.4075 | 17.145 | 0 | 0 | 0
8335 | HE 8332 | 0 | 13.78 | 15.175 | 17.585 | 0 | 0 | 0
8336 | HE 8333 | 0 | 21.6825 | 15.6925 | 19.79 | 0 | 0 | 0
8337 | HE 8334 | 0 | 22.855 | 16.68 | 20.4625 | 0 | 0 | 0
8338 | HE 8335 | 0 | 29.7975 | 25.515 | 19.6625 | 0 | 0 | 0
8339 | HE 8336 | 1.2702e-05 | 32.185 | 23.565 | 22.125 | 0.0004088 | 0.00029931 | 0.00028102
8340 | HE 8337 | 0.00014798 | 23.1025 | 23.5675 | 22.7725 | 0.0034187 | 0.0034875 | 0.0033698
8341 | HE 8338 | 0.0003057 | 26.0275 | 19.4925 | 20.25 | 0.0079566 | 0.0059588 | 0.0061904
8342 | HE 8339 | 0.0004117 | 26.7375 | 17.7325 | 18.265 | 0.011008 | 0.0073004 | 0.0075196
8343 | HE 8340 | 0.00044621 | 28.6575 | 15.72 | 14.1625 | 0.012787 | 0.0070144 | 0.0063194
8344 | HE 8341 | 0.00050594 | 27.9425 | 14.5725 | 13.805 | 0.014137 | 0.0073729 | 0.0069846
8345 | HE 8342 | 0.0004786 | 23.185 | 15.525 | 11.7675 | 0.011096 | 0.0074303 | 0.0056319
8346 | HE 8343 | 0.00041963 | 22.17 | 14.5875 | 8.915 | 0.0093031 | 0.0061213 | 0.003741
8347 | HE 8344 | 0.00030987 | 15.495 | 13.7125 | 9.4 | 0.0048014 | 0.004249 | 0.0029127
8348 | HE 8345 | 0.00017153 | 21.035 | 15.3175 | 11.16 | 0.0036082 | 0.0026275 | 0.0019143
8349 | HE 8346 | 4.176e-06 | 25.2525 | 21.2875 | 16.4525 | 0.00010545 | 8.8897e-05 | 6.8706e-05
8350 | HE 8347 | 0 | 29.635 | 20.86 | 19.78 | 0 | 0 | 0
8351 | HE 8348 | 0 | 30.4925 | 19.11 | 23.8075 | 0 | 0 | 0
8352 | HE 8349 | 0 | 29.4625 | 17.7825 | 19.7775 | 0 | 0 | 0
8353 | HE 8350 | 0 | 29.425 | 16.255 | 20.28 | 0 | 0 | 0
8354 | HE 8351 | 0 | 28.7375 | 17.62 | 19.5075 | 0 | 0 | 0
8355 | HE 8352 | 0 | 24.57 | 17.78 | 18.53 | 0 | 0 | 0
8356 | HE 8353 | 0 | 24.115 | 18.4425 | 18.5875 | 0 | 0 | 0
8357 | HE 8354 | 0 | 20.7975 | 18.2925 | 18.4275 | 0 | 0 | 0
8358 | HE 8355 | 0 | 21.475 | 18.8775 | 19.2 | 0 | 0 | 0
8359 | HE 8356 | 0 | 21.0175 | 19.6175 | 19.235 | 0 | 0 | 0
8360 | HE 8357 | 0 | 17.3025 | 18.5875 | 18.91 | 0 | 0 | 0
8361 | HE 8358 | 0 | 22.335 | 17.845 | 20.0575 | 0 | 0 | 0
8362 | HE 8359 | 0 | 29.2975 | 17.8575 | 41.235 | 0 | 0 | 0
8363 | HE 8360 | 1.2702e-05 | 30.4775 | 18.9975 | 91.1475 | 0.00038711 | 0.0002413 | 0.0011577
8364 | HE 8361 | 0.00014798 | 30.5275 | 19.8325 | 33.67 | 0.0045174 | 0.0029348 | 0.0049824
8365 | HE 8362 | 0.0003057 | 29.13 | 19.5075 | 85.3475 | 0.008905 | 0.0059634 | 0.026091
8366 | HE 8363 | 0.0004117 | 27.8125 | 18.435 | 22.9125 | 0.01145 | 0.0075896 | 0.009433
8367 | HE 8364 | 0.00044621 | 26.7225 | 17.5125 | 22.21 | 0.011924 | 0.0078142 | 0.0099103
8368 | HE 8365 | 0.00050594 | 19.6825 | 16.735 | 26.8375 | 0.0099583 | 0.008467 | 0.013578
8369 | HE 8366 | 0.0004786 | 18.1075 | 16.57 | 35.2525 | 0.0086663 | 0.0079304 | 0.016872
8370 | HE 8367 | 0.00041963 | 19.295 | 16.6275 | 22.1375 | 0.0080967 | 0.0069773 | 0.0092895
8371 | HE 8368 | 0.00030987 | 19.435 | 16.9075 | 19.945 | 0.0060222 | 0.0052391 | 0.0061803
8372 | HE 8369 | 0.00017153 | 23.5325 | 17.9825 | 27.31 | 0.0040366 | 0.0030846 | 0.0046846
8373 | HE 8370 | 4.176e-06 | 43.4875 | 19.21 | 28.035 | 0.0001816 | 8.0221e-05 | 0.00011707
8374 | HE 8371 | 0 | 31.31 | 17.4275 | 40.4475 | 0 | 0 | 0
8375 | HE 8372 | 0 | 30.2825 | 15.8175 | 41.4825 | 0 | 0 | 0
8376 | HE 8373 | 0 | 28.9 | 15.2425 | 105.785 | 0 | 0 | 0
8377 | HE 8374 | 0 | 26.9225 | 15.0175 | 39.3725 | 0 | 0 | 0
8378 | HE 8375 | 0 | 27.3975 | 16.6275 | 36.795 | 0 | 0 | 0
8379 | HE 8376 | 0 | 27.9175 | 16.0025 | 30.6 | 0 | 0 | 0
8380 | HE 8377 | 0 | 28.6625 | 14.1525 | 36.7575 | 0 | 0 | 0
8381 | HE 8378 | 0 | 27.6675 | 13.66 | 28.7625 | 0 | 0 | 0
8382 | HE 8379 | 0 | 28.2975 | 13.0675 | 32.3025 | 0 | 0 | 0
8383 | HE 8380 | 0 | 28.4575 | 13.75 | 33.4975 | 0 | 0 | 0
8384 | HE 8381 | 0 | 28.685 | 13.7175 | 51.4425 | 0 | 0 | 0
8385 | HE 8382 | 0 | 30.4875 | 11.87 | 54.01 | 0 | 0 | 0
8386 | HE 8383 | 0 | 26.7375 | 13.4975 | 122.3925 | 0 | 0 | 0
8387 | HE 8384 | 1.2702e-05 | 29.4875 | 14.1475 | 124.6725 | 0.00037454 | 0.00017969 | 0.0015835
8388 | HE 8385 | 0.00014798 | 34.315 | 14.8175 | 40.15 | 0.0050779 | 0.0021927 | 0.0059413
8389 | HE 8386 | 0.0003057 | 32.305 | 16.415 | 35.435 | 0.0098756 | 0.005018 | 0.010832
8390 | HE 8387 | 0.0004117 | 31.715 | 16.6975 | 24.59 | 0.013057 | 0.0068743 | 0.010124
8391 | HE 8388 | 0.00044621 | 26.9675 | 16.185 | 22.56 | 0.012033 | 0.0072219 | 0.010066
8392 | HE 8389 | 0.00050594 | 24.7925 | 14.8825 | 17.24 | 0.012544 | 0.0075297 | 0.0087225
8393 | HE 8390 | 0.0004786 | 22.3175 | 15.7225 | 8.5775 | 0.010681 | 0.0075248 | 0.0041052
8394 | HE 8391 | 0.00041963 | 20.685 | 16.1475 | 8.53 | 0.00868 | 0.0067759 | 0.0035794
8395 | HE 8392 | 0.00030987 | 20.54 | 15.4325 | 9.83 | 0.0063646 | 0.004782 | 0.003046
8396 | HE 8393 | 0.00017153 | 21.455 | 15.2825 | 9.8225 | 0.0036803 | 0.0026215 | 0.0016849
8397 | HE 8394 | 4.176e-06 | 23.85 | 17.8475 | 13.14 | 9.9598e-05 | 7.4531e-05 | 5.4873e-05
8398 | HE 8395 | 0 | 24.4925 | 19.615 | 37.435 | 0 | 0 | 0
8399 | HE 8396 | 0 | 24.7125 | 19.09 | 19.3875 | 0 | 0 | 0
8400 | HE 8397 | 0 | 24.775 | 18.36 | 20 | 0 | 0 | 0
8401 | HE 8398 | 0 | 24.6675 | 18.44 | 19.24 | 0 | 0 | 0
8402 | HE 8399 | 0 | 26.0175 | 18.29 | 19.6225 | 0 | 0 | 0
8403 | HE 8400 | 0 | 22.7925 | 16.34 | 16.42 | 0 | 0 | 0
8404 | HE 8401 | 0 | 22.015 | 15.66 | 16.315 | 0 | 0 | 0
8405 | HE 8402 | 0 | 21.88 | 14.525 | 16.015 | 0 | 0 | 0
8406 | HE 8403 | 0 | 22.2475 | 13.895 | 16.9625 | 0 | 0 | 0
8407 | HE 8404 | 0 | 23.0325 | 14.135 | 17.5275 | 0 | 0 | 0
8408 | HE 8405 | 0 | 24.5225 | 14.5175 | 17.385 | 0 | 0 | 0
8409 | HE 8406 | 0 | 26.8625 | 16.4975 | 21.3325 | 0 | 0 | 0
8410 | HE 8407 | 0 | 26.105 | 18.75 | 19.86 | 0 | 0 | 0
8411 | HE 8408 | 1.2702e-05 | 29.8725 | 20.03 | 22.9175 | 0.00037943 | 0.00025441 | 0.00029109
8412 | HE 8409 | 0.00014798 | 29.7875 | 26.4 | 22.7125 | 0.0044079 | 0.0039066 | 0.003361
8413 | HE 8410 | 0.0003057 | 30.185 | 22.62 | 20.1675 | 0.0092275 | 0.0069149 | 0.0061652
8414 | HE 8411 | 0.0004117 | 31.4425 | 23.0475 | 19.4825 | 0.012945 | 0.0094885 | 0.0080209
8415 | HE 8412 | 0.00044621 | 30.29 | 21.3375 | 18.9875 | 0.013516 | 0.0095209 | 0.0084724
8416 | HE 8413 | 0.00050594 | 26.6 | 19.6025 | 18.685 | 0.013458 | 0.0099178 | 0.0094536
8417 | HE 8414 | 0.0004786 | 26.035 | 17.8575 | 18.25 | 0.01246 | 0.0085466 | 0.0087345
8418 | HE 8415 | 0.00041963 | 24.94 | 16.565 | 17.1325 | 0.010466 | 0.0069511 | 0.0071893
8419 | HE 8416 | 0.00030987 | 25.5225 | 16.16 | 17.2025 | 0.0079086 | 0.0050074 | 0.0053305
8420 | HE 8417 | 0.00017153 | 27.43 | 16.81 | 18.0275 | 0.0047052 | 0.0028835 | 0.0030923
8421 | HE 8418 | 4.176e-06 | 74.2775 | 29.8875 | 21.4525 | 0.00031018 | 0.00012481 | 8.9586e-05
8422 | HE 8419 | 0 | 40.26 | 21.53 | 24.7 | 0 | 0 | 0
8423 | HE 8420 | 0 | 38.55 | 19.5325 | 24.505 | 0 | 0 | 0
8424 | HE 8421 | 0 | 36.415 | 17.5875 | 23.5225 | 0 | 0 | 0
8425 | HE 8422 | 0 | 34.89 | 17.2425 | 20.9225 | 0 | 0 | 0
8426 | HE 8423 | 0 | 37.78 | 16.8475 | 19.4675 | 0 | 0 | 0
8427 | HE 8424 | 0 | 29.9975 | 15.355 | 18.7225 | 0 | 0 | 0
8428 | HE 8425 | 0 | 28.2475 | 14.7725 | 18.45 | 0 | 0 | 0
8429 | HE 8426 | 0 | 27.995 | 15.2775 | 17.95 | 0 | 0 | 0
8430 | HE 8427 | 0 | 29.6925 | 16.2525 | 18.0175 | 0 | 0 | 0
8431 | HE 8428 | 0 | 29.145 | 16.13 | 18.82 | 0 | 0 | 0
8432 | HE 8429 | 0 | 27.705 | 16.085 | 20.38 | 0 | 0 | 0
8433 | HE 8430 | 0 | 27.98 | 16.32 | 22.9 | 0 | 0 | 0
8434 | HE 8431 | 0 | 46.43 | 20.5325 | 28.5875 | 0 | 0 | 0
8435 | HE 8432 | 1.2702e-05 | 40.5525 | 20.295 | 28.48 | 0.00051508 | 0.00025778 | 0.00036174
8436 | HE 8433 | 0.00014798 | 39.385 | 19.245 | 26.9675 | 0.0058281 | 0.0028478 | 0.0039906
8437 | HE 8434 | 0.0003057 | 72.055 | 19.6575 | 22.8625 | 0.022027 | 0.0060093 | 0.006989
8438 | HE 8435 | 0.0004117 | 37.235 | 19.2425 | 22.725 | 0.015329 | 0.007922 | 0.0093558
8439 | HE 8436 | 0.00044621 | 34.2125 | 17.725 | 20.615 | 0.015266 | 0.007909 | 0.0091986
8440 | HE 8437 | 0.00050594 | 30.9575 | 16.8275 | 19.3575 | 0.015663 | 0.0085138 | 0.0097938
8441 | HE 8438 | 0.0004786 | 29.4925 | 16.17 | 18.91 | 0.014115 | 0.007739 | 0.0090504
8442 | HE 8439 | 0.00041963 | 28.665 | 14.985 | 17.355 | 0.012029 | 0.0062881 | 0.0072826
8443 | HE 8440 | 0.00030987 | 27.525 | 14.53 | 16.675 | 0.0085291 | 0.0045024 | 0.005167
8444 | HE 8441 | 0.00017153 | 27.855 | 15.9 | 17.0375 | 0.0047781 | 0.0027274 | 0.0029225
8445 | HE 8442 | 4.176e-06 | 34.0725 | 29.6825 | 19.5925 | 0.00014229 | 0.00012395 | 8.1819e-05
8446 | HE 8443 | 0 | 33.815 | 23.7875 | 18.705 | 0 | 0 | 0
8447 | HE 8444 | 0 | 33.95 | 26.6525 | 15.49 | 0 | 0 | 0
8448 | HE 8445 | 0 | 32.99 | 25.465 | 16.42 | 0 | 0 | 0
8449 | HE 8446 | 0 | 28.39 | 22.205 | 18.54 | 0 | 0 | 0
8450 | HE 8447 | 0 | 25.5175 | 21.6475 | 21.8925 | 0 | 0 | 0
8451 | HE 8448 | 0 | 24.095 | 20.285 | 15.0675 | 0 | 0 | 0
8452 | HE 8449 | 0 | 22.83 | 18.9825 | 14.4125 | 0 | 0 | 0
8453 | HE 8450 | 0 | 22.5775 | 18.3025 | 14 | 0 | 0 | 0
8454 | HE 8451 | 0 | 21.5675 | 17.975 | 13.71 | 0 | 0 | 0
8455 | HE 8452 | 0 | 22.0175 | 18.445 | 13.8325 | 0 | 0 | 0
8456 | HE 8453 | 0 | 23.3575 | 24.36 | 48.6825 | 0 | 0 | 0
8457 | HE 8454 | 0 | 27.195 | 26.7275 | 16.105 | 0 | 0 | 0
8458 | HE 8455 | 0 | 38.405 | 129.2775 | 37.1625 | 0 | 0 | 0
8459 | HE 8456 | 1.2702e-05 | 38.48 | 37.8125 | 25.615 | 0.00048876 | 0.00048028 | 0.00032535
8460 | HE 8457 | 0.00014798 | 33.01 | 22.8875 | 24.5375 | 0.0048848 | 0.0033868 | 0.003631
8461 | HE 8458 | 0.0003057 | 33.9475 | 22.1025 | 14.605 | 0.010378 | 0.0067567 | 0.0044647
8462 | HE 8459 | 0.0004117 | 33.51 | 19.13 | 13.06 | 0.013796 | 0.0078757 | 0.0053767
8463 | HE 8460 | 0.00044621 | 29.5675 | 17.205 | 12.175 | 0.013193 | 0.007677 | 0.0054326
8464 | HE 8461 | 0.00050594 | 29.1075 | 16.415 | 12.89 | 0.014727 | 0.0083051 | 0.0065216
8465 | HE 8462 | 0.0004786 | 28.3325 | 15.8325 | 12.9025 | 0.01356 | 0.0075775 | 0.0061752
8466 | HE 8463 | 0.00041963 | 27.07 | 15.14 | 16.1025 | 0.011359 | 0.0063532 | 0.006757
8467 | HE 8464 | 0.00030987 | 27.82 | 15.37 | 17.935 | 0.0086205 | 0.0047626 | 0.0055574
8468 | HE 8465 | 0.00017153 | 29.8075 | 16.5425 | 33.46 | 0.005113 | 0.0028376 | 0.0057395
8469 | HE 8466 | 4.176e-06 | 89.3825 | 18.805 | 67.175 | 0.00037326 | 7.853e-05 | 0.00028052
8470 | HE 8467 | 0 | 41.89 | 18.72 | 23.215 | 0 | 0 | 0
8471 | HE 8468 | 0 | 33.7275 | 17.835 | 20.04 | 0 | 0 | 0
8472 | HE 8469 | 0 | 36.3825 | 17.4425 | 18.6675 | 0 | 0 | 0
8473 | HE 8470 | 0 | 30.6525 | 16.62 | 18.5925 | 0 | 0 | 0
8474 | HE 8471 | 0 | 25.86 | 17.6225 | 18.8725 | 0 | 0 | 0
8475 | HE 8472 | 0 | 21.4225 | 16.425 | 17.735 | 0 | 0 | 0
8476 | HE 8473 | 0 | 21.715 | 14.89 | 17.5075 | 0 | 0 | 0
8477 | HE 8474 | 0 | 21.7025 | 15.5575 | 17.7475 | 0 | 0 | 0
8478 | HE 8475 | 0 | 22.595 | 15.7675 | 18.185 | 0 | 0 | 0
8479 | HE 8476 | 0 | 22.7375 | 17.0825 | 19.265 | 0 | 0 | 0
8480 | HE 8477 | 0 | 22.59 | 17.805 | 19.4675 | 0 | 0 | 0
8481 | HE 8478 | 0 | 22.9225 | 19.845 | 20.0575 | 0 | 0 | 0
8482 | HE 8479 | 0 | 25.3 | 28.5925 | 19.795 | 0 | 0 | 0
8483 | HE 8480 | 1.2702e-05 | 27.41 | 28.75 | 19.6625 | 0.00034815 | 0.00036517 | 0.00024974
8484 | HE 8481 | 0.00014798 | 28.4975 | 20.2275 | 19.43 | 0.004217 | 0.0029932 | 0.0028752
8485 | HE 8482 | 0.0003057 | 33.395 | 19.1875 | 18.3475 | 0.010209 | 0.0058656 | 0.0056088
8486 | HE 8483 | 0.0004117 | 30.14 | 17.515 | 19.5925 | 0.012408 | 0.0072108 | 0.0080661
8487 | HE 8484 | 0.00044621 | 28.3975 | 15.5725 | 20.495 | 0.012671 | 0.0069486 | 0.009145
8488 | HE 8485 | 0.00050594 | 29.1075 | 13.675 | 18.5275 | 0.014727 | 0.0069188 | 0.0093739
8489 | HE 8486 | 0.0004786 | 28.8975 | 13.075 | 17.3775 | 0.01383 | 0.0062577 | 0.0083169
8490 | HE 8487 | 0.00041963 | 24.495 | 12.13 | 16.185 | 0.010279 | 0.0050901 | 0.0067917
8491 | HE 8488 | 0.00030987 | 23.4625 | 12.9125 | 16.1225 | 0.0072702 | 0.0040011 | 0.0049958
8492 | HE 8489 | 0.00017153 | 24.755 | 15.845 | 17.7125 | 0.0042463 | 0.002718 | 0.0030383
8493 | HE 8490 | 4.176e-06 | 187.225 | 21.78 | 59.6075 | 0.00078185 | 9.0954e-05 | 0.00024892
8494 | HE 8491 | 0 | 38.105 | 18.225 | 26.5475 | 0 | 0 | 0
8495 | HE 8492 | 0 | 58.175 | 17.78 | 25.1825 | 0 | 0 | 0
8496 | HE 8493 | 0 | 35.05 | 17.54 | 20.6925 | 0 | 0 | 0
8497 | HE 8494 | 0 | 98.4625 | 16.98 | 19.69 | 0 | 0 | 0
8498 | HE 8495 | 0 | 25.5725 | 16.9175 | 18.855 | 0 | 0 | 0
8499 | HE 8496 | 0 | 20.2175 | 15.9225 | 18.5375 | 0 | 0 | 0
8500 | HE 8497 | 0 | 18.6925 | 15.825 | 18.7625 | 0 | 0 | 0
8501 | HE 8498 | 0 | 17.8825 | 15.3525 | 17.72 | 0 | 0 | 0
8502 | HE 8499 | 0 | 8.4125 | 14.33 | 17.695 | 0 | 0 | 0
8503 | HE 8500 | 0 | 4.885 | 15.0625 | 18.305 | 0 | 0 | 0
8504 | HE 8501 | 0 | 8.07 | 14.21 | 18.305 | 0 | 0 | 0
8505 | HE 8502 | 0 | 15.5525 | 15.5275 | 17.915 | 0 | 0 | 0
8506 | HE 8503 | 0 | 21.295 | 17.085 | 17.5675 | 0 | 0 | 0
8507 | HE 8504 | 1.2702e-05 | 21.99 | 17.61 | 17.715 | 0.00027931 | 0.00022367 | 0.00022501
8508 | HE 8505 | 0.00014798 | 22.755 | 17.2725 | 17.82 | 0.0033672 | 0.002556 | 0.002637
8509 | HE 8506 | 0.0003057 | 17.495 | 17.95 | 18.6525 | 0.0053482 | 0.0054873 | 0.005702
8510 | HE 8507 | 0.0004117 | 18.14 | 17.6325 | 19.5 | 0.0074682 | 0.0072592 | 0.0080281
8511 | HE 8508 | 0.00044621 | 14.37 | 17.6675 | 19.325 | 0.006412 | 0.0078834 | 0.0086229
8512 | HE 8509 | 0.00050594 | 11.945 | 17.2225 | 19.485 | 0.0060435 | 0.0087136 | 0.0098583
8513 | HE 8510 | 0.0004786 | 4.675 | 16.6375 | 19.17 | 0.0022375 | 0.0079627 | 0.0091748
8514 | HE 8511 | 0.00041963 | 7.8225 | 16.47 | 18.355 | 0.0032825 | 0.0069113 | 0.0077023
8515 | HE 8512 | 0.00030987 | 4.425 | 16.4725 | 18.02 | 0.0013712 | 0.0051043 | 0.0055838
8516 | HE 8513 | 0.00017153 | 14.2325 | 16.7025 | 18.3075 | 0.0024414 | 0.002865 | 0.0031404
8517 | HE 8514 | 4.176e-06 | 21.5975 | 25.315 | 28.17 | 9.0191e-05 | 0.00010572 | 0.00011764
8518 | HE 8515 | 0 | 24.575 | 19.8675 | 25.07 | 0 | 0 | 0
8519 | HE 8516 | 0 | 24.475 | 20.8125 | 22.525 | 0 | 0 | 0
8520 | HE 8517 | 0 | 26.35 | 21.8225 | 21.6875 | 0 | 0 | 0
8521 | HE 8518 | 0 | 26.6375 | 21.9575 | 19.13 | 0 | 0 | 0
8522 | HE 8519 | 0 | 28.495 | 22.2175 | 17.97 | 0 | 0 | 0
8523 | HE 8520 | 0 | 27.815 | 18.5125 | 17.2675 | 0 | 0 | 0
8524 | HE 8521 | 0 | 26.955 | 17.5175 | 17.4075 | 0 | 0 | 0
8525 | HE 8522 | 0 | 30.605 | 17.575 | 17.3825 | 0 | 0 | 0
8526 | HE 8523 | 0 | 30.2975 | 17.89 | 17.43 | 0 | 0 | 0
8527 | HE 8524 | 0 | 30.0925 | 17.0925 | 17.535 | 0 | 0 | 0
8528 | HE 8525 | 0 | 31.9475 | 17.1875 | 18.06 | 0 | 0 | 0
8529 | HE 8526 | 0 | 38.685 | 16.9675 | 19.1375 | 0 | 0 | 0
8530 | HE 8527 | 0 | 70.7875 | 15.81 | 20.05 | 0 | 0 | 0
8531 | HE 8528 | 1.2702e-05 | 43.495 | 16.2625 | 25.35 | 0.00055245 | 0.00020656 | 0.00032198
8532 | HE 8529 | 0.00014798 | 34.12 | 21.1425 | 24.6075 | 0.005049 | 0.0031286 | 0.0036414
8533 | HE 8530 | 0.0003057 | 30.1975 | 21.0425 | 19.8625 | 0.0092313 | 0.0064327 | 0.0060719
8534 | HE 8531 | 0.0004117 | 25.455 | 20.4025 | 19.31 | 0.01048 | 0.0083996 | 0.0079498
8535 | HE 8532 | 0.00044621 | 23.4225 | 19.185 | 18.66 | 0.010451 | 0.0085605 | 0.0083262
8536 | HE 8533 | 0.00050594 | 22.89 | 18.2925 | 18.79 | 0.011581 | 0.009255 | 0.0095067
8537 | HE 8534 | 0.0004786 | 22.28 | 17.5975 | 18.785 | 0.010663 | 0.0084222 | 0.0089905
8538 | HE 8535 | 0.00041963 | 20.37 | 17.5325 | 18.46 | 0.0085478 | 0.0073571 | 0.0077463
8539 | HE 8536 | 0.00030987 | 19.5575 | 17.5625 | 18.87 | 0.0060602 | 0.005442 | 0.0058472
8540 | HE 8537 | 0.00017153 | 20.015 | 18.8275 | 19.525 | 0.0034333 | 0.0032296 | 0.0033492
8541 | HE 8538 | 4.176e-06 | 21.0375 | 26.1125 | 28.3725 | 8.7853e-05 | 0.00010905 | 0.00011848
8542 | HE 8539 | 0 | 18.84 | 23.6725 | 23.6075 | 0 | 0 | 0
8543 | HE 8540 | 0 | 16.745 | 21.895 | 20.265 | 0 | 0 | 0
8544 | HE 8541 | 0 | 16 | 19.9575 | 19.795 | 0 | 0 | 0
8545 | HE 8542 | 0 | 16.225 | 18.555 | 18.54 | 0 | 0 | 0
8546 | HE 8543 | 0 | 14.6175 | 21.6075 | 18.04 | 0 | 0 | 0
8547 | HE 8544 | 0 | 17.145 | 18.355 | 17.36 | 0 | 0 | 0
8548 | HE 8545 | 0 | 16.7625 | 18.31 | 17.375 | 0 | 0 | 0
8549 | HE 8546 | 0 | 16.715 | 18.005 | 17.155 | 0 | 0 | 0
8550 | HE 8547 | 0 | 16.6325 | 18.165 | 16.6925 | 0 | 0 | 0
8551 | HE 8548 | 0 | 17.625 | 21.2125 | 16.635 | 0 | 0 | 0
8552 | HE 8549 | 0 | 18.2925 | 23.295 | 17.1025 | 0 | 0 | 0
8553 | HE 8550 | 0 | 17.655 | 22.385 | 17.885 | 0 | 0 | 0
8554 | HE 8551 | 0 | 19.5175 | 33.35 | 18.7125 | 0 | 0 | 0
8555 | HE 8552 | 1.2702e-05 | 20.1075 | 72.595 | 19.3125 | 0.0002554 | 0.00092207 | 0.0002453
8556 | HE 8553 | 0.00014798 | 20.3575 | 45.395 | 19.56 | 0.0030125 | 0.0067175 | 0.0028945
8557 | HE 8554 | 0.0003057 | 21.53 | 24.65 | 18.6025 | 0.0065817 | 0.0075355 | 0.0056868
8558 | HE 8555 | 0.0004117 | 22.7425 | 22.935 | 15.9525 | 0.009363 | 0.0094422 | 0.0065676
8559 | HE 8556 | 0.00044621 | 22.395 | 20.135 | 13.53 | 0.0099928 | 0.0089844 | 0.0060372
8560 | HE 8557 | 0.00050594 | 22.2375 | 19.815 | 11.73 | 0.011251 | 0.010025 | 0.0059347
8561 | HE 8558 | 0.0004786 | 22.16 | 17.605 | 11.9475 | 0.010606 | 0.0084258 | 0.0057181
8562 | HE 8559 | 0.00041963 | 21.9125 | 17.075 | 10.16 | 0.0091951 | 0.0071651 | 0.0042634
8563 | HE 8560 | 0.00030987 | 22.225 | 16.89 | 9.1 | 0.0068868 | 0.0052336 | 0.0028198
8564 | HE 8561 | 0.00017153 | 23.025 | 18.2875 | 11.1325 | 0.0039496 | 0.0031369 | 0.0019096
8565 | HE 8562 | 4.176e-06 | 30.285 | 23.2425 | 17.005 | 0.00012647 | 9.7061e-05 | 7.1013e-05
8566 | HE 8563 | 0 | 24.2225 | 20.6225 | 18.5175 | 0 | 0 | 0
8567 | HE 8564 | 0 | 21.575 | 19.6875 | 15.6975 | 0 | 0 | 0
8568 | HE 8565 | 0 | 21.705 | 19.095 | 14.385 | 0 | 0 | 0
8569 | HE 8566 | 0 | 21.105 | 17.49 | 12.6975 | 0 | 0 | 0
8570 | HE 8567 | 0 | 20.47 | 17.02 | 9.965 | 0 | 0 | 0
8571 | HE 8568 | 0 | 17.8175 | 16.6 | 7.895 | 0 | 0 | 0
8572 | HE 8569 | 0 | 8.7625 | 16.4425 | 3.075 | 0 | 0 | 0
8573 | HE 8570 | 0 | -0.02 | 15.69 | -2.39 | 0 | 0 | 0
8574 | HE 8571 | 0 | 3.6575 | 15.865 | -1.7275 | 0 | 0 | 0
8575 | HE 8572 | 0 | 10.2875 | 16.565 | -0.02 | 0 | 0 | 0
8576 | HE 8573 | 0 | 15.0925 | 18.595 | 6.135 | 0 | 0 | 0
8577 | HE 8574 | 0 | 17.1625 | 18.765 | 6.8325 | 0 | 0 | 0
8578 | HE 8575 | 0 | 19.855 | 22.745 | 12.1375 | 0 | 0 | 0
8579 | HE 8576 | 1.2702e-05 | 21.7825 | 28.5625 | 17.64 | 0.00027667 | 0.00036279 | 0.00022406
8580 | HE 8577 | 0.00014798 | 23.2375 | 22.6475 | 17.7175 | 0.0034386 | 0.0033513 | 0.0026218
8581 | HE 8578 | 0.0003057 | 27.775 | 20.4925 | 18.605 | 0.0084908 | 0.0062645 | 0.0056875
8582 | HE 8579 | 0.0004117 | 26.3875 | 22.5 | 18.5025 | 0.010864 | 0.0092631 | 0.0076174
8583 | HE 8580 | 0.00044621 | 25.9375 | 20.1675 | 19.335 | 0.011573 | 0.0089989 | 0.0086274
8584 | HE 8581 | 0.00050594 | 27.195 | 19.0875 | 18.46 | 0.013759 | 0.0096572 | 0.0093397
8585 | HE 8582 | 0.0004786 | 24.2075 | 17.7475 | 17.32 | 0.011586 | 0.008494 | 0.0082894
8586 | HE 8583 | 0.00041963 | 23.2175 | 16.81 | 16.99 | 0.0097427 | 0.0070539 | 0.0071295
8587 | HE 8584 | 0.00030987 | 22.73 | 16.8225 | 17.3225 | 0.0070433 | 0.0052127 | 0.0053677
8588 | HE 8585 | 0.00017153 | 22.825 | 17.545 | 15.9175 | 0.0039153 | 0.0030096 | 0.0027304
8589 | HE 8586 | 4.176e-06 | 23.9975 | 20.8425 | 17.0475 | 0.00010021 | 8.7039e-05 | 7.1191e-05
8590 | HE 8587 | 0 | 24.9625 | 19.73 | 17.8 | 0 | 0 | 0
8591 | HE 8588 | 0 | 24.0925 | 16.03 | 18.045 | 0 | 0 | 0
8592 | HE 8589 | 0 | 23.345 | 16.9625 | 18.17 | 0 | 0 | 0
8593 | HE 8590 | 0 | 23.13 | 15.2975 | 19.9375 | 0 | 0 | 0
8594 | HE 8591 | 0 | 23.945 | 15.085 | 27.66 | 0 | 0 | 0
8595 | HE 8592 | 0 | 22.795 | 13.2925 | 19.9575 | 0 | 0 | 0
8596 | HE 8593 | 0 | 21.27 | 11.76 | 20.3225 | 0 | 0 | 0
8597 | HE 8594 | 0 | 20.28 | 10.18 | 19.825 | 0 | 0 | 0
8598 | HE 8595 | 0 | 19.5375 | 10.6275 | 19.985 | 0 | 0 | 0
8599 | HE 8596 | 0 | 18.965 | 12.4 | 19.8225 | 0 | 0 | 0
8600 | HE 8597 | 0 | 19.1075 | 14.4075 | 21.205 | 0 | 0 | 0
8601 | HE 8598 | 0 | 19.4925 | 15.6425 | 24.5 | 0 | 0 | 0
8602 | HE 8599 | 0 | 23.0425 | 15.4375 | 45.795 | 0 | 0 | 0
8603 | HE 8600 | 1.2702e-05 | 24.7725 | 15.8925 | 57.5775 | 0.00031465 | 0.00020186 | 0.00073132
8604 | HE 8601 | 0.00014798 | 25.42 | 16.3875 | 24.5075 | 0.0037616 | 0.002425 | 0.0036266
8605 | HE 8602 | 0.0003057 | 24.7075 | 15.4575 | 39.9525 | 0.007553 | 0.0047253 | 0.012213
8606 | HE 8603 | 0.0004117 | 24.8575 | 15.3825 | 18.86 | 0.010234 | 0.0063329 | 0.0077646
8607 | HE 8604 | 0.00044621 | 26.5525 | 13.7825 | 29.6175 | 0.011848 | 0.0061498 | 0.013216
8608 | HE 8605 | 0.00050594 | 24.675 | 13.6075 | 10.3525 | 0.012484 | 0.0068846 | 0.0052378
8609 | HE 8606 | 0.0004786 | 22.095 | 12.645 | 10.3175 | 0.010575 | 0.0060519 | 0.004938
8610 | HE 8607 | 0.00041963 | 20.7175 | 12.91 | 9.64 | 0.0086936 | 0.0054174 | 0.0040452
8611 | HE 8608 | 0.00030987 | 20.3375 | 14.115 | 7.515 | 0.0063019 | 0.0043738 | 0.0023286
8612 | HE 8609 | 0.00017153 | 21.125 | 15.9425 | 11.6425 | 0.0036237 | 0.0027347 | 0.0019971
8613 | HE 8610 | 4.176e-06 | 23.495 | 16.255 | 273.3925 | 9.8115e-05 | 6.7881e-05 | 0.0011417
8614 | HE 8611 | 0 | 21.8175 | 12.625 | 31.7525 | 0 | 0 | 0
8615 | HE 8612 | 0 | 18.615 | 4.075 | 48.265 | 0 | 0 | 0
8616 | HE 8613 | 0 | 16.9525 | 1.2025 | 137.1975 | 0 | 0 | 0
8617 | HE 8614 | 0 | 15.685 | 1.995 | 37.1475 | 0 | 0 | 0
8618 | HE 8615 | 0 | 16.145 | 9.4825 | 24.9925 | 0 | 0 | 0
8619 | HE 8616 | 0 | 15.94 | 8.44 | 20.5 | 0 | 0 | 0
8620 | HE 8617 | 0 | 10.885 | 4.5475 | 19.7975 | 0 | 0 | 0
8621 | HE 8618 | 0 | 15.7425 | 1.515 | 18.725 | 0 | 0 | 0
8622 | HE 8619 | 0 | 16.6075 | 0.29 | 18.76 | 0 | 0 | 0
8623 | HE 8620 | 0 | 17.315 | 1.15 | 18.8225 | 0 | 0 | 0
8624 | HE 8621 | 0 | 17.405 | 2.385 | 19.23 | 0 | 0 | 0
8625 | HE 8622 | 0 | 18.77 | 7.855 | 20.295 | 0 | 0 | 0
8626 | HE 8623 | 0 | 19.035 | 10.975 | 25.8875 | 0 | 0 | 0
8627 | HE 8624 | 1.2702e-05 | 20.8225 | 12.6525 | 47.1525 | 0.00026448 | 0.00016071 | 0.00059891
8628 | HE 8625 | 0.00014798 | 23.9625 | 14.365 | 24.79 | 0.0035459 | 0.0021257 | 0.0036684
8629 | HE 8626 | 0.0003057 | 24.315 | 16.3625 | 20.72 | 0.0074331 | 0.005002 | 0.0063341
8630 | HE 8627 | 0.0004117 | 25.11 | 16.4925 | 18.5925 | 0.010338 | 0.0067899 | 0.0076544
8631 | HE 8628 | 0.00044621 | 25.5125 | 15.1375 | 17.6975 | 0.011384 | 0.0067545 | 0.0078967
8632 | HE 8629 | 0.00050594 | 25.47 | 14.025 | 17.095 | 0.012886 | 0.0070959 | 0.0086491
8633 | HE 8630 | 0.0004786 | 24.9875 | 14.3275 | 16.4475 | 0.011959 | 0.0068572 | 0.0078718
8634 | HE 8631 | 0.00041963 | 22.6775 | 14.2 | 16.33 | 0.0095161 | 0.0059587 | 0.0068525
8635 | HE 8632 | 0.00030987 | 19.59 | 15.55 | 15.9325 | 0.0060703 | 0.0048184 | 0.0049369
8636 | HE 8633 | 0.00017153 | 18.6225 | 16.96 | 17.0625 | 0.0031944 | 0.0029092 | 0.0029268
8637 | HE 8634 | 4.176e-06 | 21.04 | 19.7025 | 18.2625 | 8.7863e-05 | 8.2278e-05 | 7.6264e-05
8638 | HE 8635 | 0 | 21.1875 | 18.63 | 18.0925 | 0 | 0 | 0
8639 | HE 8636 | 0 | 20.6275 | 17.495 | 17.505 | 0 | 0 | 0
8640 | HE 8637 | 0 | 20.12 | 16.935 | 17.295 | 0 | 0 | 0
8641 | HE 8638 | 0 | 19.12 | 16.03 | 16.6675 | 0 | 0 | 0
8642 | HE 8639 | 0 | 20.5875 | 16.0725 | 15.0675 | 0 | 0 | 0
8643 | HE 8640 | 0 | 4.5275 | 15.905 | 13.645 | 0 | 0 | 0
8644 | HE 8641 | 0 | 0.125 | 15.545 | 9.6725 | 0 | 0 | 0
8645 | HE 8642 | 0 | 0.05 | 15.6075 | 9.1825 | 0 | 0 | 0
8646 | HE 8643 | 0 | 0 | 16.8275 | 12.45 | 0 | 0 | 0
8647 | HE 8644 | 0 | 0 | 17.315 | 16.605 | 0 | 0 | 0
8648 | HE 8645 | 0 | 0.6 | 17.1075 | 17.055 | 0 | 0 | 0
8649 | HE 8646 | 0 | 2.0375 | 15.94 | 17.8825 | 0 | 0 | 0
8650 | HE 8647 | 0 | 10.2925 | 15.5025 | 17.7525 | 0 | 0 | 0
8651 | HE 8648 | 1.2702e-05 | 3.205 | 16.2525 | 18.82 | 4.0708e-05 | 0.00020643 | 0.00023904
8652 | HE 8649 | 0.00014798 | 12.53 | 17.02 | 18.875 | 0.0018542 | 0.0025186 | 0.0027931
8653 | HE 8650 | 0.0003057 | 17.5525 | 19.235 | 17.1325 | 0.0053658 | 0.0058801 | 0.0052374
8654 | HE 8651 | 0.0004117 | 16.085 | 20.4925 | 16.9125 | 0.0066221 | 0.0084367 | 0.0069628
8655 | HE 8652 | 0.00044621 | 17.525 | 19.7325 | 13.2525 | 0.0078198 | 0.0088048 | 0.0059134
8656 | HE 8653 | 0.00050594 | 17.555 | 19.175 | 11.21 | 0.0088819 | 0.0097015 | 0.0056716
8657 | HE 8654 | 0.0004786 | 17.79 | 19.1675 | 9.8525 | 0.0085143 | 0.0091736 | 0.0047154
8658 | HE 8655 | 0.00041963 | 18.205 | 19.0275 | 8.1125 | 0.0076393 | 0.0079845 | 0.0034042
8659 | HE 8656 | 0.00030987 | 16.895 | 19.0925 | 7.8525 | 0.0052352 | 0.0059161 | 0.0024332
8660 | HE 8657 | 0.00017153 | 20.25 | 18.615 | 8.4625 | 0.0034736 | 0.0031931 | 0.0014516
8661 | HE 8658 | 4.176e-06 | 24.4125 | 28.595 | 18.23 | 0.00010195 | 0.00011941 | 7.6129e-05
8662 | HE 8659 | 0 | 23.3375 | 18.6825 | 16.9825 | 0 | 0 | 0
8663 | HE 8660 | 0 | 21.915 | 16.8175 | 13.1025 | 0 | 0 | 0
8664 | HE 8661 | 0 | 20.455 | 15.6225 | 8.86 | 0 | 0 | 0
8665 | HE 8662 | 0 | 18.9175 | 14.3925 | 8.605 | 0 | 0 | 0
8666 | HE 8663 | 0 | 22.4625 | 14.355 | 11.35 | 0 | 0 | 0
8667 | HE 8664 | 0 | 16.045 | 14.7575 | 7.3675 | 0 | 0 | 0
8668 | HE 8665 | 0 | 12.835 | 15.64 | 6.71 | 0 | 0 | 0
8669 | HE 8666 | 0 | 1.9675 | 14.435 | 3.45 | 0 | 0 | 0
8670 | HE 8667 | 0 | 4.715 | 13.9425 | 2.79 | 0 | 0 | 0
8671 | HE 8668 | 0 | 1.8575 | 14.2975 | 4.715 | 0 | 0 | 0
8672 | HE 8669 | 0 | 3.745 | 15.1 | 3.81 | 0 | 0 | 0
8673 | HE 8670 | 0 | 12.8275 | 16.2725 | 3.26 | 0 | 0 | 0
8674 | HE 8671 | 0 | 17.2675 | 16.0475 | 7.115 | 0 | 0 | 0
8675 | HE 8672 | 1.2702e-05 | 18.625 | 16.5175 | 14.6575 | 0.00023657 | 0.0002098 | 0.00018617
8676 | HE 8673 | 0.00014798 | 17.785 | 17.48 | 16.535 | 0.0026318 | 0.0025867 | 0.0024468
8677 | HE 8674 | 0.0003057 | 15.74 | 17.7675 | 17.8075 | 0.0048117 | 0.0054315 | 0.0054437
8678 | HE 8675 | 0.0004117 | 12.7475 | 17.2675 | 17.3925 | 0.0052481 | 0.0071089 | 0.0071604
8679 | HE 8676 | 0.00044621 | 17.39 | 17.15 | 16.2925 | 0.0077595 | 0.0076524 | 0.0072698
8680 | HE 8677 | 0.00050594 | 17.7375 | 16.775 | 17.8675 | 0.0089742 | 0.0084872 | 0.00904
8681 | HE 8678 | 0.0004786 | 18.9775 | 16.0875 | 18.275 | 0.0090827 | 0.0076995 | 0.0087464
8682 | HE 8679 | 0.00041963 | 20.0075 | 14.7625 | 18.1925 | 0.0083957 | 0.0061947 | 0.0076341
8683 | HE 8680 | 0.00030987 | 20.7975 | 13.79 | 17.77 | 0.0064444 | 0.0042731 | 0.0055063
8684 | HE 8681 | 0.00017153 | 21.3575 | 13.4925 | 18.245 | 0.0036635 | 0.0023144 | 0.0031296
8685 | HE 8682 | 4.176e-06 | 23.22 | 15.1075 | 20.61 | 9.6967e-05 | 6.3089e-05 | 8.6068e-05
8686 | HE 8683 | 0 | 29.6275 | 15.2375 | 19.355 | 0 | 0 | 0
8687 | HE 8684 | 0 | 24.625 | 14.735 | 17.92 | 0 | 0 | 0
8688 | HE 8685 | 0 | 22.06 | 15.135 | 17.295 | 0 | 0 | 0
8689 | HE 8686 | 0 | 21.035 | 7.8025 | 17.75 | 0 | 0 | 0
8690 | HE 8687 | 0 | 20.6525 | 0.6475 | 16.09 | 0 | 0 | 0
8691 | HE 8688 | 0 | 18.955 | -0.63 | 16.41 | 0 | 0 | 0
8692 | HE 8689 | 0 | 16.5275 | -0.7275 | 13.9975 | 0 | 0 | 0
8693 | HE 8690 | 0 | 15.9325 | -0.895 | 14.85 | 0 | 0 | 0
8694 | HE 8691 | 0 | 15.995 | -0.9025 | 15.4525 | 0 | 0 | 0
8695 | HE 8692 | 0 | 16.55 | -0.2125 | 16.2 | 0 | 0 | 0
8696 | HE 8693 | 0 | 16.5575 | 1.965 | 17.1425 | 0 | 0 | 0
8697 | HE 8694 | 0 | 16.6125 | 6.505 | 16.335 | 0 | 0 | 0
8698 | HE 8695 | 0 | 18.25 | 7.8075 | 16.675 | 0 | 0 | 0
8699 | HE 8696 | 1.2702e-05 | 19.27 | 9.2975 | 17.4225 | 0.00024476 | 0.00011809 | 0.00022129
8700 | HE 8697 | 0.00014798 | 20.1375 | 11.845 | 18.205 | 0.0029799 | 0.0017528 | 0.0026939
8701 | HE 8698 | 0.0003057 | 19.2475 | 10.3725 | 18.3625 | 0.0058839 | 0.0031709 | 0.0056134
8702 | HE 8699 | 0.0004117 | 19.2075 | 13.235 | 16.9175 | 0.0079076 | 0.0054488 | 0.0069649
8703 | HE 8700 | 0.00044621 | 19.3 | 13.3625 | 16.785 | 0.0086118 | 0.0059624 | 0.0074896
8704 | HE 8701 | 0.00050594 | 18.9025 | 12.3425 | 17.71 | 0.0095636 | 0.0062446 | 0.0089603
8705 | HE 8702 | 0.0004786 | 18.2125 | 10.6675 | 17.6825 | 0.0087165 | 0.0051055 | 0.0084629
8706 | HE 8703 | 0.00041963 | 17.76 | 7.8725 | 17.045 | 0.0074526 | 0.0033035 | 0.0071525
8707 | HE 8704 | 0.00030987 | 17.66 | 8.7175 | 16.9825 | 0.0054722 | 0.0027013 | 0.0052623
8708 | HE 8705 | 0.00017153 | 18.29 | 8.8825 | 17.72 | 0.0031374 | 0.0015237 | 0.0030396
8709 | HE 8706 | 4.176e-06 | 19.745 | 15.02 | 20.235 | 8.2455e-05 | 6.2724e-05 | 8.4502e-05
8710 | HE 8707 | 0 | 20.795 | 16.28 | 19.435 | 0 | 0 | 0
8711 | HE 8708 | 0 | 20.47 | 15.22 | 18.9875 | 0 | 0 | 0
8712 | HE 8709 | 0 | 21.3375 | 14.5625 | 18.6225 | 0 | 0 | 0
8713 | HE 8710 | 0 | 21.3025 | 16.14 | 18.015 | 0 | 0 | 0
8714 | HE 8711 | 0 | 20.4725 | 16.67 | 17.405 | 0 | 0 | 0
8715 | HE 8712 | 0 | 19.4775 | 13.9425 | 15.815 | 0 | 0 | 0
8716 | HE 8713 | 0 | 19.05 | 10.9225 | 5.59 | 0 | 0 | 0
8717 | HE 8714 | 0 | 19.4125 | 10.8775 | 0.595 | 0 | 0 | 0
8718 | HE 8715 | 0 | 19.6425 | 12.955 | 0.66 | 0 | 0 | 0
8719 | HE 8716 | 0 | 19.125 | 13.36 | 0.4825 | 0 | 0 | 0
8720 | HE 8717 | 0 | 19.38 | 14.2325 | 0.345 | 0 | 0 | 0
8721 | HE 8718 | 0 | 19.605 | 16.4575 | 2.8225 | 0 | 0 | 0
8722 | HE 8719 | 0 | 21.56 | 17.3375 | 8.0675 | 0 | 0 | 0
8723 | HE 8720 | 1.2702e-05 | 25.3275 | 17.0075 | 6.495 | 0.0003217 | 0.00021602 | 8.2496e-05
8724 | HE 8721 | 0.00014798 | 28.18 | 17.0975 | 7.4125 | 0.00417 | 0.0025301 | 0.0010969
8725 | HE 8722 | 0.0003057 | 26.36 | 16.82 | 6.7525 | 0.0080582 | 0.0051418 | 0.0020642
8726 | HE 8723 | 0.0004117 | 31.795 | 15.115 | 7.245 | 0.01309 | 0.0062228 | 0.0029827
8727 | HE 8724 | 0.00044621 | 28.845 | 13.42 | 7.45 | 0.012871 | 0.0059881 | 0.0033242
8728 | HE 8725 | 0.00050594 | 26.1875 | 11.5275 | 8.7525 | 0.013249 | 0.0058323 | 0.0044283
8729 | HE 8726 | 0.0004786 | 24.06 | 9.2225 | 9.9225 | 0.011515 | 0.0044139 | 0.0047489
8730 | HE 8727 | 0.00041963 | 22.575 | 4.8775 | 9.355 | 0.0094731 | 0.0020467 | 0.0039256
8731 | HE 8728 | 0.00030987 | 21.595 | 8.095 | 8.5225 | 0.0066916 | 0.0025084 | 0.0026408
8732 | HE 8729 | 0.00017153 | 21.2725 | 9.585 | 9.56 | 0.003649 | 0.0016442 | 0.0016399
8733 | HE 8730 | 4.176e-06 | 23.6325 | 17.6075 | 17.8325 | 9.869e-05 | 7.3529e-05 | 7.4469e-05
8734 | HE 8731 | 0 | 26.4925 | 19.3425 | 18.7525 | 0 | 0 | 0
8735 | HE 8732 | 0 | 28.84 | 18.515 | 17.5425 | 0 | 0 | 0
8736 | HE 8733 | 0 | 30.28 | 18.33 | 16.2125 | 0 | 0 | 0
8737 | HE 8734 | 0 | 24.7025 | 17.97 | 14.0225 | 0 | 0 | 0
8738 | HE 8735 | 0 | 24.3125 | 17.69 | 14.4225 | 0 | 0 | 0
8739 | HE 8736 | 0 | 22.13 | 16.2075 | 15.585 | 0 | 0 | 0
8740 | HE 8737 | 0 | 22.4775 | 13.7275 | 17.115 | 0 | 0 | 0
8741 | HE 8738 | 0 | 22.4225 | 11.48 | 14.2325 | 0 | 0 | 0
8742 | HE 8739 | 0 | 21.8525 | 10.705 | 1.96 | 0 | 0 | 0
8743 | HE 8740 | 0 | 21.1675 | 11.225 | -9.7675 | 0 | 0 | 0
8744 | HE 8741 | 0 | 21.625 | 13.47 | -21.5325 | 0 | 0 | 0
8745 | HE 8742 | 0 | 20.815 | 15.3975 | -9.8575 | 0 | 0 | 0
8746 | HE 8743 | 0 | 21.7175 | 16.94 | -0.46 | 0 | 0 | 0
8747 | HE 8744 | 1.2702e-05 | 22.3025 | 17.7875 | 2.2675 | 0.00028328 | 0.00022593 | 2.8801e-05
8748 | HE 8745 | 0.00014798 | 23.5925 | 17.56 | 5.7875 | 0.0034912 | 0.0025985 | 0.00085642
8749 | HE 8746 | 0.0003057 | 24.9775 | 16.9975 | 7.1125 | 0.0076356 | 0.0051961 | 0.0021743
8750 | HE 8747 | 0.0004117 | 25.7625 | 16.3825 | 9.04 | 0.010606 | 0.0067446 | 0.0037217
8751 | HE 8748 | 0.00044621 | 25.535 | 16.48 | 11.035 | 0.011394 | 0.0073535 | 0.0049239
8752 | HE 8749 | 0.00050594 | 24.915 | 15.855 | 14.5875 | 0.012606 | 0.0080217 | 0.0073805
8753 | HE 8750 | 0.0004786 | 24.46 | 14.9 | 12.935 | 0.011707 | 0.0071312 | 0.0061907
8754 | HE 8751 | 0.00041963 | 24.125 | 14.1375 | 13.9525 | 0.010124 | 0.0059325 | 0.0058548
8755 | HE 8752 | 0.00030987 | 24.5225 | 13.7575 | 12.7925 | 0.0075987 | 0.004263 | 0.003964
8756 | HE 8753 | 0.00017153 | 25.1475 | 14.5925 | 13.48 | 0.0043137 | 0.0025031 | 0.0023123
8757 | HE 8754 | 4.176e-06 | 29.0175 | 17.89 | 15.06 | 0.00012118 | 7.4709e-05 | 6.2891e-05
8758 | HE 8755 | 0 | 26.12 | 19.0475 | 15.795 | 0 | 0 | 0
8759 | HE 8756 | 0 | 25 | 18.9675 | 17.5725 | 0 | 0 | 0
8760 | HE 8757 | 0 | 23.825 | 19.04 | 18.5575 | 0 | 0 | 0
8761 | HE 8758 | 0 | 21.17 | 19.0575 | 18.8525 | 0 | 0 | 0
8762 | HE 8759 | 0 | 21.005 | 19.225 | 17.435 | 0 | 0 | 0
8763 | HE 8760 | 0 | 21.11 | 18.52 | 15.6375 | 0 | 0 | 0
8764 | HE 8761 | 0 | 20.8025 | 17.8825 | 14.055 | 0 | 0 | 0
8765 | HE 8762 | 0 | 18.33 | 17.91 | 13.1125 | 0 | 0 | 0
8766 | HE 8763 | 0 | 15.7525 | 17.775 | 14.2575 | 0 | 0 | 0
8767 | HE 8764 | 0 | 10.57 | 18.02 | 14.7775 | 0 | 0 | 0
8768 | HE 8765 | 0 | 14.935 | 19.7475 | 14.5275 | 0 | 0 | 0
8769 | HE 8766 | 0 | 16.6375 | 19.3775 | 14.2925 | 0 | 0 | 0
8770 | HE 8767 | 0 | 20.6025 | 20.1375 | 14.56 | 0 | 0 | 0
8771 | HE 8768 | 1.2702e-05 | 22.39 | 20.8325 | 16.045 | 0.00028439 | 0.0002646 | 0.0002038
8772 | HE 8769 | 0.00014798 | 23.1325 | 21.745 | 17.8175 | 0.0034231 | 0.0032178 | 0.0026366
8773 | HE 8770 | 0.0003057 | 22.4575 | 18.915 | 18.4175 | 0.0068652 | 0.0057823 | 0.0056302
8774 | HE 8771 | 0.0004117 | 21.925 | 17.6725 | 18.4825 | 0.0090264 | 0.0072757 | 0.0076092
8775 | HE 8772 | 0.00044621 | 21.5425 | 16.0875 | 18.4675 | 0.0096124 | 0.0071784 | 0.0082403
8776 | HE 8773 | 0.00050594 | 19.7475 | 14.315 | 18.32 | 0.0099911 | 0.0072426 | 0.0092689
8777 | HE 8774 | 0.0004786 | 17.67 | 13.4925 | 18.0975 | 0.0084569 | 0.0064575 | 0.0086615
8778 | HE 8775 | 0.00041963 | 17.5125 | 13.3275 | 17.8175 | 0.0073487 | 0.0055926 | 0.0074767
8779 | HE 8776 | 0.00030987 | 18.45 | 13.4425 | 17.975 | 0.005717 | 0.0041654 | 0.0055698
8780 | HE 8777 | 0.00017153 | 19.7325 | 14.6775 | 18.13 | 0.0033848 | 0.0025177 | 0.0031099
8781 | HE 8778 | 4.176e-06 | 25.225 | 18.6775 | 18.98 | 0.00010534 | 7.7997e-05 | 7.9261e-05
8782 | HE 8779 | 0 | 31.8575 | 17.405 | 18.575 | 0 | 0 | 0
8783 | HE 8780 | 0 | 24.1175 | 14.7175 | 17.655 | 0 | 0 | 0
8784 | HE 8781 | 0 | 19.6675 | 12.8425 | 17.125 | 0 | 0 | 0
8785 | HE 8782 | 0 | 17.635 | 11.985 | 16.845 | 0 | 0 | 0
8786 | HE 8783 | 0 | 16.7325 | 12.5325 | 17.1225 | 0 | 0 | 0
8787 | HE 8784 | 0 | 15.5 | 12.3925 | 16.8725 | 0 | 0 | 0

## Sch. 4 Transmission Cost
PEDERNALES ELECTRIC COOPERATIVE, INC.
VALUE OF DISTRIBUTED GENERATION STUDY
SCHEDULE 4
AVOIDED TRANSMISSION COST DETAILS
Last Updated 11.12.2021
Avoided cost is represented as the 12-month average of ERCOT 4-CP postage stamp rates for 2020
applied at typical solar generation curves for multiple locations throughout PEC service territory.
Line | Time of ERCOT 4-CP |  |  | 4-CP Rate | DG | Average DG | Coincidence | Contribution | Transmission | POSTAGE STAMP RATE HISTORY
No. | Year | Month | Hour | ($/kW-Mo) | Max Output (kW)1 | Output (kWh/yr)1 | Factor | to 4-CP (kW) | Cost ($) | Month | Rate
(a) | (b) | (c) | (d) | (e) | (f) | (g) | (h) | (i) | (j) | 2018-01-01 | 4.4424
[10 empty] | 2018-02-01 | 4.4473
1 | Average | [7 empty] | 18.6305 | 2018-03-01 | 4.4577
[10 empty] | 2018-04-01 | 4.4563
2 | 2018 | 6 | 17 |  | 0.88317 |  | 37.55% | 0.33159 |  | 2018-05-01 | 4.3576
3 | 2018 | 7 | 17 |  | 0.88317 |  | 38.38% | 0.33899 |  | 2018-06-01 | 4.3769
4 | 2018 | 8 | 17 |  | 0.88317 |  | 37.02% | 0.32696 |  | 2018-07-01 | 4.3709
5 | 2018 | 9 | 17 |  | 0.88317 |  | 31.35% | 0.27686 |  | 2018-08-01 | 4.3607
6 |  | 4-CP |  | 4.7451 |  |  |  | 0.3186 | 18.1416 | 2018-09-01 | 4.3792
[10 empty] | 2018-10-01 | 4.4973
7 | 2019 | 6 | 17 |  | 0.88317 |  | 37.55% | 0.33159 |  | 2018-11-01 | 4.5065
8 | 2019 | 7 | 17 |  | 0.88317 |  | 38.38% | 0.33899 |  | 2018-12-01 | 4.5101
9 | 2019 | 8 | 17 |  | 0.88317 |  | 37.02% | 0.32696 |  | 2019-01-01 | 4.4905
10 | 2019 | 9 | 17 |  | 0.88317 |  | 31.35% | 0.27686 |  | 2019-02-01 | 4.5285
11 |  | 4-CP |  | 4.7451 |  |  |  | 0.3186 | 18.1416 | 2019-03-01 | 4.5417
[10 empty] | 2019-04-01 | 4.5665
12 | 2020 | 6 | 18 |  | 0.88317 |  | 20.24% | 0.17877 |  | 2019-05-01 | 4.6025
13 | 2020 | 7 | 17 |  | 0.88317 |  | 38.38% | 0.33899 |  | 2019-06-01 | 4.5892
14 | 2020 | 8 | 17 |  | 0.88317 |  | 37.02% | 0.32696 |  | 2019-07-01 | 4.5892
15 | 2020 | 9 | 15 |  | 0.88317 |  | 60.32% | 0.5327 |  | 2019-08-01 | 4.5935
16 |  | 4-CP |  | 4.7451 |  |  |  | 0.34436 | 19.6082 | 2019-09-01 | 4.5947
[10 empty] | 2019-10-01 | 4.6426
[10 empty] | 2019-11-01 | 4.6426
| 1 - Adjusted for 5.98% distribution losses. | [8 empty] | 2019-12-01 | 4.6562
[10 empty] | 2020-01-01 | 4.651
[10 empty] | 2020-02-01 | 4.6518
[10 empty] | 2020-03-01 | 4.6521
[10 empty] | 2020-04-01 | 4.7058
[10 empty] | 2020-05-01 | 4.667
[10 empty] | 2020-06-01 | 4.7517
[10 empty] | 2020-07-01 | 4.728
[10 empty] | 2020-08-01 | 4.7301
[10 empty] | 2020-09-01 | 4.7927
[10 empty] | 2020-10-01 | 4.8376
[10 empty] | 2020-11-01 | 4.891
[10 empty] | 2020-12-01 | 4.8827

## Sch. 5 Ancillary Services Cost
PEDERNALES ELECTRIC COOPERATIVE, INC.
VALUE OF DISTRIBUTED GENERATION STUDY
SCHEDULE 5
AVOIDED ANCILLARY SERVICES COST DETAIL
Last Updated 11.12.2021
Avoided cost is represented as a 3-year average of ERCOT ancillary services (REGUP, REGDN, NSPIN,
& RRS) applied at typical solar generation curves for multiple locations throughout PEC service
| territory. |  |  |  |  | 2018 | 2019 | 2020 | 3 year average
[6 empty] | 3.9219 | 2.4866 | 5.3572 | 1.6635
Line |  | Average | ERCOT Ancillary Services ($/MWh) |  |  | Generation Cost ($)
No. | Hour Ending | Generation (MWh) | 2018 | 2019 | 2020 | 2018 | 2019 | 2020
(a) | (b) | (g) | (h) | (i) | (j) | (k) | (l) | (m)
1
2
3
4 | HE 1 | 0 | 0.21321 | 0.5973 | 0.88119 | 0 | 0 | 0 | 2020-01-01
5 | HE 2 | 0 | 0.15119 | 0.5564 | 0.89033 | 0 | 0 | 0 | 2020-01-01 01:00
6 | HE 3 | 0 | 0.20209 | 0.48472 | 0.89318 | 0 | 0 | 0 | 2020-01-01 02:00
7 | HE 4 | 0 | 0.2155 | 0.54134 | 0.89842 | 0 | 0 | 0 | 2020-01-01 03:00
8 | HE 5 | 0 | 0.23943 | 0.7093 | 0.97004 | 0 | 0 | 0 | 2020-01-01 04:00
9 | HE 6 | 0 | 0.46175 | 0.90246 | 1.0574 | 0 | 0 | 0 | 2020-01-01 05:00
10 | HE 7 | 0 | 1.0231 | 1.5495 | 2.6378 | 0 | 0 | 0 | 2020-01-01 06:00
11 | HE 8 | 0 | 0.89665 | 0.96641 | 1.6113 | 0 | 0 | 0 | 2020-01-01 07:00
12 | HE 9 | 0.00013621 | 1.7597 | 0.89194 | 1.5271 | 0.0002397 | 0.0001215 | 0.00020801 | 2020-01-01 08:00
13 | HE 10 | 0.00027195 | 1.9024 | 0.8461 | 0.87433 | 0.00051735 | 0.00023009 | 0.00023777 | 2020-01-01 09:00
14 | HE 11 | 0.00039174 | 1.4517 | 0.59402 | 0.80966 | 0.00056869 | 0.0002327 | 0.00031718 | 2020-01-01 10:00
15 | HE 12 | 0.00047102 | 0.6733 | 0.44774 | 0.79637 | 0.00031714 | 0.00021089 | 0.00037511 | 2020-01-01 11:00
16 | HE 13 | 0.00052867 | 0.57165 | 0.38472 | 0.77032 | 0.00030221 | 0.00020339 | 0.00040724 | 2020-01-01 12:00
17 | HE 14 | 0.00052134 | 0.44884 | 0.36773 | 0.72786 | 0.000234 | 0.00019171 | 0.00037946 | 2020-01-01 13:00
18 | HE 15 | 0.00048013 | 0.43847 | 0.3474 | 0.70354 | 0.00021052 | 0.0001668 | 0.00033779 | 2020-01-01 14:00
19 | HE 16 | 0.00036791 | 0.38252 | 0.33259 | 0.66454 | 0.00014073 | 0.00012236 | 0.00024449 | 2020-01-01 15:00
20 | HE 17 | 0.00023014 | 0.50134 | 0.43841 | 0.76037 | 0.00011538 | 0.0001009 | 0.00017499 | 2020-01-01 16:00
21 | HE 18 | 6.1962e-05 | 1.5795 | 1.1942 | 1.9569 | 9.7871e-05 | 7.3994e-05 | 0.00012125 | 2020-01-01 17:00
22 | HE 19 | 0 | 2.1218 | 1.0518 | 1.6744 | 0 | 0 | 0 | 2020-01-01 18:00
23 | HE 20 | 0 | 1.7794 | 0.65765 | 1.0929 | 0 | 0 | 0 | 2020-01-01 19:00
24 | HE 21 | 0 | 1.447 | 0.56752 | 0.76482 | 0 | 0 | 0 | 2020-01-01 20:00
25 | HE 22 | 0 | 0.93895 | 0.38014 | 0.81037 | 0 | 0 | 0 | 2020-01-01 21:00
26 | HE 23 | 0 | 0.78087 | 0.45305 | 1.1215 | 0 | 0 | 0 | 2020-01-01 22:00
27 | HE 24 | 0 | 0.52604 | 0.38491 | 1.0033 | 0 | 0 | 0 | 2020-01-01 23:00
28 | HE 25 | 0 | 0.59214 | 0.20257 | 1.1735 | 0 | 0 | 0 | 2020-01-02
29 | HE 26 | 0 | 0.35462 | 0.1565 | 1.255 | 0 | 0 | 0 | 2020-01-02 01:00
30 | HE 27 | 0 | 0.42187 | 0.16387 | 1.238 | 0 | 0 | 0 | 2020-01-02 02:00
31 | HE 28 | 0 | 0.57127 | 0.1437 | 1.3349 | 0 | 0 | 0 | 2020-01-02 03:00
32 | HE 29 | 0 | 1.3808 | 0.28827 | 1.803 | 0 | 0 | 0 | 2020-01-02 04:00
33 | HE 30 | 0 | 1.8139 | 0.57439 | 2.702 | 0 | 0 | 0 | 2020-01-02 05:00
34 | HE 31 | 0 | 14.3975 | 1.6114 | 2.7619 | 0 | 0 | 0 | 2020-01-02 06:00
35 | HE 32 | 0 | 14.2699 | 1.097 | 1.3344 | 0 | 0 | 0 | 2020-01-02 07:00
36 | HE 33 | 0.00013621 | 8.4623 | 0.87558 | 1.3226 | 0.0011527 | 0.00011927 | 0.00018016 | 2020-01-02 08:00
37 | HE 34 | 0.00027195 | 6.7279 | 0.99945 | 0.66177 | 0.0018296 | 0.00027179 | 0.00017996 | 2020-01-02 09:00
38 | HE 35 | 0.00039174 | 2.6132 | 0.84114 | 0.79258 | 0.0010237 | 0.00032951 | 0.00031049 | 2020-01-02 10:00
39 | HE 36 | 0.00047102 | 1.5186 | 0.63562 | 0.71628 | 0.00071529 | 0.00029939 | 0.00033738 | 2020-01-02 11:00
40 | HE 37 | 0.00052867 | 1.1106 | 0.50835 | 0.67966 | 0.00058712 | 0.00026875 | 0.00035932 | 2020-01-02 12:00
41 | HE 38 | 0.00052134 | 0.86897 | 0.51445 | 0.55856 | 0.00045303 | 0.0002682 | 0.0002912 | 2020-01-02 13:00
42 | HE 39 | 0.00048013 | 0.68832 | 0.47496 | 0.5943 | 0.00033048 | 0.00022804 | 0.00028534 | 2020-01-02 14:00
43 | HE 40 | 0.00036791 | 0.76018 | 0.46302 | 0.49628 | 0.00027967 | 0.00017035 | 0.00018258 | 2020-01-02 15:00
44 | HE 41 | 0.00023014 | 1.3435 | 0.56974 | 0.65453 | 0.00030919 | 0.00013112 | 0.00015063 | 2020-01-02 16:00
45 | HE 42 | 6.1962e-05 | 4.4322 | 2.3882 | 1.9 | 0.00027463 | 0.00014797 | 0.00011773 | 2020-01-02 17:00
46 | HE 43 | 0 | 4.5621 | 2.3968 | 1.6187 | 0 | 0 | 0 | 2020-01-02 18:00
47 | HE 44 | 0 | 3.0053 | 0.77479 | 0.93061 | 0 | 0 | 0 | 2020-01-02 19:00
48 | HE 45 | 0 | 2.6759 | 1.0282 | 0.73127 | 0 | 0 | 0 | 2020-01-02 20:00
49 | HE 46 | 0 | 1.5188 | 0.52612 | 0.69349 | 0 | 0 | 0 | 2020-01-02 21:00
50 | HE 47 | 0 | 1.1425 | 0.41177 | 0.9625 | 0 | 0 | 0 | 2020-01-02 22:00
51 | HE 48 | 0 | 0.67332 | 0.22235 | 1.003 | 0 | 0 | 0 | 2020-01-02 23:00
52 | HE 49 | 0 | 0.26095 | 0.21285 | 0.4169 | 0 | 0 | 0 | 2020-01-03
53 | HE 50 | 0 | 0.21167 | 0.14463 | 0.43321 | 0 | 0 | 0 | 2020-01-03 01:00
54 | HE 51 | 0 | 0.2079 | 0.15751 | 0.41888 | 0 | 0 | 0 | 2020-01-03 02:00
55 | HE 52 | 0 | 0.2202 | 0.15532 | 0.43256 | 0 | 0 | 0 | 2020-01-03 03:00
56 | HE 53 | 0 | 0.62134 | 0.164 | 0.52421 | 0 | 0 | 0 | 2020-01-03 04:00
57 | HE 54 | 0 | 1.0735 | 0.55025 | 0.72637 | 0 | 0 | 0 | 2020-01-03 05:00
58 | HE 55 | 0 | 8.2483 | 2.6502 | 1.2297 | 0 | 0 | 0 | 2020-01-03 06:00
59 | HE 56 | 0 | 6.1372 | 1.2735 | 0.76249 | 0 | 0 | 0 | 2020-01-03 07:00
60 | HE 57 | 0.00013621 | 3.6058 | 0.93259 | 0.74641 | 0.00049116 | 0.00012703 | 0.00010167 | 2020-01-03 08:00
61 | HE 58 | 0.00027195 | 2.9088 | 0.85726 | 0.64163 | 0.00079105 | 0.00023313 | 0.00017449 | 2020-01-03 09:00
62 | HE 59 | 0.00039174 | 1.2131 | 0.56528 | 0.45033 | 0.00047523 | 0.00022145 | 0.00017641 | 2020-01-03 10:00
63 | HE 60 | 0.00047102 | 0.85775 | 0.41725 | 0.40855 | 0.00040402 | 0.00019653 | 0.00019243 | 2020-01-03 11:00
64 | HE 61 | 0.00052867 | 0.91592 | 0.26166 | 0.35223 | 0.00048422 | 0.00013833 | 0.00018621 | 2020-01-03 12:00
65 | HE 62 | 0.00052134 | 0.84446 | 0.23555 | 0.33657 | 0.00044025 | 0.0001228 | 0.00017547 | 2020-01-03 13:00
66 | HE 63 | 0.00048013 | 0.58941 | 0.1786 | 0.3117 | 0.00028299 | 8.5753e-05 | 0.00014966 | 2020-01-03 14:00
67 | HE 64 | 0.00036791 | 0.55967 | 0.18038 | 0.33724 | 0.00020591 | 6.6361e-05 | 0.00012407 | 2020-01-03 15:00
68 | HE 65 | 0.00023014 | 1.1939 | 0.24186 | 0.52086 | 0.00027477 | 5.5662e-05 | 0.00011987 | 2020-01-03 16:00
69 | HE 66 | 6.1962e-05 | 2.1137 | 1.4465 | 1.4088 | 0.00013097 | 8.963e-05 | 8.7293e-05 | 2020-01-03 17:00
70 | HE 67 | 0 | 3.0074 | 1.4916 | 1.1103 | 0 | 0 | 0 | 2020-01-03 18:00
71 | HE 68 | 0 | 1.7545 | 0.65635 | 0.82365 | 0 | 0 | 0 | 2020-01-03 19:00
72 | HE 69 | 0 | 1.7174 | 0.62988 | 0.77859 | 0 | 0 | 0 | 2020-01-03 20:00
73 | HE 70 | 0 | 1.0861 | 0.39744 | 0.6854 | 0 | 0 | 0 | 2020-01-03 21:00
74 | HE 71 | 0 | 0.31905 | 0.36676 | 0.65513 | 0 | 0 | 0 | 2020-01-03 22:00
75 | HE 72 | 0 | 0.30776 | 0.21538 | 0.68268 | 0 | 0 | 0 | 2020-01-03 23:00
76 | HE 73 | 0 | 0.18346 | 0.17753 | 0.65828 | 0 | 0 | 0 | 2020-01-04
77 | HE 74 | 0 | 0.17372 | 0.15117 | 0.6064 | 0 | 0 | 0 | 2020-01-04 01:00
78 | HE 75 | 0 | 0.18254 | 0.15598 | 0.43669 | 0 | 0 | 0 | 2020-01-04 02:00
79 | HE 76 | 0 | 0.18873 | 0.16764 | 0.39827 | 0 | 0 | 0 | 2020-01-04 03:00
80 | HE 77 | 0 | 0.21398 | 0.20554 | 0.43295 | 0 | 0 | 0 | 2020-01-04 04:00
81 | HE 78 | 0 | 0.91038 | 0.6156 | 0.70273 | 0 | 0 | 0 | 2020-01-04 05:00
82 | HE 79 | 0 | 5.8464 | 2.8784 | 1.1064 | 0 | 0 | 0 | 2020-01-04 06:00
83 | HE 80 | 0 | 3.7952 | 1.8147 | 0.99268 | 0 | 0 | 0 | 2020-01-04 07:00
84 | HE 81 | 0.00013621 | 2.905 | 0.99444 | 1.2563 | 0.0003957 | 0.00013546 | 0.00017113 | 2020-01-04 08:00
85 | HE 82 | 0.00027195 | 2.4573 | 0.7181 | 1.2483 | 0.00066824 | 0.00019528 | 0.00033947 | 2020-01-04 09:00
86 | HE 83 | 0.00039174 | 1.2723 | 0.51377 | 0.78167 | 0.0004984 | 0.00020127 | 0.00030621 | 2020-01-04 10:00
87 | HE 84 | 0.00047102 | 0.86366 | 0.35416 | 0.63936 | 0.0004068 | 0.00016681 | 0.00030115 | 2020-01-04 11:00
88 | HE 85 | 0.00052867 | 0.84822 | 0.22057 | 0.52705 | 0.00044843 | 0.00011661 | 0.00027864 | 2020-01-04 12:00
89 | HE 86 | 0.00052134 | 0.65514 | 0.22335 | 0.5039 | 0.00034155 | 0.00011644 | 0.0002627 | 2020-01-04 13:00
90 | HE 87 | 0.00048013 | 0.27493 | 0.21448 | 0.51556 | 0.000132 | 0.00010298 | 0.00024754 | 2020-01-04 14:00
91 | HE 88 | 0.00036791 | 0.39752 | 0.21894 | 0.48363 | 0.00014625 | 8.055e-05 | 0.00017793 | 2020-01-04 15:00
92 | HE 89 | 0.00023014 | 0.97823 | 0.22655 | 0.52129 | 0.00022513 | 5.2138e-05 | 0.00011997 | 2020-01-04 16:00
93 | HE 90 | 6.1962e-05 | 1.9895 | 1.1988 | 1.2586 | 0.00012327 | 7.4278e-05 | 7.7986e-05 | 2020-01-04 17:00
94 | HE 91 | 0 | 2.2295 | 0.85975 | 0.99124 | 0 | 0 | 0 | 2020-01-04 18:00
95 | HE 92 | 0 | 1.6843 | 0.50124 | 0.61942 | 0 | 0 | 0 | 2020-01-04 19:00
96 | HE 93 | 0 | 1.6062 | 0.44332 | 0.57965 | 0 | 0 | 0 | 2020-01-04 20:00
97 | HE 94 | 0 | 0.82574 | 0.6693 | 0.78444 | 0 | 0 | 0 | 2020-01-04 21:00
98 | HE 95 | 0 | 0.35948 | 0.50029 | 1.0868 | 0 | 0 | 0 | 2020-01-04 22:00
99 | HE 96 | 0 | 0.65068 | 0.38415 | 0.9026 | 0 | 0 | 0 | 2020-01-04 23:00
100 | HE 97 | 0 | 0.7316 | 0.34828 | 0.69272 | 0 | 0 | 0 | 2020-01-05
101 | HE 98 | 0 | 0.28553 | 0.24578 | 0.72361 | 0 | 0 | 0 | 2020-01-05 01:00
102 | HE 99 | 0 | 0.39622 | 0.25949 | 0.7034 | 0 | 0 | 0 | 2020-01-05 02:00
103 | HE 100 | 0 | 0.39479 | 0.25089 | 0.56542 | 0 | 0 | 0 | 2020-01-05 03:00
104 | HE 101 | 0 | 0.69534 | 0.30124 | 0.58451 | 0 | 0 | 0 | 2020-01-05 04:00
105 | HE 102 | 0 | 1.1941 | 0.58765 | 0.92927 | 0 | 0 | 0 | 2020-01-05 05:00
106 | HE 103 | 0 | 4.4498 | 1.2982 | 1.2513 | 0 | 0 | 0 | 2020-01-05 06:00
107 | HE 104 | 0 | 2.6129 | 1.0897 | 0.99283 | 0 | 0 | 0 | 2020-01-05 07:00
108 | HE 105 | 0.00013621 | 1.8298 | 1.2046 | 0.87167 | 0.00024924 | 0.00016408 | 0.00011873 | 2020-01-05 08:00
109 | HE 106 | 0.00027195 | 1.3085 | 1.2385 | 0.8299 | 0.00035584 | 0.0003368 | 0.00022569 | 2020-01-05 09:00
110 | HE 107 | 0.00039174 | 0.9009 | 0.75582 | 0.65328 | 0.00035292 | 0.00029609 | 0.00025592 | 2020-01-05 10:00
111 | HE 108 | 0.00047102 | 0.66921 | 0.55645 | 0.59925 | 0.00031521 | 0.0002621 | 0.00028226 | 2020-01-05 11:00
112 | HE 109 | 0.00052867 | 0.67523 | 0.56913 | 0.46039 | 0.00035697 | 0.00030088 | 0.00024339 | 2020-01-05 12:00
113 | HE 110 | 0.00052134 | 0.39015 | 0.53086 | 0.48917 | 0.0002034 | 0.00027676 | 0.00025503 | 2020-01-05 13:00
114 | HE 111 | 0.00048013 | 0.23752 | 0.44509 | 0.46443 | 0.00011404 | 0.0002137 | 0.00022299 | 2020-01-05 14:00
115 | HE 112 | 0.00036791 | 0.24839 | 0.44375 | 0.46035 | 9.1385e-05 | 0.00016326 | 0.00016936 | 2020-01-05 15:00
116 | HE 113 | 0.00023014 | 0.61071 | 0.53885 | 0.52892 | 0.00014055 | 0.00012401 | 0.00012173 | 2020-01-05 16:00
117 | HE 114 | 6.1962e-05 | 1.8309 | 1.5521 | 1.553 | 0.00011345 | 9.6168e-05 | 9.6227e-05 | 2020-01-05 17:00
118 | HE 115 | 0 | 1.1966 | 1.1541 | 1.5292 | 0 | 0 | 0 | 2020-01-05 18:00
119 | HE 116 | 0 | 0.66603 | 0.90699 | 0.78578 | 0 | 0 | 0 | 2020-01-05 19:00
120 | HE 117 | 0 | 0.73937 | 0.95823 | 0.6877 | 0 | 0 | 0 | 2020-01-05 20:00
121 | HE 118 | 0 | 0.55114 | 1.0118 | 0.49121 | 0 | 0 | 0 | 2020-01-05 21:00
122 | HE 119 | 0 | 0.47204 | 1.6764 | 0.53604 | 0 | 0 | 0 | 2020-01-05 22:00
123 | HE 120 | 0 | 0.57061 | 1.2861 | 0.63537 | 0 | 0 | 0 | 2020-01-05 23:00
124 | HE 121 | 0 | 0.46441 | 1.0012 | 0.35034 | 0 | 0 | 0 | 2020-01-06
125 | HE 122 | 0 | 0.44333 | 0.99567 | 0.42685 | 0 | 0 | 0 | 2020-01-06 01:00
126 | HE 123 | 0 | 0.47153 | 1.0035 | 0.38341 | 0 | 0 | 0 | 2020-01-06 02:00
127 | HE 124 | 0 | 0.47553 | 1.0039 | 0.36278 | 0 | 0 | 0 | 2020-01-06 03:00
128 | HE 125 | 0 | 0.57713 | 1.1253 | 0.45553 | 0 | 0 | 0 | 2020-01-06 04:00
129 | HE 126 | 0 | 0.82568 | 1.6171 | 0.83426 | 0 | 0 | 0 | 2020-01-06 05:00
130 | HE 127 | 0 | 2.2951 | 2.3869 | 2.0205 | 0 | 0 | 0 | 2020-01-06 06:00
131 | HE 128 | 0 | 1.7206 | 0.9599 | 1.2155 | 0 | 0 | 0 | 2020-01-06 07:00
132 | HE 129 | 0.00013621 | 1.4628 | 1.1935 | 0.84576 | 0.00019926 | 0.00016257 | 0.0001152 | 2020-01-06 08:00
133 | HE 130 | 0.00027195 | 1.5015 | 1.1812 | 0.70405 | 0.00040832 | 0.00032122 | 0.00019146 | 2020-01-06 09:00
134 | HE 131 | 0.00039174 | 0.73603 | 1.4846 | 0.51538 | 0.00028833 | 0.0005816 | 0.0002019 | 2020-01-06 10:00
135 | HE 132 | 0.00047102 | 0.75294 | 1.2775 | 0.51212 | 0.00035465 | 0.00060173 | 0.00024122 | 2020-01-06 11:00
136 | HE 133 | 0.00052867 | 0.68532 | 1.3682 | 0.48667 | 0.00036231 | 0.00072332 | 0.00025729 | 2020-01-06 12:00
137 | HE 134 | 0.00052134 | 0.53092 | 1.2689 | 0.4698 | 0.00027679 | 0.00066152 | 0.00024493 | 2020-01-06 13:00
138 | HE 135 | 0.00048013 | 0.56171 | 1.2649 | 0.34447 | 0.00026969 | 0.0006073 | 0.00016539 | 2020-01-06 14:00
139 | HE 136 | 0.00036791 | 0.63842 | 1.2709 | 0.33679 | 0.00023488 | 0.00046757 | 0.00012391 | 2020-01-06 15:00
140 | HE 137 | 0.00023014 | 0.71916 | 1.2907 | 0.45922 | 0.00016551 | 0.00029703 | 0.00010568 | 2020-01-06 16:00
141 | HE 138 | 6.1962e-05 | 1.7857 | 3.5381 | 1.2032 | 0.00011064 | 0.00021923 | 7.4555e-05 | 2020-01-06 17:00
142 | HE 139 | 0 | 1.0058 | 3.1233 | 0.97184 | 0 | 0 | 0 | 2020-01-06 18:00
143 | HE 140 | 0 | 1.1591 | 3.1783 | 0.75583 | 0 | 0 | 0 | 2020-01-06 19:00
144 | HE 141 | 0 | 1.7918 | 2.0327 | 0.72992 | 0 | 0 | 0 | 2020-01-06 20:00
145 | HE 142 | 0 | 2.3129 | 3.2062 | 0.73052 | 0 | 0 | 0 | 2020-01-06 21:00
146 | HE 143 | 0 | 2.4939 | 3.2683 | 0.62441 | 0 | 0 | 0 | 2020-01-06 22:00
147 | HE 144 | 0 | 2.6918 | 3.2787 | 0.58572 | 0 | 0 | 0 | 2020-01-06 23:00
148 | HE 145 | 0 | 3.8629 | 1.495 | 0.32308 | 0 | 0 | 0 | 2020-01-07
149 | HE 146 | 0 | 7.2558 | 1.5205 | 0.3374 | 0 | 0 | 0 | 2020-01-07 01:00
150 | HE 147 | 0 | 7.3875 | 1.5519 | 0.29581 | 0 | 0 | 0 | 2020-01-07 02:00
151 | HE 148 | 0 | 3.9535 | 1.5652 | 0.32673 | 0 | 0 | 0 | 2020-01-07 03:00
152 | HE 149 | 0 | 4.5228 | 1.5768 | 0.34753 | 0 | 0 | 0 | 2020-01-07 04:00
153 | HE 150 | 0 | 5.8099 | 1.9386 | 0.66374 | 0 | 0 | 0 | 2020-01-07 05:00
154 | HE 151 | 0 | 5.1568 | 1.6869 | 1.8737 | 0 | 0 | 0 | 2020-01-07 06:00
155 | HE 152 | 0 | 2.0035 | 0.95417 | 1.0816 | 0 | 0 | 0 | 2020-01-07 07:00
156 | HE 153 | 0.00013621 | 1.984 | 0.82145 | 0.78778 | 0.00027025 | 0.00011189 | 0.00010731 | 2020-01-07 08:00
157 | HE 154 | 0.00027195 | 1.8684 | 0.77537 | 0.66144 | 0.0005081 | 0.00021086 | 0.00017988 | 2020-01-07 09:00
158 | HE 155 | 0.00039174 | 1.6837 | 0.65502 | 0.50802 | 0.00065959 | 0.0002566 | 0.00019901 | 2020-01-07 10:00
159 | HE 156 | 0.00047102 | 1.2761 | 0.60412 | 0.40136 | 0.00060105 | 0.00028455 | 0.00018905 | 2020-01-07 11:00
160 | HE 157 | 0.00052867 | 1.0878 | 0.58946 | 0.36353 | 0.00057508 | 0.00031163 | 0.00019219 | 2020-01-07 12:00
161 | HE 158 | 0.00052134 | 0.96035 | 0.65612 | 0.33777 | 0.00050067 | 0.00034206 | 0.00017609 | 2020-01-07 13:00
162 | HE 159 | 0.00048013 | 0.97571 | 0.61111 | 0.25216 | 0.00046847 | 0.00029341 | 0.00012107 | 2020-01-07 14:00
163 | HE 160 | 0.00036791 | 0.97967 | 0.60982 | 0.24437 | 0.00036043 | 0.00022436 | 8.9905e-05 | 2020-01-07 15:00
164 | HE 161 | 0.00023014 | 1.0754 | 0.66429 | 0.41973 | 0.00024749 | 0.00015288 | 9.6595e-05 | 2020-01-07 16:00
165 | HE 162 | 6.1962e-05 | 1.6559 | 2.6025 | 0.89497 | 0.0001026 | 0.00016126 | 5.5454e-05 | 2020-01-07 17:00
166 | HE 163 | 0 | 1.7534 | 1.5634 | 0.82673 | 0 | 0 | 0 | 2020-01-07 18:00
167 | HE 164 | 0 | 1.1443 | 0.93205 | 0.61723 | 0 | 0 | 0 | 2020-01-07 19:00
168 | HE 165 | 0 | 1.1547 | 0.94989 | 0.50404 | 0 | 0 | 0 | 2020-01-07 20:00
169 | HE 166 | 0 | 1.1241 | 0.84066 | 0.41736 | 0 | 0 | 0 | 2020-01-07 21:00
170 | HE 167 | 0 | 4.333 | 0.90694 | 0.57142 | 0 | 0 | 0 | 2020-01-07 22:00
171 | HE 168 | 0 | 2.8486 | 1.0018 | 0.74814 | 0 | 0 | 0 | 2020-01-07 23:00
172 | HE 169 | 0 | 3.908 | 0.87694 | 0.55343 | 0 | 0 | 0 | 2020-01-08
173 | HE 170 | 0 | 4.9032 | 0.87039 | 0.47521 | 0 | 0 | 0 | 2020-01-08 01:00
174 | HE 171 | 0 | 4.3444 | 0.89871 | 0.46403 | 0 | 0 | 0 | 2020-01-08 02:00
175 | HE 172 | 0 | 3.757 | 0.91304 | 0.41588 | 0 | 0 | 0 | 2020-01-08 03:00
176 | HE 173 | 0 | 3.7555 | 0.93113 | 0.45949 | 0 | 0 | 0 | 2020-01-08 04:00
177 | HE 174 | 0 | 1.4128 | 1.2623 | 0.8385 | 0 | 0 | 0 | 2020-01-08 05:00
178 | HE 175 | 0 | 1.6729 | 1.6394 | 1.4373 | 0 | 0 | 0 | 2020-01-08 06:00
179 | HE 176 | 0 | 1.1125 | 0.98711 | 1.093 | 0 | 0 | 0 | 2020-01-08 07:00
180 | HE 177 | 0.00013621 | 0.92618 | 0.94091 | 0.76979 | 0.00012616 | 0.00012817 | 0.00010486 | 2020-01-08 08:00
181 | HE 178 | 0.00027195 | 1.2582 | 0.66346 | 0.66001 | 0.00034217 | 0.00018042 | 0.00017949 | 2020-01-08 09:00
182 | HE 179 | 0.00039174 | 0.83475 | 0.64942 | 0.51885 | 0.00032701 | 0.00025441 | 0.00020325 | 2020-01-08 10:00
183 | HE 180 | 0.00047102 | 0.55434 | 0.60237 | 0.62023 | 0.0002611 | 0.00028373 | 0.00029214 | 2020-01-08 11:00
184 | HE 181 | 0.00052867 | 0.40387 | 0.7688 | 0.59153 | 0.00021351 | 0.00040644 | 0.00031272 | 2020-01-08 12:00
185 | HE 182 | 0.00052134 | 0.42226 | 0.8028 | 0.55928 | 0.00022014 | 0.00041853 | 0.00029157 | 2020-01-08 13:00
186 | HE 183 | 0.00048013 | 0.34649 | 0.73966 | 0.46323 | 0.00016636 | 0.00035513 | 0.00022241 | 2020-01-08 14:00
187 | HE 184 | 0.00036791 | 0.36527 | 0.73828 | 0.57955 | 0.00013438 | 0.00027162 | 0.00021322 | 2020-01-08 15:00
188 | HE 185 | 0.00023014 | 0.57955 | 0.85809 | 0.66892 | 0.00013338 | 0.00019748 | 0.00015394 | 2020-01-08 16:00
189 | HE 186 | 6.1962e-05 | 1.6423 | 2.4625 | 1.122 | 0.00010176 | 0.00015258 | 6.9518e-05 | 2020-01-08 17:00
190 | HE 187 | 0 | 1.8115 | 1.738 | 0.80416 | 0 | 0 | 0 | 2020-01-08 18:00
191 | HE 188 | 0 | 1.033 | 0.87484 | 0.72767 | 0 | 0 | 0 | 2020-01-08 19:00
192 | HE 189 | 0 | 0.74849 | 0.76403 | 0.59173 | 0 | 0 | 0 | 2020-01-08 20:00
193 | HE 190 | 0 | 0.55723 | 0.76402 | 0.5605 | 0 | 0 | 0 | 2020-01-08 21:00
194 | HE 191 | 0 | 0.73211 | 0.76392 | 0.95791 | 0 | 0 | 0 | 2020-01-08 22:00
195 | HE 192 | 0 | 2.1635 | 0.7067 | 1.019 | 0 | 0 | 0 | 2020-01-08 23:00
196 | HE 193 | 0 | 1.633 | 0.4789 | 0.71606 | 0 | 0 | 0 | 2020-01-09
197 | HE 194 | 0 | 1.6269 | 0.44721 | 0.80236 | 0 | 0 | 0 | 2020-01-09 01:00
198 | HE 195 | 0 | 1.3524 | 0.4719 | 0.81768 | 0 | 0 | 0 | 2020-01-09 02:00
199 | HE 196 | 0 | 1.3296 | 0.49714 | 0.93359 | 0 | 0 | 0 | 2020-01-09 03:00
200 | HE 197 | 0 | 1.3529 | 0.66114 | 1.1368 | 0 | 0 | 0 | 2020-01-09 04:00
201 | HE 198 | 0 | 0.86886 | 1.0368 | 1.3146 | 0 | 0 | 0 | 2020-01-09 05:00
202 | HE 199 | 0 | 1.3961 | 1.9082 | 1.5355 | 0 | 0 | 0 | 2020-01-09 06:00
203 | HE 200 | 0 | 0.9894 | 1.2902 | 0.8977 | 0 | 0 | 0 | 2020-01-09 07:00
204 | HE 201 | 0.00013621 | 0.6279 | 0.91386 | 0.85171 | 8.5529e-05 | 0.00012448 | 0.00011601 | 2020-01-09 08:00
205 | HE 202 | 0.00027195 | 0.56021 | 0.76683 | 0.68504 | 0.00015235 | 0.00020854 | 0.00018629 | 2020-01-09 09:00
206 | HE 203 | 0.00039174 | 0.40805 | 0.51492 | 0.55679 | 0.00015985 | 0.00020172 | 0.00021812 | 2020-01-09 10:00
207 | HE 204 | 0.00047102 | 0.48739 | 0.40723 | 0.68936 | 0.00022957 | 0.00019181 | 0.0003247 | 2020-01-09 11:00
208 | HE 205 | 0.00052867 | 0.38875 | 0.37733 | 0.60355 | 0.00020552 | 0.00019948 | 0.00031908 | 2020-01-09 12:00
209 | HE 206 | 0.00052134 | 0.37624 | 0.34575 | 0.58557 | 0.00019615 | 0.00018025 | 0.00030528 | 2020-01-09 13:00
210 | HE 207 | 0.00048013 | 0.3686 | 0.29331 | 0.5467 | 0.00017697 | 0.00014083 | 0.00026248 | 2020-01-09 14:00
211 | HE 208 | 0.00036791 | 0.36205 | 0.27796 | 0.60703 | 0.0001332 | 0.00010226 | 0.00022333 | 2020-01-09 15:00
212 | HE 209 | 0.00023014 | 0.44706 | 0.35881 | 0.7399 | 0.00010288 | 8.2577e-05 | 0.00017028 | 2020-01-09 16:00
213 | HE 210 | 6.1962e-05 | 1.3071 | 2.0459 | 1.6912 | 8.099e-05 | 0.00012677 | 0.00010479 | 2020-01-09 17:00
214 | HE 211 | 0 | 1.0368 | 1.6613 | 1.1336 | 0 | 0 | 0 | 2020-01-09 18:00
215 | HE 212 | 0 | 0.80548 | 0.6922 | 0.76221 | 0 | 0 | 0 | 2020-01-09 19:00
216 | HE 213 | 0 | 0.69672 | 0.59084 | 0.58376 | 0 | 0 | 0 | 2020-01-09 20:00
217 | HE 214 | 0 | 0.51699 | 0.5887 | 0.71665 | 0 | 0 | 0 | 2020-01-09 21:00
218 | HE 215 | 0 | 1.081 | 0.59364 | 1.0975 | 0 | 0 | 0 | 2020-01-09 22:00
219 | HE 216 | 0 | 0.93575 | 0.63948 | 1.2121 | 0 | 0 | 0 | 2020-01-09 23:00
220 | HE 217 | 0 | 0.88515 | 0.53323 | 1.1391 | 0 | 0 | 0 | 2020-01-10
221 | HE 218 | 0 | 0.86179 | 0.52383 | 1.1659 | 0 | 0 | 0 | 2020-01-10 01:00
222 | HE 219 | 0 | 0.78139 | 0.54607 | 0.8396 | 0 | 0 | 0 | 2020-01-10 02:00
223 | HE 220 | 0 | 0.79158 | 0.55377 | 0.95006 | 0 | 0 | 0 | 2020-01-10 03:00
224 | HE 221 | 0 | 0.8465 | 0.56128 | 1.1882 | 0 | 0 | 0 | 2020-01-10 04:00
225 | HE 222 | 0 | 1.3551 | 1.0364 | 1.2412 | 0 | 0 | 0 | 2020-01-10 05:00
226 | HE 223 | 0 | 1.9201 | 2.3543 | 1.5478 | 0 | 0 | 0 | 2020-01-10 06:00
227 | HE 224 | 0 | 1.5934 | 1.2897 | 1.0685 | 0 | 0 | 0 | 2020-01-10 07:00
228 | HE 225 | 0.00013621 | 0.99554 | 0.87343 | 0.97918 | 0.00013561 | 0.00011897 | 0.00013338 | 2020-01-10 08:00
229 | HE 226 | 0.00027195 | 0.80412 | 1.0527 | 1.1009 | 0.00021868 | 0.00028628 | 0.00029938 | 2020-01-10 09:00
230 | HE 227 | 0.00039174 | 0.63721 | 0.88997 | 0.8647 | 0.00024962 | 0.00034864 | 0.00033874 | 2020-01-10 10:00
231 | HE 228 | 0.00047102 | 0.58446 | 0.7705 | 0.61571 | 0.00027529 | 0.00036292 | 0.00029001 | 2020-01-10 11:00
232 | HE 229 | 0.00052867 | 0.54381 | 0.58214 | 0.64187 | 0.00028749 | 0.00030776 | 0.00033933 | 2020-01-10 12:00
233 | HE 230 | 0.00052134 | 0.52275 | 0.62858 | 0.50978 | 0.00027253 | 0.0003277 | 0.00026577 | 2020-01-10 13:00
234 | HE 231 | 0.00048013 | 0.54107 | 0.6458 | 0.4426 | 0.00025979 | 0.00031007 | 0.00021251 | 2020-01-10 14:00
235 | HE 232 | 0.00036791 | 0.54585 | 0.47108 | 0.45347 | 0.00020082 | 0.00017331 | 0.00016683 | 2020-01-10 15:00
236 | HE 233 | 0.00023014 | 0.59671 | 0.475 | 0.50919 | 0.00013733 | 0.00010932 | 0.00011718 | 2020-01-10 16:00
237 | HE 234 | 6.1962e-05 | 1.7799 | 1.7156 | 1.1836 | 0.00011029 | 0.0001063 | 7.3335e-05 | 2020-01-10 17:00
238 | HE 235 | 0 | 1.0567 | 1.3017 | 1.2579 | 0 | 0 | 0 | 2020-01-10 18:00
239 | HE 236 | 0 | 0.71467 | 1.1943 | 0.84893 | 0 | 0 | 0 | 2020-01-10 19:00
240 | HE 237 | 0 | 0.63596 | 1.2754 | 0.64662 | 0 | 0 | 0 | 2020-01-10 20:00
241 | HE 238 | 0 | 0.62038 | 1.546 | 0.71346 | 0 | 0 | 0 | 2020-01-10 21:00
242 | HE 239 | 0 | 0.96802 | 1.8667 | 0.99132 | 0 | 0 | 0 | 2020-01-10 22:00
243 | HE 240 | 0 | 1.3652 | 0.96361 | 1.2418 | 0 | 0 | 0 | 2020-01-10 23:00
244 | HE 241 | 0 | 0.88354 | 0.96777 | 10.3968 | 0 | 0 | 0 | 2020-01-11
245 | HE 242 | 0 | 0.86536 | 0.96518 | 10.5577 | 0 | 0 | 0 | 2020-01-11 01:00
246 | HE 243 | 0 | 0.88089 | 0.98509 | 1.0675 | 0 | 0 | 0 | 2020-01-11 02:00
247 | HE 244 | 0 | 0.89656 | 0.97939 | 1.0404 | 0 | 0 | 0 | 2020-01-11 03:00
248 | HE 245 | 0 | 0.97013 | 1.0185 | 1.0413 | 0 | 0 | 0 | 2020-01-11 04:00
249 | HE 246 | 0 | 1.7554 | 1.4253 | 4.3777 | 0 | 0 | 0 | 2020-01-11 05:00
250 | HE 247 | 0 | 2.3821 | 2.0399 | 1.4921 | 0 | 0 | 0 | 2020-01-11 06:00
251 | HE 248 | 0 | 1.4593 | 1.3299 | 0.75925 | 0 | 0 | 0 | 2020-01-11 07:00
252 | HE 249 | 0.00013621 | 1.0339 | 0.99892 | 0.92239 | 0.00014083 | 0.00013607 | 0.00012564 | 2020-01-11 08:00
253 | HE 250 | 0.00027195 | 1.0226 | 1.0396 | 0.70772 | 0.0002781 | 0.00028271 | 0.00019246 | 2020-01-11 09:00
254 | HE 251 | 0.00039174 | 0.94148 | 0.96699 | 0.61929 | 0.00036882 | 0.00037881 | 0.0002426 | 2020-01-11 10:00
255 | HE 252 | 0.00047102 | 2.4242 | 0.72137 | 0.61101 | 0.0011418 | 0.00033978 | 0.0002878 | 2020-01-11 11:00
256 | HE 253 | 0.00052867 | 0.71371 | 0.54324 | 0.39404 | 0.00037731 | 0.00028719 | 0.00020832 | 2020-01-11 12:00
257 | HE 254 | 0.00052134 | 0.72912 | 0.57857 | 0.37229 | 0.00038012 | 0.00030163 | 0.00019409 | 2020-01-11 13:00
258 | HE 255 | 0.00048013 | 0.6499 | 0.59247 | 0.34455 | 0.00031203 | 0.00028446 | 0.00016543 | 2020-01-11 14:00
259 | HE 256 | 0.00036791 | 0.68777 | 0.45513 | 0.32719 | 0.00025303 | 0.00016744 | 0.00012038 | 2020-01-11 15:00
260 | HE 257 | 0.00023014 | 0.63975 | 0.46611 | 0.44285 | 0.00014723 | 0.00010727 | 0.00010192 | 2020-01-11 16:00
261 | HE 258 | 6.1962e-05 | 1.3077 | 1.6606 | 1.5304 | 8.1028e-05 | 0.00010289 | 9.4827e-05 | 2020-01-11 17:00
262 | HE 259 | 0 | 1.7374 | 1.3793 | 1.4796 | 0 | 0 | 0 | 2020-01-11 18:00
263 | HE 260 | 0 | 1.0985 | 0.78261 | 0.76184 | 0 | 0 | 0 | 2020-01-11 19:00
264 | HE 261 | 0 | 0.69931 | 1.0316 | 0.56897 | 0 | 0 | 0 | 2020-01-11 20:00
265 | HE 262 | 0 | 0.50461 | 1.0065 | 0.4837 | 0 | 0 | 0 | 2020-01-11 21:00
266 | HE 263 | 0 | 0.49594 | 1.0078 | 0.84108 | 0 | 0 | 0 | 2020-01-11 22:00
267 | HE 264 | 0 | 0.4623 | 0.95146 | 0.8579 | 0 | 0 | 0 | 2020-01-11 23:00
268 | HE 265 | 0 | 0.11955 | 1.0215 | 0.28102 | 0 | 0 | 0 | 2020-01-12
269 | HE 266 | 0 | 0.11163 | 1.0204 | 0.27573 | 0 | 0 | 0 | 2020-01-12 01:00
270 | HE 267 | 0 | 0.15114 | 1.0496 | 0.27552 | 0 | 0 | 0 | 2020-01-12 02:00
271 | HE 268 | 0 | 0.16244 | 1.075 | 0.27257 | 0 | 0 | 0 | 2020-01-12 03:00
272 | HE 269 | 0 | 0.39787 | 1.1345 | 0.37199 | 0 | 0 | 0 | 2020-01-12 04:00
273 | HE 270 | 0 | 0.89821 | 1.8567 | 0.64679 | 0 | 0 | 0 | 2020-01-12 05:00
274 | HE 271 | 0 | 3.2295 | 3.3751 | 1.0746 | 0 | 0 | 0 | 2020-01-12 06:00
275 | HE 272 | 0 | 2.0695 | 1.3975 | 0.76774 | 0 | 0 | 0 | 2020-01-12 07:00
276 | HE 273 | 0.00013621 | 1.2976 | 1.6304 | 0.76432 | 0.00017676 | 0.00022209 | 0.00010411 | 2020-01-12 08:00
277 | HE 274 | 0.00027195 | 0.67923 | 1.501 | 0.70686 | 0.00018471 | 0.00040818 | 0.00019223 | 2020-01-12 09:00
278 | HE 275 | 0.00039174 | 0.30715 | 1.4833 | 0.55161 | 0.00012032 | 0.00058108 | 0.00021609 | 2020-01-12 10:00
279 | HE 276 | 0.00047102 | 0.15463 | 1.1623 | 0.4368 | 7.2832e-05 | 0.00054748 | 0.00020574 | 2020-01-12 11:00
280 | HE 277 | 0.00052867 | 0.18101 | 1.1109 | 0.45318 | 9.5697e-05 | 0.00058727 | 0.00023958 | 2020-01-12 12:00
281 | HE 278 | 0.00052134 | 0.17888 | 0.96915 | 0.42962 | 9.3255e-05 | 0.00050526 | 0.00022398 | 2020-01-12 13:00
282 | HE 279 | 0.00048013 | 0.13488 | 0.96118 | 0.35124 | 6.4762e-05 | 0.00046149 | 0.00016864 | 2020-01-12 14:00
283 | HE 280 | 0.00036791 | 0.1498 | 0.74418 | 0.26891 | 5.5114e-05 | 0.00027379 | 9.8933e-05 | 2020-01-12 15:00
284 | HE 281 | 0.00023014 | 0.29347 | 0.4394 | 0.3279 | 6.7538e-05 | 0.00010112 | 7.5463e-05 | 2020-01-12 16:00
285 | HE 282 | 6.1962e-05 | 0.92005 | 1.4316 | 1.1831 | 5.7008e-05 | 8.8704e-05 | 7.3308e-05 | 2020-01-12 17:00
286 | HE 283 | 0 | 1.1858 | 1.8725 | 1.4049 | 0 | 0 | 0 | 2020-01-12 18:00
287 | HE 284 | 0 | 0.87682 | 0.9512 | 0.83541 | 0 | 0 | 0 | 2020-01-12 19:00
288 | HE 285 | 0 | 0.38871 | 0.79831 | 0.51094 | 0 | 0 | 0 | 2020-01-12 20:00
289 | HE 286 | 0 | 0.33127 | 0.72562 | 0.45544 | 0 | 0 | 0 | 2020-01-12 21:00
290 | HE 287 | 0 | 0.34384 | 0.47339 | 0.42327 | 0 | 0 | 0 | 2020-01-12 22:00
291 | HE 288 | 0 | 0.26356 | 0.4785 | 0.54708 | 0 | 0 | 0 | 2020-01-12 23:00
292 | HE 289 | 0 | 0.18285 | 0.48791 | 0.32092 | 0 | 0 | 0 | 2020-01-13
293 | HE 290 | 0 | 0.17213 | 0.40794 | 0.32789 | 0 | 0 | 0 | 2020-01-13 01:00
294 | HE 291 | 0 | 0.17564 | 0.47052 | 0.32676 | 0 | 0 | 0 | 2020-01-13 02:00
295 | HE 292 | 0 | 0.19648 | 0.44149 | 0.32292 | 0 | 0 | 0 | 2020-01-13 03:00
296 | HE 293 | 0 | 0.25612 | 0.55278 | 0.34571 | 0 | 0 | 0 | 2020-01-13 04:00
297 | HE 294 | 0 | 0.7731 | 0.75958 | 0.71387 | 0 | 0 | 0 | 2020-01-13 05:00
298 | HE 295 | 0 | 2.0623 | 1.0957 | 1.6978 | 0 | 0 | 0 | 2020-01-13 06:00
299 | HE 296 | 0 | 1.785 | 1.053 | 0.9159 | 0 | 0 | 0 | 2020-01-13 07:00
300 | HE 297 | 0.00013621 | 2.2992 | 1.558 | 0.70522 | 0.00031318 | 0.00021223 | 9.606e-05 | 2020-01-13 08:00
301 | HE 298 | 0.00027195 | 1.4175 | 1.371 | 0.61214 | 0.00038548 | 0.00037284 | 0.00016647 | 2020-01-13 09:00
302 | HE 299 | 0.00039174 | 0.53862 | 0.98632 | 0.40646 | 0.000211 | 0.00038638 | 0.00015923 | 2020-01-13 10:00
303 | HE 300 | 0.00047102 | 0.21649 | 0.69655 | 0.42344 | 0.00010197 | 0.00032809 | 0.00019945 | 2020-01-13 11:00
304 | HE 301 | 0.00052867 | 0.2076 | 0.59344 | 0.35934 | 0.00010975 | 0.00031374 | 0.00018997 | 2020-01-13 12:00
305 | HE 302 | 0.00052134 | 0.18051 | 0.43001 | 0.34996 | 9.4108e-05 | 0.00022418 | 0.00018245 | 2020-01-13 13:00
306 | HE 303 | 0.00048013 | 0.14262 | 0.32598 | 0.3355 | 6.8476e-05 | 0.00015651 | 0.00016108 | 2020-01-13 14:00
307 | HE 304 | 0.00036791 | 0.22304 | 0.28353 | 0.34218 | 8.2058e-05 | 0.00010431 | 0.00012589 | 2020-01-13 15:00
308 | HE 305 | 0.00023014 | 0.2583 | 0.42855 | 0.42716 | 5.9444e-05 | 9.8625e-05 | 9.8306e-05 | 2020-01-13 16:00
309 | HE 306 | 6.1962e-05 | 0.66455 | 1.5601 | 0.99487 | 4.1176e-05 | 9.6668e-05 | 6.1644e-05 | 2020-01-13 17:00
310 | HE 307 | 0 | 1.4066 | 2.3704 | 1.187 | 0 | 0 | 0 | 2020-01-13 18:00
311 | HE 308 | 0 | 0.92024 | 1.2859 | 0.6881 | 0 | 0 | 0 | 2020-01-13 19:00
312 | HE 309 | 0 | 0.30109 | 0.86397 | 0.59309 | 0 | 0 | 0 | 2020-01-13 20:00
313 | HE 310 | 0 | 0.23912 | 0.72075 | 0.54618 | 0 | 0 | 0 | 2020-01-13 21:00
314 | HE 311 | 0 | 0.34058 | 0.59711 | 0.53856 | 0 | 0 | 0 | 2020-01-13 22:00
315 | HE 312 | 0 | 0.22462 | 0.63465 | 0.65916 | 0 | 0 | 0 | 2020-01-13 23:00
316 | HE 313 | 0 | 0.1821 | 0.41595 | 0.42295 | 0 | 0 | 0 | 2020-01-14
317 | HE 314 | 0 | 0.17489 | 0.33425 | 0.34031 | 0 | 0 | 0 | 2020-01-14 01:00
318 | HE 315 | 0 | 0.17342 | 0.30168 | 0.34475 | 0 | 0 | 0 | 2020-01-14 02:00
319 | HE 316 | 0 | 0.19647 | 0.45424 | 0.34575 | 0 | 0 | 0 | 2020-01-14 03:00
320 | HE 317 | 0 | 0.24087 | 0.59862 | 0.43688 | 0 | 0 | 0 | 2020-01-14 04:00
321 | HE 318 | 0 | 0.47242 | 1.0973 | 0.59857 | 0 | 0 | 0 | 2020-01-14 05:00
322 | HE 319 | 0 | 1.9652 | 3.7908 | 1.2433 | 0 | 0 | 0 | 2020-01-14 06:00
323 | HE 320 | 0 | 1.5223 | 2.0994 | 0.90041 | 0 | 0 | 0 | 2020-01-14 07:00
324 | HE 321 | 0.00013621 | 1.805 | 0.99202 | 0.76292 | 0.00024587 | 0.00013513 | 0.00010392 | 2020-01-14 08:00
325 | HE 322 | 0.00027195 | 0.85828 | 0.75302 | 0.82275 | 0.00023341 | 0.00020478 | 0.00022374 | 2020-01-14 09:00
326 | HE 323 | 0.00039174 | 0.34141 | 0.48611 | 0.74718 | 0.00013375 | 0.00019043 | 0.0002927 | 2020-01-14 10:00
327 | HE 324 | 0.00047102 | 0.22174 | 0.39191 | 0.71244 | 0.00010444 | 0.0001846 | 0.00033557 | 2020-01-14 11:00
328 | HE 325 | 0.00052867 | 0.23795 | 0.33284 | 0.51409 | 0.0001258 | 0.00017596 | 0.00027178 | 2020-01-14 12:00
329 | HE 326 | 0.00052134 | 0.31759 | 0.26917 | 0.483 | 0.00016557 | 0.00014033 | 0.00025181 | 2020-01-14 13:00
330 | HE 327 | 0.00048013 | 0.2597 | 0.22672 | 0.43857 | 0.00012469 | 0.00010885 | 0.00021057 | 2020-01-14 14:00
331 | HE 328 | 0.00036791 | 0.29107 | 0.15691 | 0.45216 | 0.00010709 | 5.7729e-05 | 0.00016635 | 2020-01-14 15:00
332 | HE 329 | 0.00023014 | 0.42599 | 0.25385 | 0.51007 | 9.8036e-05 | 5.8421e-05 | 0.00011739 | 2020-01-14 16:00
333 | HE 330 | 6.1962e-05 | 1.1622 | 1.0578 | 1.2698 | 7.2014e-05 | 6.5544e-05 | 7.8677e-05 | 2020-01-14 17:00
334 | HE 331 | 0 | 1.5312 | 1.0985 | 1.1129 | 0 | 0 | 0 | 2020-01-14 18:00
335 | HE 332 | 0 | 0.54494 | 0.49654 | 0.72584 | 0 | 0 | 0 | 2020-01-14 19:00
336 | HE 333 | 0 | 0.40742 | 0.37193 | 0.60653 | 0 | 0 | 0 | 2020-01-14 20:00
337 | HE 334 | 0 | 0.3192 | 0.31727 | 0.60151 | 0 | 0 | 0 | 2020-01-14 21:00
338 | HE 335 | 0 | 0.38755 | 0.37085 | 0.92645 | 0 | 0 | 0 | 2020-01-14 22:00
339 | HE 336 | 0 | 0.41767 | 0.49526 | 1.4272 | 0 | 0 | 0 | 2020-01-14 23:00
340 | HE 337 | 0 | 0.3283 | 0.21852 | 0.81528 | 0 | 0 | 0 | 2020-01-15
341 | HE 338 | 0 | 0.28705 | 0.20569 | 0.65592 | 0 | 0 | 0 | 2020-01-15 01:00
342 | HE 339 | 0 | 0.30233 | 0.22099 | 0.56937 | 0 | 0 | 0 | 2020-01-15 02:00
343 | HE 340 | 0 | 0.32629 | 0.22398 | 0.57075 | 0 | 0 | 0 | 2020-01-15 03:00
344 | HE 341 | 0 | 0.33153 | 0.31069 | 0.59936 | 0 | 0 | 0 | 2020-01-15 04:00
345 | HE 342 | 0 | 0.57895 | 0.59573 | 1.1616 | 0 | 0 | 0 | 2020-01-15 05:00
346 | HE 343 | 0 | 2.1824 | 1.5755 | 1.1843 | 0 | 0 | 0 | 2020-01-15 06:00
347 | HE 344 | 0 | 1.5605 | 0.86301 | 0.68306 | 0 | 0 | 0 | 2020-01-15 07:00
348 | HE 345 | 0.00013621 | 1.295 | 0.72684 | 0.73155 | 0.00017639 | 9.9006e-05 | 9.9648e-05 | 2020-01-15 08:00
349 | HE 346 | 0.00027195 | 0.69722 | 0.96158 | 0.73933 | 0.00018961 | 0.0002615 | 0.00020106 | 2020-01-15 09:00
350 | HE 347 | 0.00039174 | 0.34431 | 0.53838 | 0.79674 | 0.00013488 | 0.00021091 | 0.00031212 | 2020-01-15 10:00
351 | HE 348 | 0.00047102 | 0.25235 | 0.41157 | 0.67768 | 0.00011886 | 0.00019386 | 0.0003192 | 2020-01-15 11:00
352 | HE 349 | 0.00052867 | 0.26573 | 0.38494 | 0.48613 | 0.00014048 | 0.0002035 | 0.000257 | 2020-01-15 12:00
353 | HE 350 | 0.00052134 | 0.3523 | 0.26817 | 0.48189 | 0.00018367 | 0.00013981 | 0.00025123 | 2020-01-15 13:00
354 | HE 351 | 0.00048013 | 0.32374 | 0.17022 | 0.52056 | 0.00015544 | 8.1728e-05 | 0.00024993 | 2020-01-15 14:00
355 | HE 352 | 0.00036791 | 0.26926 | 0.17323 | 0.50428 | 9.9063e-05 | 6.3733e-05 | 0.00018553 | 2020-01-15 15:00
356 | HE 353 | 0.00023014 | 0.30486 | 0.25408 | 0.67682 | 7.0159e-05 | 5.8473e-05 | 0.00015576 | 2020-01-15 16:00
357 | HE 354 | 6.1962e-05 | 0.41725 | 1.2545 | 1.4331 | 2.5853e-05 | 7.7733e-05 | 8.8797e-05 | 2020-01-15 17:00
358 | HE 355 | 0 | 0.56223 | 1.0898 | 1.0136 | 0 | 0 | 0 | 2020-01-15 18:00
359 | HE 356 | 0 | 0.31821 | 0.59723 | 0.64005 | 0 | 0 | 0 | 2020-01-15 19:00
360 | HE 357 | 0 | 0.29025 | 0.63505 | 0.56373 | 0 | 0 | 0 | 2020-01-15 20:00
361 | HE 358 | 0 | 0.27488 | 0.44732 | 0.58845 | 0 | 0 | 0 | 2020-01-15 21:00
362 | HE 359 | 0 | 0.3373 | 0.77897 | 0.83785 | 0 | 0 | 0 | 2020-01-15 22:00
363 | HE 360 | 0 | 0.29606 | 0.90341 | 0.80407 | 0 | 0 | 0 | 2020-01-15 23:00
364 | HE 361 | 0 | 0.20574 | 0.79248 | 0.54302 | 0 | 0 | 0 | 2020-01-16
365 | HE 362 | 0 | 0.18271 | 0.67282 | 0.55877 | 0 | 0 | 0 | 2020-01-16 01:00
366 | HE 363 | 0 | 0.17641 | 0.69632 | 0.56876 | 0 | 0 | 0 | 2020-01-16 02:00
367 | HE 364 | 0 | 0.19985 | 0.67134 | 0.57004 | 0 | 0 | 0 | 2020-01-16 03:00
368 | HE 365 | 0 | 0.19634 | 0.89236 | 0.59775 | 0 | 0 | 0 | 2020-01-16 04:00
369 | HE 366 | 0 | 0.58137 | 1.5569 | 1.8456 | 0 | 0 | 0 | 2020-01-16 05:00
370 | HE 367 | 0 | 2.9637 | 2.2936 | 1.0678 | 0 | 0 | 0 | 2020-01-16 06:00
371 | HE 368 | 0 | 2.6705 | 1.4586 | 0.60883 | 0 | 0 | 0 | 2020-01-16 07:00
372 | HE 369 | 0.00013621 | 1.7278 | 1.2033 | 0.64648 | 0.00023536 | 0.0001639 | 8.806e-05 | 2020-01-16 08:00
373 | HE 370 | 0.00027195 | 1.4575 | 1.2278 | 0.63357 | 0.00039636 | 0.00033389 | 0.0001723 | 2020-01-16 09:00
374 | HE 371 | 0.00039174 | 0.70743 | 0.9521 | 0.48449 | 0.00027713 | 0.00037298 | 0.0001898 | 2020-01-16 10:00
375 | HE 372 | 0.00047102 | 0.45998 | 0.73876 | 0.48588 | 0.00021666 | 0.00034797 | 0.00022886 | 2020-01-16 11:00
376 | HE 373 | 0.00052867 | 0.49498 | 0.70053 | 0.38882 | 0.00026168 | 0.00037035 | 0.00020556 | 2020-01-16 12:00
377 | HE 374 | 0.00052134 | 0.53477 | 0.65432 | 0.42452 | 0.0002788 | 0.00034112 | 0.00022132 | 2020-01-16 13:00
378 | HE 375 | 0.00048013 | 0.50702 | 0.55959 | 0.4109 | 0.00024344 | 0.00026868 | 0.00019728 | 2020-01-16 14:00
379 | HE 376 | 0.00036791 | 0.56637 | 0.47145 | 0.40118 | 0.00020837 | 0.00017345 | 0.0001476 | 2020-01-16 15:00
380 | HE 377 | 0.00023014 | 1.7737 | 0.57256 | 0.41505 | 0.00040819 | 0.00013177 | 9.5518e-05 | 2020-01-16 16:00
381 | HE 378 | 6.1962e-05 | 7.3733 | 1.8789 | 1.3847 | 0.00045686 | 0.00011642 | 8.5801e-05 | 2020-01-16 17:00
382 | HE 379 | 0 | 10.8157 | 1.6108 | 1.0441 | 0 | 0 | 0 | 2020-01-16 18:00
383 | HE 380 | 0 | 4.3394 | 0.98061 | 0.68881 | 0 | 0 | 0 | 2020-01-16 19:00
384 | HE 381 | 0 | 2.4673 | 1.181 | 0.6046 | 0 | 0 | 0 | 2020-01-16 20:00
385 | HE 382 | 0 | 2.3052 | 1.1079 | 0.53239 | 0 | 0 | 0 | 2020-01-16 21:00
386 | HE 383 | 0 | 1.0005 | 0.97791 | 0.48764 | 0 | 0 | 0 | 2020-01-16 22:00
387 | HE 384 | 0 | 0.6232 | 1.0101 | 0.50332 | 0 | 0 | 0 | 2020-01-16 23:00
388 | HE 385 | 0 | 1.8441 | 0.94974 | 0.32291 | 0 | 0 | 0 | 2020-01-17
389 | HE 386 | 0 | 1.7001 | 0.79805 | 0.27202 | 0 | 0 | 0 | 2020-01-17 01:00
390 | HE 387 | 0 | 1.7453 | 0.82402 | 0.25864 | 0 | 0 | 0 | 2020-01-17 02:00
391 | HE 388 | 0 | 2.2218 | 0.61226 | 0.26026 | 0 | 0 | 0 | 2020-01-17 03:00
392 | HE 389 | 0 | 3.7174 | 1.104 | 0.34893 | 0 | 0 | 0 | 2020-01-17 04:00
393 | HE 390 | 0 | 21.2476 | 1.7638 | 0.60494 | 0 | 0 | 0 | 2020-01-17 05:00
394 | HE 391 | 0 | 319.2928 | 1.4513 | 1.4952 | 0 | 0 | 0 | 2020-01-17 06:00
395 | HE 392 | 0 | 306.049 | 0.89967 | 0.91282 | 0 | 0 | 0 | 2020-01-17 07:00
396 | HE 393 | 0.00013621 | 224.3447 | 0.87166 | 0.65352 | 0.030559 | 0.00011873 | 8.9018e-05 | 2020-01-17 08:00
397 | HE 394 | 0.00027195 | 5.2004 | 0.98005 | 0.58339 | 0.0014142 | 0.00026652 | 0.00015865 | 2020-01-17 09:00
398 | HE 395 | 0.00039174 | 2.9549 | 0.70876 | 0.46705 | 0.0011576 | 0.00027765 | 0.00018296 | 2020-01-17 10:00
399 | HE 396 | 0.00047102 | 1.345 | 0.77158 | 0.38661 | 0.00063351 | 0.00036343 | 0.0001821 | 2020-01-17 11:00
400 | HE 397 | 0.00052867 | 0.99156 | 0.63067 | 0.37775 | 0.00052421 | 0.00033342 | 0.0001997 | 2020-01-17 12:00
401 | HE 398 | 0.00052134 | 0.64292 | 0.53863 | 0.35171 | 0.00033518 | 0.00028081 | 0.00018336 | 2020-01-17 13:00
402 | HE 399 | 0.00048013 | 0.60325 | 0.34903 | 0.29565 | 0.00028964 | 0.00016758 | 0.00014195 | 2020-01-17 14:00
403 | HE 400 | 0.00036791 | 0.66129 | 0.38987 | 0.29174 | 0.00024329 | 0.00014344 | 0.00010733 | 2020-01-17 15:00
404 | HE 401 | 0.00023014 | 1.7116 | 0.45768 | 0.31686 | 0.0003939 | 0.00010533 | 7.2921e-05 | 2020-01-17 16:00
405 | HE 402 | 6.1962e-05 | 6.3249 | 2.0446 | 0.75986 | 0.0003919 | 0.00012669 | 4.7082e-05 | 2020-01-17 17:00
406 | HE 403 | 0 | 6.7748 | 1.3137 | 0.80067 | 0 | 0 | 0 | 2020-01-17 18:00
407 | HE 404 | 0 | 4.2874 | 0.67429 | 0.42928 | 0 | 0 | 0 | 2020-01-17 19:00
408 | HE 405 | 0 | 2.7732 | 0.87534 | 0.40831 | 0 | 0 | 0 | 2020-01-17 20:00
409 | HE 406 | 0 | 1.1556 | 0.80565 | 0.4064 | 0 | 0 | 0 | 2020-01-17 21:00
410 | HE 407 | 0 | 0.66243 | 0.88465 | 0.51042 | 0 | 0 | 0 | 2020-01-17 22:00
411 | HE 408 | 0 | 1.5043 | 0.97155 | 0.67485 | 0 | 0 | 0 | 2020-01-17 23:00
412 | HE 409 | 0 | 0.47427 | 1.0986 | 0.55506 | 0 | 0 | 0 | 2020-01-18
413 | HE 410 | 0 | 0.47037 | 1.0029 | 0.54272 | 0 | 0 | 0 | 2020-01-18 01:00
414 | HE 411 | 0 | 0.46682 | 1.044 | 0.55458 | 0 | 0 | 0 | 2020-01-18 02:00
415 | HE 412 | 0 | 0.51465 | 1.0313 | 0.55918 | 0 | 0 | 0 | 2020-01-18 03:00
416 | HE 413 | 0 | 0.90137 | 1.4896 | 0.69789 | 0 | 0 | 0 | 2020-01-18 04:00
417 | HE 414 | 0 | 5.1646 | 3.4693 | 1.0401 | 0 | 0 | 0 | 2020-01-18 05:00
418 | HE 415 | 0 | 20.7638 | 2.615 | 1.2765 | 0 | 0 | 0 | 2020-01-18 06:00
419 | HE 416 | 0 | 18.6285 | 1.5926 | 0.93679 | 0 | 0 | 0 | 2020-01-18 07:00
420 | HE 417 | 0.00013621 | 8.7374 | 1.5689 | 0.77854 | 0.0011902 | 0.0002137 | 0.00010605 | 2020-01-18 08:00
421 | HE 418 | 0.00027195 | 3.9293 | 1.3136 | 0.82547 | 0.0010685 | 0.00035723 | 0.00022448 | 2020-01-18 09:00
422 | HE 419 | 0.00039174 | 1.5319 | 1.7796 | 0.69277 | 0.00060011 | 0.00069713 | 0.00027139 | 2020-01-18 10:00
423 | HE 420 | 0.00047102 | 0.70679 | 1.2116 | 0.6752 | 0.00033291 | 0.00057071 | 0.00031803 | 2020-01-18 11:00
424 | HE 421 | 0.00052867 | 0.54611 | 1.5737 | 0.49203 | 0.00028871 | 0.00083195 | 0.00026012 | 2020-01-18 12:00
425 | HE 422 | 0.00052134 | 0.47117 | 1.6665 | 0.46771 | 0.00024564 | 0.00086883 | 0.00024383 | 2020-01-18 13:00
426 | HE 423 | 0.00048013 | 0.18676 | 1.6536 | 0.43387 | 8.9667e-05 | 0.00079393 | 0.00020831 | 2020-01-18 14:00
427 | HE 424 | 0.00036791 | 0.41796 | 1.5928 | 0.43482 | 0.00015377 | 0.00058601 | 0.00015997 | 2020-01-18 15:00
428 | HE 425 | 0.00023014 | 0.72387 | 1.5493 | 0.49209 | 0.00016659 | 0.00035656 | 0.00011325 | 2020-01-18 16:00
429 | HE 426 | 6.1962e-05 | 1.6623 | 3.2217 | 1.1448 | 0.000103 | 0.00019962 | 7.0934e-05 | 2020-01-18 17:00
430 | HE 427 | 0 | 2.77 | 2.2675 | 1.2092 | 0 | 0 | 0 | 2020-01-18 18:00
431 | HE 428 | 0 | 1.1851 | 2.5166 | 0.74307 | 0 | 0 | 0 | 2020-01-18 19:00
432 | HE 429 | 0 | 1.0461 | 2.5204 | 0.53114 | 0 | 0 | 0 | 2020-01-18 20:00
433 | HE 430 | 0 | 0.57319 | 2.1288 | 0.54077 | 0 | 0 | 0 | 2020-01-18 21:00
434 | HE 431 | 0 | 0.4971 | 1.7365 | 0.55778 | 0 | 0 | 0 | 2020-01-18 22:00
435 | HE 432 | 0 | 1.0374 | 1.4129 | 0.53417 | 0 | 0 | 0 | 2020-01-18 23:00
436 | HE 433 | 0 | 0.24451 | 1.545 | 0.45075 | 0 | 0 | 0 | 2020-01-19
437 | HE 434 | 0 | 0.24538 | 1.5342 | 0.36366 | 0 | 0 | 0 | 2020-01-19 01:00
438 | HE 435 | 0 | 0.24006 | 1.7516 | 0.36072 | 0 | 0 | 0 | 2020-01-19 02:00
439 | HE 436 | 0 | 0.26094 | 1.3227 | 0.39472 | 0 | 0 | 0 | 2020-01-19 03:00
440 | HE 437 | 0 | 0.26055 | 1.3098 | 0.4697 | 0 | 0 | 0 | 2020-01-19 04:00
441 | HE 438 | 0 | 0.74208 | 2.0486 | 0.56943 | 0 | 0 | 0 | 2020-01-19 05:00
442 | HE 439 | 0 | 4.2078 | 2.9887 | 0.82984 | 0 | 0 | 0 | 2020-01-19 06:00
443 | HE 440 | 0 | 3.2011 | 1.6912 | 0.7981 | 0 | 0 | 0 | 2020-01-19 07:00
444 | HE 441 | 0.00013621 | 2.0526 | 1.7129 | 1.0625 | 0.0002796 | 0.00023333 | 0.00014473 | 2020-01-19 08:00
445 | HE 442 | 0.00027195 | 1.1239 | 1.4155 | 0.84065 | 0.00030563 | 0.00038493 | 0.00022861 | 2020-01-19 09:00
446 | HE 443 | 0.00039174 | 0.47651 | 1.1831 | 0.49552 | 0.00018667 | 0.00046349 | 0.00019412 | 2020-01-19 10:00
447 | HE 444 | 0.00047102 | 0.46126 | 1.0451 | 0.34063 | 0.00021726 | 0.00049229 | 0.00016044 | 2020-01-19 11:00
448 | HE 445 | 0.00052867 | 0.48791 | 1.0407 | 0.32076 | 0.00025794 | 0.00055021 | 0.00016958 | 2020-01-19 12:00
449 | HE 446 | 0.00052134 | 0.52935 | 1.0655 | 0.29469 | 0.00027597 | 0.00055549 | 0.00015364 | 2020-01-19 13:00
450 | HE 447 | 0.00048013 | 0.43896 | 1.0769 | 0.26212 | 0.00021076 | 0.00051703 | 0.00012585 | 2020-01-19 14:00
451 | HE 448 | 0.00036791 | 0.47833 | 0.71396 | 0.27845 | 0.00017598 | 0.00026267 | 0.00010245 | 2020-01-19 15:00
452 | HE 449 | 0.00023014 | 0.7085 | 0.71199 | 0.30962 | 0.00016305 | 0.00016386 | 7.1254e-05 | 2020-01-19 16:00
453 | HE 450 | 6.1962e-05 | 1.8102 | 1.1092 | 1.1036 | 0.00011216 | 6.8728e-05 | 6.8384e-05 | 2020-01-19 17:00
454 | HE 451 | 0 | 1.8014 | 2.1751 | 1.8225 | 0 | 0 | 0 | 2020-01-19 18:00
455 | HE 452 | 0 | 1.3155 | 1.4257 | 1.1367 | 0 | 0 | 0 | 2020-01-19 19:00
456 | HE 453 | 0 | 1.5372 | 1.177 | 0.81442 | 0 | 0 | 0 | 2020-01-19 20:00
457 | HE 454 | 0 | 1.4708 | 0.82938 | 0.62159 | 0 | 0 | 0 | 2020-01-19 21:00
458 | HE 455 | 0 | 1.2846 | 0.48945 | 0.45993 | 0 | 0 | 0 | 2020-01-19 22:00
459 | HE 456 | 0 | 0.92991 | 0.46042 | 0.4362 | 0 | 0 | 0 | 2020-01-19 23:00
460 | HE 457 | 0 | 2.2693 | 0.22742 | 0.30174 | 0 | 0 | 0 | 2020-01-20
461 | HE 458 | 0 | 2.2798 | 0.15661 | 0.26132 | 0 | 0 | 0 | 2020-01-20 01:00
462 | HE 459 | 0 | 2.3286 | 0.15387 | 0.25207 | 0 | 0 | 0 | 2020-01-20 02:00
463 | HE 460 | 0 | 1.6632 | 0.15426 | 0.26418 | 0 | 0 | 0 | 2020-01-20 03:00
464 | HE 461 | 0 | 1.7083 | 0.17959 | 0.30817 | 0 | 0 | 0 | 2020-01-20 04:00
465 | HE 462 | 0 | 2.1693 | 0.46642 | 0.63707 | 0 | 0 | 0 | 2020-01-20 05:00
466 | HE 463 | 0 | 3.6355 | 1.7845 | 2.3618 | 0 | 0 | 0 | 2020-01-20 06:00
467 | HE 464 | 0 | 2.1729 | 1.9219 | 1.7391 | 0 | 0 | 0 | 2020-01-20 07:00
468 | HE 465 | 0.00013621 | 1.7699 | 2.2586 | 1.1335 | 0.00024108 | 0.00030765 | 0.0001544 | 2020-01-20 08:00
469 | HE 466 | 0.00027195 | 1.9032 | 1.1386 | 0.71752 | 0.00051757 | 0.00030963 | 0.00019513 | 2020-01-20 09:00
470 | HE 467 | 0.00039174 | 1.3144 | 0.54087 | 0.40855 | 0.00051489 | 0.00021188 | 0.00016005 | 2020-01-20 10:00
471 | HE 468 | 0.00047102 | 1.5484 | 0.50815 | 0.34537 | 0.00072932 | 0.00023935 | 0.00016267 | 2020-01-20 11:00
472 | HE 469 | 0.00052867 | 0.92454 | 0.79962 | 0.23265 | 0.00048877 | 0.00042273 | 0.000123 | 2020-01-20 12:00
473 | HE 470 | 0.00052134 | 0.58473 | 0.88587 | 0.21547 | 0.00030484 | 0.00046184 | 0.00011233 | 2020-01-20 13:00
474 | HE 471 | 0.00048013 | 0.79525 | 0.78007 | 0.14674 | 0.00038182 | 0.00037453 | 7.0456e-05 | 2020-01-20 14:00
475 | HE 472 | 0.00036791 | 0.74989 | 0.74768 | 0.16002 | 0.00027589 | 0.00027508 | 5.8874e-05 | 2020-01-20 15:00
476 | HE 473 | 0.00023014 | 0.90597 | 0.81197 | 0.23144 | 0.0002085 | 0.00018687 | 5.3263e-05 | 2020-01-20 16:00
477 | HE 474 | 6.1962e-05 | 2.526 | 1.5946 | 0.93109 | 0.00015651 | 9.8804e-05 | 5.7692e-05 | 2020-01-20 17:00
478 | HE 475 | 0 | 2.7964 | 1.5363 | 1.428 | 0 | 0 | 0 | 2020-01-20 18:00
479 | HE 476 | 0 | 3.0975 | 1.2616 | 0.71915 | 0 | 0 | 0 | 2020-01-20 19:00
480 | HE 477 | 0 | 3.068 | 0.93016 | 0.49302 | 0 | 0 | 0 | 2020-01-20 20:00
481 | HE 478 | 0 | 2.2164 | 0.91816 | 0.36087 | 0 | 0 | 0 | 2020-01-20 21:00
482 | HE 479 | 0 | 7.0824 | 0.84846 | 0.49031 | 0 | 0 | 0 | 2020-01-20 22:00
483 | HE 480 | 0 | 7.148 | 0.85093 | 0.47583 | 0 | 0 | 0 | 2020-01-20 23:00
484 | HE 481 | 0 | 5.5585 | 0.9153 | 0.24475 | 0 | 0 | 0 | 2020-01-21
485 | HE 482 | 0 | 8.3049 | 1.204 | 0.2455 | 0 | 0 | 0 | 2020-01-21 01:00
486 | HE 483 | 0 | 10.6397 | 0.88874 | 0.2513 | 0 | 0 | 0 | 2020-01-21 02:00
487 | HE 484 | 0 | 6.0108 | 0.86465 | 0.27902 | 0 | 0 | 0 | 2020-01-21 03:00
488 | HE 485 | 0 | 6.0757 | 1.2416 | 0.2926 | 0 | 0 | 0 | 2020-01-21 04:00
489 | HE 486 | 0 | 7.2437 | 1.7725 | 0.60224 | 0 | 0 | 0 | 2020-01-21 05:00
490 | HE 487 | 0 | 5.0706 | 3.3567 | 2.35 | 0 | 0 | 0 | 2020-01-21 06:00
491 | HE 488 | 0 | 2.1949 | 2.2005 | 1.1806 | 0 | 0 | 0 | 2020-01-21 07:00
492 | HE 489 | 0.00013621 | 1.7146 | 1.8868 | 0.64275 | 0.00023356 | 0.00025701 | 8.7552e-05 | 2020-01-21 08:00
493 | HE 490 | 0.00027195 | 1.7296 | 1.6705 | 0.48427 | 0.00047034 | 0.00045428 | 0.0001317 | 2020-01-21 09:00
494 | HE 491 | 0.00039174 | 1.9234 | 1.6257 | 0.42278 | 0.00075348 | 0.00063687 | 0.00016562 | 2020-01-21 10:00
495 | HE 492 | 0.00047102 | 1.8958 | 1.118 | 0.3587 | 0.00089298 | 0.00052658 | 0.00016896 | 2020-01-21 11:00
496 | HE 493 | 0.00052867 | 1.8618 | 1.1793 | 0.50741 | 0.00098429 | 0.00062346 | 0.00026825 | 2020-01-21 12:00
497 | HE 494 | 0.00052134 | 1.0977 | 1.434 | 0.67735 | 0.00057228 | 0.00074761 | 0.00035313 | 2020-01-21 13:00
498 | HE 495 | 0.00048013 | 1.2014 | 1.4795 | 0.57217 | 0.00057681 | 0.00071036 | 0.00027471 | 2020-01-21 14:00
499 | HE 496 | 0.00036791 | 1.0193 | 1.2059 | 0.55424 | 0.00037501 | 0.00044365 | 0.00020391 | 2020-01-21 15:00
500 | HE 497 | 0.00023014 | 1.1804 | 1.4696 | 0.64679 | 0.00027167 | 0.00033822 | 0.00014885 | 2020-01-21 16:00
501 | HE 498 | 6.1962e-05 | 2.0637 | 2.3524 | 0.9539 | 0.00012787 | 0.00014576 | 5.9105e-05 | 2020-01-21 17:00
502 | HE 499 | 0 | 2.2122 | 1.718 | 1.0402 | 0 | 0 | 0 | 2020-01-21 18:00
503 | HE 500 | 0 | 1.5598 | 1.4326 | 0.85656 | 0 | 0 | 0 | 2020-01-21 19:00
504 | HE 501 | 0 | 1.601 | 1.2808 | 0.67536 | 0 | 0 | 0 | 2020-01-21 20:00
505 | HE 502 | 0 | 1.5114 | 1.256 | 0.59173 | 0 | 0 | 0 | 2020-01-21 21:00
506 | HE 503 | 0 | 4.4241 | 1.6507 | 0.73313 | 0 | 0 | 0 | 2020-01-21 22:00
507 | HE 504 | 0 | 4.8776 | 1.1485 | 0.79795 | 0 | 0 | 0 | 2020-01-21 23:00
508 | HE 505 | 0 | 2.1814 | 1.455 | 0.73065 | 0 | 0 | 0 | 2020-01-22
509 | HE 506 | 0 | 2.7563 | 1.3362 | 0.73788 | 0 | 0 | 0 | 2020-01-22 01:00
510 | HE 507 | 0 | 3.6883 | 1.4102 | 0.74307 | 0 | 0 | 0 | 2020-01-22 02:00
511 | HE 508 | 0 | 1.938 | 1.3878 | 0.73146 | 0 | 0 | 0 | 2020-01-22 03:00
512 | HE 509 | 0 | 2.7496 | 1.8269 | 0.75215 | 0 | 0 | 0 | 2020-01-22 04:00
513 | HE 510 | 0 | 6.4211 | 3.7215 | 0.79852 | 0 | 0 | 0 | 2020-01-22 05:00
514 | HE 511 | 0 | 2.5817 | 3.3772 | 1.2882 | 0 | 0 | 0 | 2020-01-22 06:00
515 | HE 512 | 0 | 1.5015 | 2.2273 | 0.82246 | 0 | 0 | 0 | 2020-01-22 07:00
516 | HE 513 | 0.00013621 | 1.2876 | 1.9231 | 0.72926 | 0.00017539 | 0.00026196 | 9.9335e-05 | 2020-01-22 08:00
517 | HE 514 | 0.00027195 | 1.1434 | 1.8164 | 0.69638 | 0.00031095 | 0.00049397 | 0.00018938 | 2020-01-22 09:00
518 | HE 515 | 0.00039174 | 0.73244 | 1.9883 | 0.63083 | 0.00028693 | 0.00077891 | 0.00024712 | 2020-01-22 10:00
519 | HE 516 | 0.00047102 | 0.48923 | 1.4465 | 0.48773 | 0.00023044 | 0.00068134 | 0.00022973 | 2020-01-22 11:00
520 | HE 517 | 0.00052867 | 0.39362 | 1.176 | 0.388 | 0.00020809 | 0.0006217 | 0.00020513 | 2020-01-22 12:00
521 | HE 518 | 0.00052134 | 0.37923 | 1.4968 | 0.48638 | 0.00019771 | 0.00078036 | 0.00025357 | 2020-01-22 13:00
522 | HE 519 | 0.00048013 | 0.46084 | 1.8466 | 0.4377 | 0.00022126 | 0.0008866 | 0.00021015 | 2020-01-22 14:00
523 | HE 520 | 0.00036791 | 0.47418 | 1.8426 | 0.38379 | 0.00017445 | 0.00067789 | 0.0001412 | 2020-01-22 15:00
524 | HE 521 | 0.00023014 | 0.65897 | 1.8567 | 0.43865 | 0.00015165 | 0.00042729 | 0.00010095 | 2020-01-22 16:00
525 | HE 522 | 6.1962e-05 | 1.3768 | 3.839 | 1.4047 | 8.5311e-05 | 0.00023787 | 8.7038e-05 | 2020-01-22 17:00
526 | HE 523 | 0 | 2.4657 | 2.061 | 1.361 | 0 | 0 | 0 | 2020-01-22 18:00
527 | HE 524 | 0 | 1.0783 | 1.8215 | 0.92872 | 0 | 0 | 0 | 2020-01-22 19:00
528 | HE 525 | 0 | 1.0405 | 2.2259 | 0.79613 | 0 | 0 | 0 | 2020-01-22 20:00
529 | HE 526 | 0 | 0.88204 | 1.0355 | 0.57216 | 0 | 0 | 0 | 2020-01-22 21:00
530 | HE 527 | 0 | 0.72563 | 1.3865 | 0.46489 | 0 | 0 | 0 | 2020-01-22 22:00
531 | HE 528 | 0 | 0.75156 | 0.96877 | 0.59323 | 0 | 0 | 0 | 2020-01-22 23:00
532 | HE 529 | 0 | 0.5005 | 0.88347 | 0.27123 | 0 | 0 | 0 | 2020-01-23
533 | HE 530 | 0 | 0.3005 | 0.85301 | 0.24935 | 0 | 0 | 0 | 2020-01-23 01:00
534 | HE 531 | 0 | 0.31515 | 0.86589 | 0.26653 | 0 | 0 | 0 | 2020-01-23 02:00
535 | HE 532 | 0 | 0.36367 | 0.84186 | 0.28317 | 0 | 0 | 0 | 2020-01-23 03:00
536 | HE 533 | 0 | 0.56126 | 0.86914 | 0.3241 | 0 | 0 | 0 | 2020-01-23 04:00
537 | HE 534 | 0 | 0.82931 | 1.1352 | 0.57437 | 0 | 0 | 0 | 2020-01-23 05:00
538 | HE 535 | 0 | 2.1647 | 1.6484 | 1.443 | 0 | 0 | 0 | 2020-01-23 06:00
539 | HE 536 | 0 | 1.5842 | 1.0431 | 0.85995 | 0 | 0 | 0 | 2020-01-23 07:00
540 | HE 537 | 0.00013621 | 0.9002 | 0.89547 | 0.62595 | 0.00012262 | 0.00012198 | 8.5264e-05 | 2020-01-23 08:00
541 | HE 538 | 0.00027195 | 0.75481 | 0.58562 | 0.44184 | 0.00020527 | 0.00015926 | 0.00012016 | 2020-01-23 09:00
542 | HE 539 | 0.00039174 | 0.32739 | 0.37641 | 0.34174 | 0.00012825 | 0.00014746 | 0.00013388 | 2020-01-23 10:00
543 | HE 540 | 0.00047102 | 0.29291 | 0.22984 | 0.346 | 0.00013797 | 0.00010826 | 0.00016297 | 2020-01-23 11:00
544 | HE 541 | 0.00052867 | 0.45525 | 0.21871 | 0.31926 | 0.00024067 | 0.00011563 | 0.00016878 | 2020-01-23 12:00
545 | HE 542 | 0.00052134 | 0.39321 | 0.21226 | 0.34838 | 0.00020499 | 0.00011066 | 0.00018163 | 2020-01-23 13:00
546 | HE 543 | 0.00048013 | 0.39812 | 0.14854 | 0.28335 | 0.00019115 | 7.1317e-05 | 0.00013604 | 2020-01-23 14:00
547 | HE 544 | 0.00036791 | 0.38851 | 0.14368 | 0.27926 | 0.00014293 | 5.286e-05 | 0.00010274 | 2020-01-23 15:00
548 | HE 545 | 0.00023014 | 0.53087 | 0.16978 | 0.29822 | 0.00012217 | 3.9072e-05 | 6.8631e-05 | 2020-01-23 16:00
549 | HE 546 | 6.1962e-05 | 1.3116 | 0.78899 | 1.0467 | 8.1269e-05 | 4.8887e-05 | 6.4858e-05 | 2020-01-23 17:00
550 | HE 547 | 0 | 1.8291 | 1.8048 | 1.3492 | 0 | 0 | 0 | 2020-01-23 18:00
551 | HE 548 | 0 | 0.81434 | 0.91086 | 0.73026 | 0 | 0 | 0 | 2020-01-23 19:00
552 | HE 549 | 0 | 0.74074 | 0.56802 | 0.50607 | 0 | 0 | 0 | 2020-01-23 20:00
553 | HE 550 | 0 | 0.72036 | 0.24169 | 0.44471 | 0 | 0 | 0 | 2020-01-23 21:00
554 | HE 551 | 0 | 0.48709 | 0.21385 | 0.34116 | 0 | 0 | 0 | 2020-01-23 22:00
555 | HE 552 | 0 | 0.46347 | 0.3104 | 0.34267 | 0 | 0 | 0 | 2020-01-23 23:00
556 | HE 553 | 0 | 0.3012 | 0.20159 | 0.22832 | 0 | 0 | 0 | 2020-01-24
557 | HE 554 | 0 | 0.27909 | 0.13794 | 0.21402 | 0 | 0 | 0 | 2020-01-24 01:00
558 | HE 555 | 0 | 0.28511 | 0.15648 | 0.21628 | 0 | 0 | 0 | 2020-01-24 02:00
559 | HE 556 | 0 | 0.25153 | 0.18339 | 0.21343 | 0 | 0 | 0 | 2020-01-24 03:00
560 | HE 557 | 0 | 0.38368 | 0.2711 | 0.28126 | 0 | 0 | 0 | 2020-01-24 04:00
561 | HE 558 | 0 | 0.69809 | 0.66579 | 0.6514 | 0 | 0 | 0 | 2020-01-24 05:00
562 | HE 559 | 0 | 3.7442 | 3.713 | 2.0381 | 0 | 0 | 0 | 2020-01-24 06:00
563 | HE 560 | 0 | 2.091 | 1.7493 | 1.541 | 0 | 0 | 0 | 2020-01-24 07:00
564 | HE 561 | 0.00013621 | 0.6518 | 0.70113 | 0.81925 | 8.8785e-05 | 9.5504e-05 | 0.00011159 | 2020-01-24 08:00
565 | HE 562 | 0.00027195 | 0.50794 | 0.5549 | 0.51457 | 0.00013813 | 0.0001509 | 0.00013993 | 2020-01-24 09:00
566 | HE 563 | 0.00039174 | 0.28358 | 0.34516 | 0.38392 | 0.00011109 | 0.00013522 | 0.0001504 | 2020-01-24 10:00
567 | HE 564 | 0.00047102 | 0.57343 | 0.40366 | 0.32754 | 0.0002701 | 0.00019013 | 0.00015428 | 2020-01-24 11:00
568 | HE 565 | 0.00052867 | 0.37906 | 0.38802 | 0.30261 | 0.0002004 | 0.00020513 | 0.00015998 | 2020-01-24 12:00
569 | HE 566 | 0.00052134 | 0.39762 | 0.38763 | 0.2984 | 0.0002073 | 0.00020209 | 0.00015557 | 2020-01-24 13:00
570 | HE 567 | 0.00048013 | 0.30165 | 0.42715 | 0.29273 | 0.00014483 | 0.00020509 | 0.00014055 | 2020-01-24 14:00
571 | HE 568 | 0.00036791 | 0.27363 | 0.35947 | 0.29597 | 0.00010067 | 0.00013225 | 0.00010889 | 2020-01-24 15:00
572 | HE 569 | 0.00023014 | 0.35175 | 0.47087 | 0.34876 | 8.0952e-05 | 0.00010836 | 8.0263e-05 | 2020-01-24 16:00
573 | HE 570 | 6.1962e-05 | 1.1253 | 1.6998 | 0.94851 | 6.9727e-05 | 0.00010532 | 5.8772e-05 | 2020-01-24 17:00
574 | HE 571 | 0 | 1.5596 | 1.4715 | 0.99565 | 0 | 0 | 0 | 2020-01-24 18:00
575 | HE 572 | 0 | 0.63299 | 0.69735 | 0.6356 | 0 | 0 | 0 | 2020-01-24 19:00
576 | HE 573 | 0 | 0.65094 | 0.60984 | 0.45639 | 0 | 0 | 0 | 2020-01-24 20:00
577 | HE 574 | 0 | 0.52007 | 0.57872 | 0.54045 | 0 | 0 | 0 | 2020-01-24 21:00
578 | HE 575 | 0 | 0.49873 | 0.50487 | 0.5968 | 0 | 0 | 0 | 2020-01-24 22:00
579 | HE 576 | 0 | 0.40153 | 0.33193 | 0.78777 | 0 | 0 | 0 | 2020-01-24 23:00
580 | HE 577 | 0 | 0.80619 | 0.43389 | 0.56544 | 0 | 0 | 0 | 2020-01-25
581 | HE 578 | 0 | 0.63977 | 0.4445 | 0.56202 | 0 | 0 | 0 | 2020-01-25 01:00
582 | HE 579 | 0 | 0.54098 | 0.50833 | 0.55496 | 0 | 0 | 0 | 2020-01-25 02:00
583 | HE 580 | 0 | 0.60295 | 0.7031 | 0.55004 | 0 | 0 | 0 | 2020-01-25 03:00
584 | HE 581 | 0 | 0.84235 | 0.3811 | 0.67659 | 0 | 0 | 0 | 2020-01-25 04:00
585 | HE 582 | 0 | 0.91014 | 0.77107 | 0.82078 | 0 | 0 | 0 | 2020-01-25 05:00
586 | HE 583 | 0 | 2.4251 | 3.7214 | 1.2026 | 0 | 0 | 0 | 2020-01-25 06:00
587 | HE 584 | 0 | 1.7425 | 2.4317 | 0.82671 | 0 | 0 | 0 | 2020-01-25 07:00
588 | HE 585 | 0.00013621 | 1.1501 | 1.1212 | 0.94411 | 0.00015665 | 0.00015272 | 0.0001286 | 2020-01-25 08:00
589 | HE 586 | 0.00027195 | 0.78037 | 1.0279 | 0.71267 | 0.00021222 | 0.00027952 | 0.00019381 | 2020-01-25 09:00
590 | HE 587 | 0.00039174 | 0.60555 | 0.6244 | 0.50442 | 0.00023722 | 0.00024461 | 0.00019761 | 2020-01-25 10:00
591 | HE 588 | 0.00047102 | 0.60639 | 0.56904 | 0.4615 | 0.00028562 | 0.00026803 | 0.00021738 | 2020-01-25 11:00
592 | HE 589 | 0.00052867 | 0.55244 | 0.49444 | 0.47782 | 0.00029206 | 0.0002614 | 0.00025261 | 2020-01-25 12:00
593 | HE 590 | 0.00052134 | 0.55646 | 0.36242 | 0.46031 | 0.00029011 | 0.00018894 | 0.00023998 | 2020-01-25 13:00
594 | HE 591 | 0.00048013 | 0.70127 | 0.26212 | 0.42851 | 0.0003367 | 0.00012585 | 0.00020574 | 2020-01-25 14:00
595 | HE 592 | 0.00036791 | 0.70363 | 0.20699 | 0.4317 | 0.00025887 | 7.6153e-05 | 0.00015882 | 2020-01-25 15:00
596 | HE 593 | 0.00023014 | 0.71923 | 0.28029 | 0.4409 | 0.00016552 | 6.4504e-05 | 0.00010147 | 2020-01-25 16:00
597 | HE 594 | 6.1962e-05 | 1.3944 | 1.1352 | 1.3082 | 8.6397e-05 | 7.0337e-05 | 8.106e-05 | 2020-01-25 17:00
598 | HE 595 | 0 | 1.9406 | 1.7424 | 1.4312 | 0 | 0 | 0 | 2020-01-25 18:00
599 | HE 596 | 0 | 1.0446 | 1.114 | 0.7882 | 0 | 0 | 0 | 2020-01-25 19:00
600 | HE 597 | 0 | 1.0076 | 0.69081 | 0.58736 | 0 | 0 | 0 | 2020-01-25 20:00
601 | HE 598 | 0 | 0.86491 | 0.66024 | 0.63337 | 0 | 0 | 0 | 2020-01-25 21:00
602 | HE 599 | 0 | 1.0778 | 0.41128 | 0.75657 | 0 | 0 | 0 | 2020-01-25 22:00
603 | HE 600 | 0 | 0.99119 | 0.52812 | 0.7014 | 0 | 0 | 0 | 2020-01-25 23:00
604 | HE 601 | 0 | 1.5127 | 0.39219 | 0.50892 | 0 | 0 | 0 | 2020-01-26
605 | HE 602 | 0 | 1.4995 | 0.29649 | 0.64303 | 0 | 0 | 0 | 2020-01-26 01:00
606 | HE 603 | 0 | 1.5211 | 0.28909 | 0.65503 | 0 | 0 | 0 | 2020-01-26 02:00
607 | HE 604 | 0 | 1.5853 | 0.30268 | 0.4435 | 0 | 0 | 0 | 2020-01-26 03:00
608 | HE 605 | 0 | 1.0426 | 0.41744 | 0.52748 | 0 | 0 | 0 | 2020-01-26 04:00
609 | HE 606 | 0 | 1.4191 | 0.62061 | 1.0038 | 0 | 0 | 0 | 2020-01-26 05:00
610 | HE 607 | 0 | 2.6102 | 1.2694 | 1.096 | 0 | 0 | 0 | 2020-01-26 06:00
611 | HE 608 | 0 | 1.9059 | 1.2223 | 0.86174 | 0 | 0 | 0 | 2020-01-26 07:00
612 | HE 609 | 0.00013621 | 1.4663 | 1.2563 | 1.0053 | 0.00019973 | 0.00017112 | 0.00013693 | 2020-01-26 08:00
613 | HE 610 | 0.00027195 | 1.1278 | 1.6512 | 0.84522 | 0.00030669 | 0.00044905 | 0.00022985 | 2020-01-26 09:00
614 | HE 611 | 0.00039174 | 0.82597 | 1.0169 | 0.55518 | 0.00032357 | 0.00039836 | 0.00021749 | 2020-01-26 10:00
615 | HE 612 | 0.00047102 | 0.7012 | 0.7024 | 0.54781 | 0.00033028 | 0.00033085 | 0.00025803 | 2020-01-26 11:00
616 | HE 613 | 0.00052867 | 0.71994 | 0.50354 | 0.46141 | 0.00038061 | 0.00026621 | 0.00024393 | 2020-01-26 12:00
617 | HE 614 | 0.00052134 | 0.66996 | 0.42558 | 0.39417 | 0.00034927 | 0.00022187 | 0.00020549 | 2020-01-26 13:00
618 | HE 615 | 0.00048013 | 0.71013 | 0.39506 | 0.30562 | 0.00034095 | 0.00018968 | 0.00014674 | 2020-01-26 14:00
619 | HE 616 | 0.00036791 | 0.70502 | 0.29365 | 0.3084 | 0.00025938 | 0.00010804 | 0.00011346 | 2020-01-26 15:00
620 | HE 617 | 0.00023014 | 0.79132 | 0.40711 | 0.39917 | 0.00018211 | 9.3691e-05 | 9.1863e-05 | 2020-01-26 16:00
621 | HE 618 | 6.1962e-05 | 1.5927 | 1.4295 | 1.2609 | 9.8686e-05 | 8.8575e-05 | 7.8125e-05 | 2020-01-26 17:00
622 | HE 619 | 0 | 2.2818 | 1.5998 | 1.7778 | 0 | 0 | 0 | 2020-01-26 18:00
623 | HE 620 | 0 | 1.2207 | 0.74 | 1.173 | 0 | 0 | 0 | 2020-01-26 19:00
624 | HE 621 | 0 | 1.2329 | 0.71459 | 0.65972 | 0 | 0 | 0 | 2020-01-26 20:00
625 | HE 622 | 0 | 0.99992 | 0.84067 | 0.54755 | 0 | 0 | 0 | 2020-01-26 21:00
626 | HE 623 | 0 | 0.85354 | 0.75788 | 0.61653 | 0 | 0 | 0 | 2020-01-26 22:00
627 | HE 624 | 0 | 1.0684 | 0.82843 | 0.69635 | 0 | 0 | 0 | 2020-01-26 23:00
628 | HE 625 | 0 | 1.5319 | 0.66117 | 0.34347 | 0 | 0 | 0 | 2020-01-27
629 | HE 626 | 0 | 0.91813 | 0.5622 | 0.34897 | 0 | 0 | 0 | 2020-01-27 01:00
630 | HE 627 | 0 | 0.93873 | 0.42939 | 0.34426 | 0 | 0 | 0 | 2020-01-27 02:00
631 | HE 628 | 0 | 0.6309 | 0.44403 | 0.34015 | 0 | 0 | 0 | 2020-01-27 03:00
632 | HE 629 | 0 | 0.84587 | 0.63469 | 0.43392 | 0 | 0 | 0 | 2020-01-27 04:00
633 | HE 630 | 0 | 1.959 | 1.1172 | 0.73151 | 0 | 0 | 0 | 2020-01-27 05:00
634 | HE 631 | 0 | 2.3432 | 1.6072 | 1.9356 | 0 | 0 | 0 | 2020-01-27 06:00
635 | HE 632 | 0 | 1.2695 | 1.0357 | 1.1419 | 0 | 0 | 0 | 2020-01-27 07:00
636 | HE 633 | 0.00013621 | 1.3593 | 1.3766 | 0.98654 | 0.00018515 | 0.00018751 | 0.00013438 | 2020-01-27 08:00
637 | HE 634 | 0.00027195 | 1.6451 | 1.6954 | 0.84325 | 0.00044738 | 0.00046106 | 0.00022932 | 2020-01-27 09:00
638 | HE 635 | 0.00039174 | 1.1961 | 0.94937 | 0.56701 | 0.00046856 | 0.00037191 | 0.00022212 | 2020-01-27 10:00
639 | HE 636 | 0.00047102 | 0.98898 | 0.80444 | 0.47321 | 0.00046583 | 0.00037891 | 0.00022289 | 2020-01-27 11:00
640 | HE 637 | 0.00052867 | 0.78213 | 0.42337 | 0.40692 | 0.00041349 | 0.00022382 | 0.00021513 | 2020-01-27 12:00
641 | HE 638 | 0.00052134 | 0.70793 | 0.33023 | 0.42727 | 0.00036907 | 0.00017216 | 0.00022275 | 2020-01-27 13:00
642 | HE 639 | 0.00048013 | 0.62375 | 0.32245 | 0.41014 | 0.00029948 | 0.00015482 | 0.00019692 | 2020-01-27 14:00
643 | HE 640 | 0.00036791 | 0.6641 | 0.32004 | 0.41512 | 0.00024433 | 0.00011774 | 0.00015272 | 2020-01-27 15:00
644 | HE 641 | 0.00023014 | 0.43537 | 0.39696 | 0.42406 | 0.0001002 | 9.1355e-05 | 9.7592e-05 | 2020-01-27 16:00
645 | HE 642 | 6.1962e-05 | 1.0982 | 1.5235 | 1.178 | 6.8044e-05 | 9.4401e-05 | 7.2994e-05 | 2020-01-27 17:00
646 | HE 643 | 0 | 2.1733 | 1.8312 | 1.2962 | 0 | 0 | 0 | 2020-01-27 18:00
647 | HE 644 | 0 | 0.80546 | 0.66091 | 0.74129 | 0 | 0 | 0 | 2020-01-27 19:00
648 | HE 645 | 0 | 1.0133 | 0.64487 | 0.59831 | 0 | 0 | 0 | 2020-01-27 20:00
649 | HE 646 | 0 | 0.9211 | 0.90559 | 0.70251 | 0 | 0 | 0 | 2020-01-27 21:00
650 | HE 647 | 0 | 1.0494 | 1.2587 | 0.76027 | 0 | 0 | 0 | 2020-01-27 22:00
651 | HE 648 | 0 | 0.86782 | 0.72583 | 1.4412 | 0 | 0 | 0 | 2020-01-27 23:00
652 | HE 649 | 0 | 0.83161 | 1.0892 | 0.81468 | 0 | 0 | 0 | 2020-01-28
653 | HE 650 | 0 | 0.49091 | 1.0557 | 0.81982 | 0 | 0 | 0 | 2020-01-28 01:00
654 | HE 651 | 0 | 0.52052 | 1.6291 | 0.82443 | 0 | 0 | 0 | 2020-01-28 02:00
655 | HE 652 | 0 | 0.54947 | 1.0667 | 0.82443 | 0 | 0 | 0 | 2020-01-28 03:00
656 | HE 653 | 0 | 0.67547 | 1.0992 | 0.8391 | 0 | 0 | 0 | 2020-01-28 04:00
657 | HE 654 | 0 | 1.0856 | 1.5556 | 1.0162 | 0 | 0 | 0 | 2020-01-28 05:00
658 | HE 655 | 0 | 1.3792 | 2.4295 | 1.6076 | 0 | 0 | 0 | 2020-01-28 06:00
659 | HE 656 | 0 | 1.2054 | 1.3181 | 0.88871 | 0 | 0 | 0 | 2020-01-28 07:00
660 | HE 657 | 0.00013621 | 1.1796 | 0.90248 | 0.89304 | 0.00016068 | 0.00012293 | 0.00012164 | 2020-01-28 08:00
661 | HE 658 | 0.00027195 | 1.4343 | 0.7034 | 0.81395 | 0.00039006 | 0.00019129 | 0.00022135 | 2020-01-28 09:00
662 | HE 659 | 0.00039174 | 1.079 | 2.0535 | 0.79123 | 0.00042268 | 0.00080443 | 0.00030996 | 2020-01-28 10:00
663 | HE 660 | 0.00047102 | 0.86809 | 1.3244 | 0.71856 | 0.00040889 | 0.00062383 | 0.00033845 | 2020-01-28 11:00
664 | HE 661 | 0.00052867 | 0.63138 | 2.5068 | 0.6889 | 0.00033379 | 0.0013252 | 0.0003642 | 2020-01-28 12:00
665 | HE 662 | 0.00052134 | 0.53473 | 2.462 | 0.67571 | 0.00027878 | 0.0012836 | 0.00035227 | 2020-01-28 13:00
666 | HE 663 | 0.00048013 | 0.48656 | 2.0532 | 0.6603 | 0.00023361 | 0.00098578 | 0.00031703 | 2020-01-28 14:00
667 | HE 664 | 0.00036791 | 0.48285 | 1.917 | 0.658 | 0.00017764 | 0.00070529 | 0.00024208 | 2020-01-28 15:00
668 | HE 665 | 0.00023014 | 0.52925 | 2.3543 | 0.66977 | 0.0001218 | 0.00054182 | 0.00015414 | 2020-01-28 16:00
669 | HE 666 | 6.1962e-05 | 1.5159 | 2.625 | 1.1331 | 9.3926e-05 | 0.00016265 | 7.0208e-05 | 2020-01-28 17:00
670 | HE 667 | 0 | 2.8552 | 2.4429 | 1.358 | 0 | 0 | 0 | 2020-01-28 18:00
671 | HE 668 | 0 | 1.6712 | 2.1566 | 0.86609 | 0 | 0 | 0 | 2020-01-28 19:00
672 | HE 669 | 0 | 1.4276 | 1.4336 | 0.88997 | 0 | 0 | 0 | 2020-01-28 20:00
673 | HE 670 | 0 | 1.2174 | 1.4227 | 0.71265 | 0 | 0 | 0 | 2020-01-28 21:00
674 | HE 671 | 0 | 0.95923 | 1.8561 | 0.69802 | 0 | 0 | 0 | 2020-01-28 22:00
675 | HE 672 | 0 | 0.83972 | 1.3188 | 0.99767 | 0 | 0 | 0 | 2020-01-28 23:00
676 | HE 673 | 0 | 0.65694 | 0.51401 | 0.36345 | 0 | 0 | 0 | 2020-01-29
677 | HE 674 | 0 | 0.54962 | 0.35871 | 0.31777 | 0 | 0 | 0 | 2020-01-29 01:00
678 | HE 675 | 0 | 0.48977 | 0.42287 | 0.32788 | 0 | 0 | 0 | 2020-01-29 02:00
679 | HE 676 | 0 | 0.51994 | 0.3857 | 0.47187 | 0 | 0 | 0 | 2020-01-29 03:00
680 | HE 677 | 0 | 0.98941 | 0.62086 | 0.39733 | 0 | 0 | 0 | 2020-01-29 04:00
681 | HE 678 | 0 | 1.0457 | 0.97792 | 0.75335 | 0 | 0 | 0 | 2020-01-29 05:00
682 | HE 679 | 0 | 3.6317 | 3.5353 | 1.7703 | 0 | 0 | 0 | 2020-01-29 06:00
683 | HE 680 | 0 | 2.2992 | 2.1757 | 1.2575 | 0 | 0 | 0 | 2020-01-29 07:00
684 | HE 681 | 0.00013621 | 1.3566 | 1.2276 | 0.78225 | 0.00018478 | 0.00016721 | 0.00010655 | 2020-01-29 08:00
685 | HE 682 | 0.00027195 | 1.1241 | 1.0992 | 0.61977 | 0.00030569 | 0.00029892 | 0.00016854 | 2020-01-29 09:00
686 | HE 683 | 0.00039174 | 0.5375 | 0.65017 | 0.59377 | 0.00021056 | 0.0002547 | 0.0002326 | 2020-01-29 10:00
687 | HE 684 | 0.00047102 | 0.3665 | 0.50762 | 0.48895 | 0.00017263 | 0.0002391 | 0.0002303 | 2020-01-29 11:00
688 | HE 685 | 0.00052867 | 0.39701 | 0.54183 | 0.38626 | 0.00020989 | 0.00028645 | 0.00020421 | 2020-01-29 12:00
689 | HE 686 | 0.00052134 | 0.32015 | 0.286 | 0.35158 | 0.00016691 | 0.0001491 | 0.00018329 | 2020-01-29 13:00
690 | HE 687 | 0.00048013 | 0.3173 | 0.26169 | 0.25512 | 0.00015235 | 0.00012565 | 0.00012249 | 2020-01-29 14:00
691 | HE 688 | 0.00036791 | 0.31871 | 0.25542 | 0.26369 | 0.00011725 | 9.3969e-05 | 9.7012e-05 | 2020-01-29 15:00
692 | HE 689 | 0.00023014 | 0.41204 | 0.32506 | 0.38182 | 9.4827e-05 | 7.4808e-05 | 8.7871e-05 | 2020-01-29 16:00
693 | HE 690 | 6.1962e-05 | 0.91833 | 0.83057 | 0.93502 | 5.6901e-05 | 5.1463e-05 | 5.7936e-05 | 2020-01-29 17:00
694 | HE 691 | 0 | 2.5579 | 1.4742 | 1.121 | 0 | 0 | 0 | 2020-01-29 18:00
695 | HE 692 | 0 | 1.0603 | 1.102 | 0.42635 | 0 | 0 | 0 | 2020-01-29 19:00
696 | HE 693 | 0 | 0.77657 | 0.54408 | 0.32943 | 0 | 0 | 0 | 2020-01-29 20:00
697 | HE 694 | 0 | 0.72964 | 0.64192 | 0.2825 | 0 | 0 | 0 | 2020-01-29 21:00
698 | HE 695 | 0 | 0.75272 | 0.42565 | 0.30661 | 0 | 0 | 0 | 2020-01-29 22:00
699 | HE 696 | 0 | 0.86409 | 0.33899 | 0.2892 | 0 | 0 | 0 | 2020-01-29 23:00
700 | HE 697 | 0 | 0.61885 | 0.32649 | 0.16472 | 0 | 0 | 0 | 2020-01-30
701 | HE 698 | 0 | 0.31655 | 0.31705 | 0.18079 | 0 | 0 | 0 | 2020-01-30 01:00
702 | HE 699 | 0 | 0.30602 | 0.32934 | 0.20397 | 0 | 0 | 0 | 2020-01-30 02:00
703 | HE 700 | 0 | 0.38308 | 0.3696 | 0.20863 | 0 | 0 | 0 | 2020-01-30 03:00
704 | HE 701 | 0 | 0.71973 | 0.38088 | 0.25252 | 0 | 0 | 0 | 2020-01-30 04:00
705 | HE 702 | 0 | 0.9634 | 0.76349 | 0.40675 | 0 | 0 | 0 | 2020-01-30 05:00
706 | HE 703 | 0 | 2.6429 | 2.9121 | 1.9935 | 0 | 0 | 0 | 2020-01-30 06:00
707 | HE 704 | 0 | 1.9583 | 2.0031 | 1.3895 | 0 | 0 | 0 | 2020-01-30 07:00
708 | HE 705 | 0.00013621 | 1.0258 | 1.204 | 0.87723 | 0.00013973 | 0.000164 | 0.00011949 | 2020-01-30 08:00
709 | HE 706 | 0.00027195 | 0.70799 | 0.91645 | 0.75099 | 0.00019253 | 0.00024922 | 0.00020423 | 2020-01-30 09:00
710 | HE 707 | 0.00039174 | 0.55891 | 0.42595 | 0.46231 | 0.00021895 | 0.00016686 | 0.00018111 | 2020-01-30 10:00
711 | HE 708 | 0.00047102 | 0.58525 | 0.33247 | 0.37159 | 0.00027566 | 0.0001566 | 0.00017502 | 2020-01-30 11:00
712 | HE 709 | 0.00052867 | 0.396 | 0.3229 | 0.26826 | 0.00020936 | 0.00017071 | 0.00014182 | 2020-01-30 12:00
713 | HE 710 | 0.00052134 | 0.48576 | 0.27481 | 0.30489 | 0.00025325 | 0.00014327 | 0.00015895 | 2020-01-30 13:00
714 | HE 711 | 0.00048013 | 0.40327 | 0.2593 | 0.23578 | 0.00019362 | 0.0001245 | 0.0001132 | 2020-01-30 14:00
715 | HE 712 | 0.00036791 | 0.39652 | 0.23833 | 0.24055 | 0.00014588 | 8.7682e-05 | 8.8498e-05 | 2020-01-30 15:00
716 | HE 713 | 0.00023014 | 0.48187 | 0.25045 | 0.34341 | 0.0001109 | 5.7639e-05 | 7.9031e-05 | 2020-01-30 16:00
717 | HE 714 | 6.1962e-05 | 1.3225 | 0.74954 | 1.0755 | 8.1944e-05 | 4.6443e-05 | 6.6638e-05 | 2020-01-30 17:00
718 | HE 715 | 0 | 2.318 | 0.96455 | 1.4987 | 0 | 0 | 0 | 2020-01-30 18:00
719 | HE 716 | 0 | 1.2395 | 0.47573 | 0.81454 | 0 | 0 | 0 | 2020-01-30 19:00
720 | HE 717 | 0 | 1.1313 | 0.45556 | 0.51508 | 0 | 0 | 0 | 2020-01-30 20:00
721 | HE 718 | 0 | 0.89578 | 0.41572 | 0.43461 | 0 | 0 | 0 | 2020-01-30 21:00
722 | HE 719 | 0 | 0.77832 | 0.32271 | 0.30292 | 0 | 0 | 0 | 2020-01-30 22:00
723 | HE 720 | 0 | 0.79439 | 0.32181 | 0.28094 | 0 | 0 | 0 | 2020-01-30 23:00
724 | HE 721 | 0 | 0.78099 | 0.58229 | 0.18649 | 0 | 0 | 0 | 2020-01-31
725 | HE 722 | 0 | 0.77725 | 0.50622 | 0.17164 | 0 | 0 | 0 | 2020-01-31 01:00
726 | HE 723 | 0 | 0.77396 | 0.52474 | 0.17251 | 0 | 0 | 0 | 2020-01-31 02:00
727 | HE 724 | 0 | 0.76606 | 0.53722 | 0.17657 | 0 | 0 | 0 | 2020-01-31 03:00
728 | HE 725 | 0 | 0.78288 | 0.56544 | 0.24475 | 0 | 0 | 0 | 2020-01-31 04:00
729 | HE 726 | 0 | 1.5001 | 0.6916 | 0.45566 | 0 | 0 | 0 | 2020-01-31 05:00
730 | HE 727 | 0 | 3.2892 | 2.0378 | 2.0771 | 0 | 0 | 0 | 2020-01-31 06:00
731 | HE 728 | 0 | 2.1625 | 1.417 | 0.85342 | 0 | 0 | 0 | 2020-01-31 07:00
732 | HE 729 | 0.00013621 | 1.3645 | 0.69958 | 0.6277 | 0.00018587 | 9.5293e-05 | 8.5501e-05 | 2020-01-31 08:00
733 | HE 730 | 0.00027195 | 0.86523 | 0.60863 | 0.53018 | 0.0002353 | 0.00016551 | 0.00014418 | 2020-01-31 09:00
734 | HE 731 | 0.00039174 | 0.99658 | 0.59971 | 0.33485 | 0.0003904 | 0.00023493 | 0.00013117 | 2020-01-31 10:00
735 | HE 732 | 0.00047102 | 0.75163 | 0.44318 | 0.29911 | 0.00035403 | 0.00020875 | 0.00014089 | 2020-01-31 11:00
736 | HE 733 | 0.00052867 | 0.61163 | 0.42849 | 0.29054 | 0.00032335 | 0.00022653 | 0.0001536 | 2020-01-31 12:00
737 | HE 734 | 0.00052134 | 0.57666 | 0.42576 | 0.28621 | 0.00030064 | 0.00022196 | 0.00014921 | 2020-01-31 13:00
738 | HE 735 | 0.00048013 | 0.50327 | 0.41904 | 0.25291 | 0.00024164 | 0.00020119 | 0.00012143 | 2020-01-31 14:00
739 | HE 736 | 0.00036791 | 0.53305 | 0.28108 | 0.28616 | 0.00019611 | 0.00010341 | 0.00010528 | 2020-01-31 15:00
740 | HE 737 | 0.00023014 | 0.43274 | 0.28087 | 0.30247 | 9.959e-05 | 6.4638e-05 | 6.9609e-05 | 2020-01-31 16:00
741 | HE 738 | 6.1962e-05 | 1.418 | 1.1142 | 1.0785 | 8.7862e-05 | 6.9037e-05 | 6.6824e-05 | 2020-01-31 17:00
742 | HE 739 | 0 | 2.0204 | 1.1698 | 1.2827 | 0 | 0 | 0 | 2020-01-31 18:00
743 | HE 740 | 0 | 0.94595 | 0.48898 | 0.90528 | 0 | 0 | 0 | 2020-01-31 19:00
744 | HE 741 | 0 | 1.1802 | 0.48816 | 0.69 | 0 | 0 | 0 | 2020-01-31 20:00
745 | HE 742 | 0 | 0.92285 | 0.61482 | 0.49802 | 0 | 0 | 0 | 2020-01-31 21:00
746 | HE 743 | 0 | 1.6537 | 0.70934 | 0.3925 | 0 | 0 | 0 | 2020-01-31 22:00
747 | HE 744 | 0 | 1.3365 | 0.90483 | 0.31864 | 0 | 0 | 0 | 2020-01-31 23:00
748 | HE 745 | 0 | 7.5269 | 0.68101 | 0.18187 | 0 | 0 | 0 | 2020-02-01
749 | HE 746 | 0 | 2.0657 | 0.57694 | 0.14897 | 0 | 0 | 0 | 2020-02-01 01:00
750 | HE 747 | 0 | 2.0515 | 0.59848 | 0.15415 | 0 | 0 | 0 | 2020-02-01 02:00
751 | HE 748 | 0 | 2.0585 | 0.67564 | 0.15521 | 0 | 0 | 0 | 2020-02-01 03:00
752 | HE 749 | 0 | 1.2837 | 0.6749 | 0.16924 | 0 | 0 | 0 | 2020-02-01 04:00
753 | HE 750 | 0 | 2.4447 | 0.77786 | 0.32922 | 0 | 0 | 0 | 2020-02-01 05:00
754 | HE 751 | 0 | 3.3983 | 2.3973 | 0.61157 | 0 | 0 | 0 | 2020-02-01 06:00
755 | HE 752 | 2.4878e-05 | 1.4948 | 1.5103 | 0.49334 | 3.7187e-05 | 3.7572e-05 | 1.2273e-05 | 2020-02-01 07:00
756 | HE 753 | 0.00015476 | 1.2486 | 1.2959 | 0.66508 | 0.00019324 | 0.00020056 | 0.00010293 | 2020-02-01 08:00
757 | HE 754 | 0.00028658 | 0.9796 | 1.2628 | 0.86912 | 0.00028073 | 0.0003619 | 0.00024907 | 2020-02-01 09:00
758 | HE 755 | 0.00042384 | 0.70988 | 0.73664 | 0.60048 | 0.00030087 | 0.00031222 | 0.0002545 | 2020-02-01 10:00
759 | HE 756 | 0.00050618 | 0.57351 | 0.62173 | 0.47284 | 0.0002903 | 0.00031471 | 0.00023934 | 2020-02-01 11:00
760 | HE 757 | 0.00056449 | 0.60414 | 0.60946 | 0.34449 | 0.00034103 | 0.00034403 | 0.00019446 | 2020-02-01 12:00
761 | HE 758 | 0.00059908 | 0.6007 | 0.51894 | 0.35294 | 0.00035987 | 0.00031089 | 0.00021144 | 2020-02-01 13:00
762 | HE 759 | 0.0005392 | 0.57368 | 0.52057 | 0.36469 | 0.00030933 | 0.00028069 | 0.00019664 | 2020-02-01 14:00
763 | HE 760 | 0.00044079 | 0.47662 | 0.45575 | 0.33427 | 0.00021009 | 0.00020089 | 0.00014734 | 2020-02-01 15:00
764 | HE 761 | 0.00030234 | 0.52156 | 0.47302 | 0.34326 | 0.00015769 | 0.00014301 | 0.00010378 | 2020-02-01 16:00
765 | HE 762 | 0.00012559 | 1.4576 | 1.3509 | 0.70999 | 0.00018306 | 0.00016966 | 8.917e-05 | 2020-02-01 17:00
766 | HE 763 | 0 | 2.5819 | 1.1656 | 1.0381 | 0 | 0 | 0 | 2020-02-01 18:00
767 | HE 764 | 0 | 1.0974 | 0.7367 | 0.66486 | 0 | 0 | 0 | 2020-02-01 19:00
768 | HE 765 | 0 | 1.0244 | 0.90778 | 0.56143 | 0 | 0 | 0 | 2020-02-01 20:00
769 | HE 766 | 0 | 1.1722 | 1.5281 | 0.56713 | 0 | 0 | 0 | 2020-02-01 21:00
770 | HE 767 | 0 | 1.4894 | 1.3852 | 0.85369 | 0 | 0 | 0 | 2020-02-01 22:00
771 | HE 768 | 0 | 2.3107 | 1.3798 | 0.79978 | 0 | 0 | 0 | 2020-02-01 23:00
772 | HE 769 | 0 | 4.3315 | 2.1 | 0.80787 | 0 | 0 | 0 | 2020-02-02
773 | HE 770 | 0 | 1.5646 | 1.6863 | 0.78468 | 0 | 0 | 0 | 2020-02-02 01:00
774 | HE 771 | 0 | 1.0778 | 1.7041 | 0.79986 | 0 | 0 | 0 | 2020-02-02 02:00
775 | HE 772 | 0 | 1.0793 | 1.7781 | 0.80225 | 0 | 0 | 0 | 2020-02-02 03:00
776 | HE 773 | 0 | 0.80457 | 1.8895 | 0.84707 | 0 | 0 | 0 | 2020-02-02 04:00
777 | HE 774 | 0 | 0.933 | 4.0749 | 1.576 | 0 | 0 | 0 | 2020-02-02 05:00
778 | HE 775 | 0 | 3.3209 | 1.8685 | 2.3947 | 0 | 0 | 0 | 2020-02-02 06:00
779 | HE 776 | 2.4878e-05 | 1.6095 | 1.3724 | 0.9852 | 4.0041e-05 | 3.4142e-05 | 2.451e-05 | 2020-02-02 07:00
780 | HE 777 | 0.00015476 | 1.2748 | 1.4429 | 0.87217 | 0.00019729 | 0.0002233 | 0.00013498 | 2020-02-02 08:00
781 | HE 778 | 0.00028658 | 1.0573 | 1.5408 | 0.83263 | 0.00030301 | 0.00044155 | 0.00023861 | 2020-02-02 09:00
782 | HE 779 | 0.00042384 | 0.50857 | 1.5171 | 0.58968 | 0.00021555 | 0.00064301 | 0.00024993 | 2020-02-02 10:00
783 | HE 780 | 0.00050618 | 0.43552 | 0.88293 | 0.55701 | 0.00022045 | 0.00044692 | 0.00028195 | 2020-02-02 11:00
784 | HE 781 | 0.00056449 | 0.4199 | 0.67452 | 0.53751 | 0.00023703 | 0.00038076 | 0.00030342 | 2020-02-02 12:00
785 | HE 782 | 0.00059908 | 0.36398 | 0.49117 | 0.55622 | 0.00021805 | 0.00029425 | 0.00033322 | 2020-02-02 13:00
786 | HE 783 | 0.0005392 | 0.31661 | 0.48083 | 0.51817 | 0.00017071 | 0.00025926 | 0.0002794 | 2020-02-02 14:00
787 | HE 784 | 0.00044079 | 0.32411 | 0.49041 | 0.50033 | 0.00014286 | 0.00021617 | 0.00022054 | 2020-02-02 15:00
788 | HE 785 | 0.00030234 | 0.40071 | 0.486 | 0.50015 | 0.00012115 | 0.00014694 | 0.00015122 | 2020-02-02 16:00
789 | HE 786 | 0.00012559 | 1.0721 | 1.5057 | 0.96916 | 0.00013465 | 0.00018911 | 0.00012172 | 2020-02-02 17:00
790 | HE 787 | 0 | 1.884 | 1.8418 | 1.2546 | 0 | 0 | 0 | 2020-02-02 18:00
791 | HE 788 | 0 | 0.79752 | 1.2503 | 0.79169 | 0 | 0 | 0 | 2020-02-02 19:00
792 | HE 789 | 0 | 0.74904 | 1.3713 | 0.85756 | 0 | 0 | 0 | 2020-02-02 20:00
793 | HE 790 | 0 | 0.8288 | 1.8487 | 0.86897 | 0 | 0 | 0 | 2020-02-02 21:00
794 | HE 791 | 0 | 1.2692 | 1.9229 | 1.5471 | 0 | 0 | 0 | 2020-02-02 22:00
795 | HE 792 | 0 | 1.449 | 1.8523 | 1.4794 | 0 | 0 | 0 | 2020-02-02 23:00
796 | HE 793 | 0 | 2.41 | 2.0653 | 0.95098 | 0 | 0 | 0 | 2020-02-03
797 | HE 794 | 0 | 0.91531 | 1.8651 | 0.92509 | 0 | 0 | 0 | 2020-02-03 01:00
798 | HE 795 | 0 | 0.83195 | 1.8991 | 0.94719 | 0 | 0 | 0 | 2020-02-03 02:00
799 | HE 796 | 0 | 0.8509 | 1.9765 | 0.93674 | 0 | 0 | 0 | 2020-02-03 03:00
800 | HE 797 | 0 | 0.86126 | 2.1815 | 1.0779 | 0 | 0 | 0 | 2020-02-03 04:00
801 | HE 798 | 0 | 2.3081 | 4.5853 | 2.0001 | 0 | 0 | 0 | 2020-02-03 05:00
802 | HE 799 | 0 | 1.5562 | 4.3312 | 2.4738 | 0 | 0 | 0 | 2020-02-03 06:00
803 | HE 800 | 2.4878e-05 | 1.4324 | 3.3927 | 0.90257 | 3.5634e-05 | 8.4402e-05 | 2.2454e-05 | 2020-02-03 07:00
804 | HE 801 | 0.00015476 | 1.2927 | 3.4213 | 0.95212 | 0.00020006 | 0.00052949 | 0.00014735 | 2020-02-03 08:00
805 | HE 802 | 0.00028658 | 1.3887 | 1.7778 | 0.88419 | 0.00039797 | 0.00050948 | 0.00025339 | 2020-02-03 09:00
806 | HE 803 | 0.00042384 | 0.77474 | 1.7241 | 0.74593 | 0.00032837 | 0.00073076 | 0.00031615 | 2020-02-03 10:00
807 | HE 804 | 0.00050618 | 0.56382 | 1.375 | 0.55595 | 0.00028539 | 0.00069601 | 0.00028141 | 2020-02-03 11:00
808 | HE 805 | 0.00056449 | 0.39021 | 1.4343 | 0.47013 | 0.00022027 | 0.00080963 | 0.00026539 | 2020-02-03 12:00
809 | HE 806 | 0.00059908 | 0.3532 | 1.224 | 0.70167 | 0.00021159 | 0.00073326 | 0.00042036 | 2020-02-03 13:00
810 | HE 807 | 0.0005392 | 0.32969 | 1.1046 | 0.69837 | 0.00017777 | 0.00059558 | 0.00037656 | 2020-02-03 14:00
811 | HE 808 | 0.00044079 | 0.32283 | 1.064 | 0.68592 | 0.0001423 | 0.000469 | 0.00030234 | 2020-02-03 15:00
812 | HE 809 | 0.00030234 | 0.35486 | 1.0305 | 0.68799 | 0.00010729 | 0.00031156 | 0.00020801 | 2020-02-03 16:00
813 | HE 810 | 0.00012559 | 0.96656 | 2.1779 | 1.1146 | 0.00012139 | 0.00027352 | 0.00013999 | 2020-02-03 17:00
814 | HE 811 | 0 | 1.9151 | 2.5492 | 0.7648 | 0 | 0 | 0 | 2020-02-03 18:00
815 | HE 812 | 0 | 0.93404 | 2.1853 | 0.70183 | 0 | 0 | 0 | 2020-02-03 19:00
816 | HE 813 | 0 | 0.67951 | 1.4769 | 0.68236 | 0 | 0 | 0 | 2020-02-03 20:00
817 | HE 814 | 0 | 0.79262 | 1.9355 | 0.76813 | 0 | 0 | 0 | 2020-02-03 21:00
818 | HE 815 | 0 | 0.83063 | 4.1175 | 1.4513 | 0 | 0 | 0 | 2020-02-03 22:00
819 | HE 816 | 0 | 0.88528 | 2.7925 | 1.7283 | 0 | 0 | 0 | 2020-02-03 23:00
820 | HE 817 | 0 | 1.2136 | 1.8446 | 1.7766 | 0 | 0 | 0 | 2020-02-04
821 | HE 818 | 0 | 1.0037 | 1.7946 | 1.7521 | 0 | 0 | 0 | 2020-02-04 01:00
822 | HE 819 | 0 | 0.90081 | 1.8928 | 1.7904 | 0 | 0 | 0 | 2020-02-04 02:00
823 | HE 820 | 0 | 1.03 | 1.9427 | 1.8007 | 0 | 0 | 0 | 2020-02-04 03:00
824 | HE 821 | 0 | 0.94459 | 1.8224 | 1.8238 | 0 | 0 | 0 | 2020-02-04 04:00
825 | HE 822 | 0 | 0.76469 | 2.8056 | 1.9926 | 0 | 0 | 0 | 2020-02-04 05:00
826 | HE 823 | 0 | 1.3132 | 1.6157 | 1.1572 | 0 | 0 | 0 | 2020-02-04 06:00
827 | HE 824 | 2.4878e-05 | 1.1273 | 1.2273 | 0.78937 | 2.8045e-05 | 3.0533e-05 | 1.9638e-05 | 2020-02-04 07:00
828 | HE 825 | 0.00015476 | 1.5505 | 1.415 | 0.69054 | 0.00023996 | 0.00021899 | 0.00010687 | 2020-02-04 08:00
829 | HE 826 | 0.00028658 | 1.8124 | 1.0972 | 0.75465 | 0.00051939 | 0.00031444 | 0.00021627 | 2020-02-04 09:00
830 | HE 827 | 0.00042384 | 1.2106 | 0.83893 | 0.60513 | 0.00051309 | 0.00035557 | 0.00025648 | 2020-02-04 10:00
831 | HE 828 | 0.00050618 | 0.7409 | 0.70709 | 0.53351 | 0.00037503 | 0.00035791 | 0.00027005 | 2020-02-04 11:00
832 | HE 829 | 0.00056449 | 0.59725 | 0.67627 | 0.46902 | 0.00033714 | 0.00038175 | 0.00026476 | 2020-02-04 12:00
833 | HE 830 | 0.00059908 | 0.60134 | 0.61075 | 0.64518 | 0.00036025 | 0.00036589 | 0.00038651 | 2020-02-04 13:00
834 | HE 831 | 0.0005392 | 0.51237 | 0.52474 | 0.63836 | 0.00027627 | 0.00028294 | 0.0003442 | 2020-02-04 14:00
835 | HE 832 | 0.00044079 | 0.49981 | 0.46064 | 0.70306 | 0.00022031 | 0.00020304 | 0.0003099 | 2020-02-04 15:00
836 | HE 833 | 0.00030234 | 0.52298 | 0.46407 | 0.6973 | 0.00015812 | 0.00014031 | 0.00021082 | 2020-02-04 16:00
837 | HE 834 | 0.00012559 | 0.89131 | 1.2419 | 1.0298 | 0.00011194 | 0.00015597 | 0.00012934 | 2020-02-04 17:00
838 | HE 835 | 0 | 1.3262 | 1.6705 | 1.1125 | 0 | 0 | 0 | 2020-02-04 18:00
839 | HE 836 | 0 | 0.7719 | 0.73932 | 0.80889 | 0 | 0 | 0 | 2020-02-04 19:00
840 | HE 837 | 0 | 1.0631 | 1.0203 | 0.7169 | 0 | 0 | 0 | 2020-02-04 20:00
841 | HE 838 | 0 | 1.2371 | 1.4071 | 0.67599 | 0 | 0 | 0 | 2020-02-04 21:00
842 | HE 839 | 0 | 2.5711 | 1.1784 | 0.71473 | 0 | 0 | 0 | 2020-02-04 22:00
843 | HE 840 | 0 | 2.1429 | 2.3625 | 1.1766 | 0 | 0 | 0 | 2020-02-04 23:00
844 | HE 841 | 0 | 2.126 | 2.5926 | 0.79254 | 0 | 0 | 0 | 2020-02-05
845 | HE 842 | 0 | 1.9911 | 2.5779 | 0.73323 | 0 | 0 | 0 | 2020-02-05 01:00
846 | HE 843 | 0 | 1.0913 | 1.889 | 0.7273 | 0 | 0 | 0 | 2020-02-05 02:00
847 | HE 844 | 0 | 0.75309 | 2.6822 | 0.74922 | 0 | 0 | 0 | 2020-02-05 03:00
848 | HE 845 | 0 | 0.3683 | 2.3989 | 0.57132 | 0 | 0 | 0 | 2020-02-05 04:00
849 | HE 846 | 0 | 0.79915 | 2.6084 | 0.74316 | 0 | 0 | 0 | 2020-02-05 05:00
850 | HE 847 | 0 | 2.3159 | 2.907 | 2.126 | 0 | 0 | 0 | 2020-02-05 06:00
851 | HE 848 | 2.4878e-05 | 1.7823 | 1.8027 | 1.2263 | 4.4339e-05 | 4.4846e-05 | 3.0508e-05 | 2020-02-05 07:00
852 | HE 849 | 0.00015476 | 0.97453 | 1.6325 | 0.87185 | 0.00015082 | 0.00025265 | 0.00013493 | 2020-02-05 08:00
853 | HE 850 | 0.00028658 | 0.87577 | 1.5146 | 0.78053 | 0.00025097 | 0.00043405 | 0.00022368 | 2020-02-05 09:00
854 | HE 851 | 0.00042384 | 0.57522 | 0.81365 | 0.44469 | 0.0002438 | 0.00034486 | 0.00018848 | 2020-02-05 10:00
855 | HE 852 | 0.00050618 | 0.48157 | 0.582 | 0.3496 | 0.00024376 | 0.0002946 | 0.00017696 | 2020-02-05 11:00
856 | HE 853 | 0.00056449 | 0.36524 | 0.74876 | 0.4164 | 0.00020618 | 0.00042267 | 0.00023505 | 2020-02-05 12:00
857 | HE 854 | 0.00059908 | 0.44908 | 0.59281 | 0.34988 | 0.00026903 | 0.00035514 | 0.0002096 | 2020-02-05 13:00
858 | HE 855 | 0.0005392 | 0.42646 | 0.46303 | 0.35917 | 0.00022994 | 0.00024967 | 0.00019366 | 2020-02-05 14:00
859 | HE 856 | 0.00044079 | 0.43237 | 0.46653 | 0.36076 | 0.00019058 | 0.00020564 | 0.00015902 | 2020-02-05 15:00
860 | HE 857 | 0.00030234 | 0.45699 | 0.48077 | 0.41153 | 0.00013817 | 0.00014536 | 0.00012442 | 2020-02-05 16:00
861 | HE 858 | 0.00012559 | 0.86803 | 1.2135 | 1.0078 | 0.00010902 | 0.0001524 | 0.00012658 | 2020-02-05 17:00
862 | HE 859 | 0 | 1.7175 | 2.0481 | 2.1235 | 0 | 0 | 0 | 2020-02-05 18:00
863 | HE 860 | 0 | 0.72482 | 0.73948 | 1.3693 | 0 | 0 | 0 | 2020-02-05 19:00
864 | HE 861 | 0 | 0.94613 | 0.97159 | 0.71441 | 0 | 0 | 0 | 2020-02-05 20:00
865 | HE 862 | 0 | 0.97085 | 1.365 | 0.54073 | 0 | 0 | 0 | 2020-02-05 21:00
866 | HE 863 | 0 | 3.3951 | 1.2845 | 0.36932 | 0 | 0 | 0 | 2020-02-05 22:00
867 | HE 864 | 0 | 2.3108 | 2.2095 | 0.23096 | 0 | 0 | 0 | 2020-02-05 23:00
868 | HE 865 | 0 | 0.82321 | 1.7954 | 0.20785 | 0 | 0 | 0 | 2020-02-06
869 | HE 866 | 0 | 0.7889 | 1.6829 | 0.18512 | 0 | 0 | 0 | 2020-02-06 01:00
870 | HE 867 | 0 | 0.78628 | 1.7189 | 0.17925 | 0 | 0 | 0 | 2020-02-06 02:00
871 | HE 868 | 0 | 0.76412 | 1.7626 | 0.17539 | 0 | 0 | 0 | 2020-02-06 03:00
872 | HE 869 | 0 | 0.74552 | 1.9035 | 0.26534 | 0 | 0 | 0 | 2020-02-06 04:00
873 | HE 870 | 0 | 0.86982 | 2.8732 | 0.51671 | 0 | 0 | 0 | 2020-02-06 05:00
874 | HE 871 | 0 | 2.625 | 2.4635 | 5.2754 | 0 | 0 | 0 | 2020-02-06 06:00
875 | HE 872 | 2.4878e-05 | 1.5467 | 1.498 | 3.0008 | 3.8479e-05 | 3.7266e-05 | 7.4653e-05 | 2020-02-06 07:00
876 | HE 873 | 0.00015476 | 1.0859 | 1.2837 | 1.7401 | 0.00016806 | 0.00019866 | 0.00026929 | 2020-02-06 08:00
877 | HE 874 | 0.00028658 | 0.83186 | 0.87163 | 1.4069 | 0.00023839 | 0.00024979 | 0.00040318 | 2020-02-06 09:00
878 | HE 875 | 0.00042384 | 0.38394 | 0.72545 | 0.57433 | 0.00016273 | 0.00030747 | 0.00024342 | 2020-02-06 10:00
879 | HE 876 | 0.00050618 | 0.30177 | 0.56841 | 0.57938 | 0.00015275 | 0.00028772 | 0.00029327 | 2020-02-06 11:00
880 | HE 877 | 0.00056449 | 0.30166 | 0.4747 | 0.40169 | 0.00017028 | 0.00026796 | 0.00022675 | 2020-02-06 12:00
881 | HE 878 | 0.00059908 | 0.28377 | 0.45163 | 0.38257 | 0.00017 | 0.00027056 | 0.00022919 | 2020-02-06 13:00
882 | HE 879 | 0.0005392 | 0.2215 | 0.43272 | 0.286 | 0.00011943 | 0.00023332 | 0.00015421 | 2020-02-06 14:00
883 | HE 880 | 0.00044079 | 0.21664 | 0.43283 | 0.34089 | 9.5492e-05 | 0.00019078 | 0.00015026 | 2020-02-06 15:00
884 | HE 881 | 0.00030234 | 0.28263 | 0.46025 | 0.38352 | 8.5452e-05 | 0.00013915 | 0.00011596 | 2020-02-06 16:00
885 | HE 882 | 0.00012559 | 0.49007 | 0.83547 | 0.76938 | 6.1549e-05 | 0.00010493 | 9.6629e-05 | 2020-02-06 17:00
886 | HE 883 | 0 | 2.2587 | 1.8896 | 1.2399 | 0 | 0 | 0 | 2020-02-06 18:00
887 | HE 884 | 0 | 0.70506 | 0.66651 | 0.96882 | 0 | 0 | 0 | 2020-02-06 19:00
888 | HE 885 | 0 | 0.548 | 0.90133 | 0.61629 | 0 | 0 | 0 | 2020-02-06 20:00
889 | HE 886 | 0 | 0.62909 | 1.1996 | 0.56106 | 0 | 0 | 0 | 2020-02-06 21:00
890 | HE 887 | 0 | 0.66123 | 1.4397 | 0.33793 | 0 | 0 | 0 | 2020-02-06 22:00
891 | HE 888 | 0 | 0.71874 | 1.929 | 0.29368 | 0 | 0 | 0 | 2020-02-06 23:00
892 | HE 889 | 0 | 0.35427 | 1.6747 | 0.21905 | 0 | 0 | 0 | 2020-02-07
893 | HE 890 | 0 | 0.30248 | 1.5491 | 0.18268 | 0 | 0 | 0 | 2020-02-07 01:00
894 | HE 891 | 0 | 0.27905 | 1.5677 | 0.14699 | 0 | 0 | 0 | 2020-02-07 02:00
895 | HE 892 | 0 | 0.31482 | 1.6915 | 0.16297 | 0 | 0 | 0 | 2020-02-07 03:00
896 | HE 893 | 0 | 0.31168 | 1.8589 | 0.26869 | 0 | 0 | 0 | 2020-02-07 04:00
897 | HE 894 | 0 | 0.61475 | 2.7705 | 0.58978 | 0 | 0 | 0 | 2020-02-07 05:00
898 | HE 895 | 0 | 3.2237 | 1.9811 | 3.0624 | 0 | 0 | 0 | 2020-02-07 06:00
899 | HE 896 | 2.4878e-05 | 1.6388 | 1.4242 | 1.708 | 4.0769e-05 | 3.543e-05 | 4.2491e-05 | 2020-02-07 07:00
900 | HE 897 | 0.00015476 | 0.84384 | 1.3054 | 1.1204 | 0.00013059 | 0.00020203 | 0.0001734 | 2020-02-07 08:00
901 | HE 898 | 0.00028658 | 0.75629 | 1.05 | 0.95961 | 0.00021673 | 0.0003009 | 0.000275 | 2020-02-07 09:00
902 | HE 899 | 0.00042384 | 0.2801 | 0.75902 | 0.53034 | 0.00011872 | 0.0003217 | 0.00022478 | 2020-02-07 10:00
903 | HE 900 | 0.00050618 | 0.28137 | 0.81766 | 0.42607 | 0.00014242 | 0.00041388 | 0.00021567 | 2020-02-07 11:00
904 | HE 901 | 0.00056449 | 0.23978 | 0.75692 | 0.38683 | 0.00013535 | 0.00042727 | 0.00021836 | 2020-02-07 12:00
905 | HE 902 | 0.00059908 | 0.20945 | 0.61374 | 0.44594 | 0.00012548 | 0.00036768 | 0.00026715 | 2020-02-07 13:00
906 | HE 903 | 0.0005392 | 0.20718 | 0.43109 | 0.47699 | 0.00011171 | 0.00023245 | 0.00025719 | 2020-02-07 14:00
907 | HE 904 | 0.00044079 | 0.19086 | 0.3235 | 0.48084 | 8.4129e-05 | 0.00014259 | 0.00021195 | 2020-02-07 15:00
908 | HE 905 | 0.00030234 | 0.25497 | 0.29851 | 0.48977 | 7.7087e-05 | 9.0252e-05 | 0.00014808 | 2020-02-07 16:00
909 | HE 906 | 0.00012559 | 0.60194 | 0.63841 | 0.77392 | 7.56e-05 | 8.018e-05 | 9.7199e-05 | 2020-02-07 17:00
910 | HE 907 | 0 | 2.0559 | 1.6389 | 1.1643 | 0 | 0 | 0 | 2020-02-07 18:00
911 | HE 908 | 0 | 1.0273 | 0.84082 | 0.85728 | 0 | 0 | 0 | 2020-02-07 19:00
912 | HE 909 | 0 | 0.72033 | 0.31516 | 0.62625 | 0 | 0 | 0 | 2020-02-07 20:00
913 | HE 910 | 0 | 0.46797 | 0.42975 | 0.6071 | 0 | 0 | 0 | 2020-02-07 21:00
914 | HE 911 | 0 | 0.47146 | 0.43485 | 0.52305 | 0 | 0 | 0 | 2020-02-07 22:00
915 | HE 912 | 0 | 0.68012 | 0.30198 | 0.49499 | 0 | 0 | 0 | 2020-02-07 23:00
916 | HE 913 | 0 | 0.2746 | 0.27916 | 0.36352 | 0 | 0 | 0 | 2020-02-08
917 | HE 914 | 0 | 0.23282 | 0.23041 | 0.30855 | 0 | 0 | 0 | 2020-02-08 01:00
918 | HE 915 | 0 | 0.23655 | 0.24164 | 0.31381 | 0 | 0 | 0 | 2020-02-08 02:00
919 | HE 916 | 0 | 0.27521 | 0.39117 | 0.34324 | 0 | 0 | 0 | 2020-02-08 03:00
920 | HE 917 | 0 | 0.34467 | 0.41304 | 0.5326 | 0 | 0 | 0 | 2020-02-08 04:00
921 | HE 918 | 0 | 0.74134 | 0.50062 | 0.85702 | 0 | 0 | 0 | 2020-02-08 05:00
922 | HE 919 | 0 | 5.2406 | 3.4271 | 2.0852 | 0 | 0 | 0 | 2020-02-08 06:00
923 | HE 920 | 2.4878e-05 | 3.1483 | 2.5021 | 1.5531 | 7.8324e-05 | 6.2246e-05 | 3.8637e-05 | 2020-02-08 07:00
924 | HE 921 | 0.00015476 | 1.3186 | 1.7732 | 1.9451 | 0.00020407 | 0.00027442 | 0.00030102 | 2020-02-08 08:00
925 | HE 922 | 0.00028658 | 0.87909 | 1.5784 | 1.3746 | 0.00025193 | 0.00045233 | 0.00039393 | 2020-02-08 09:00
926 | HE 923 | 0.00042384 | 0.33235 | 0.99559 | 0.59959 | 0.00014086 | 0.00042197 | 0.00025413 | 2020-02-08 10:00
927 | HE 924 | 0.00050618 | 0.48472 | 0.64707 | 0.60249 | 0.00024535 | 0.00032753 | 0.00030497 | 2020-02-08 11:00
928 | HE 925 | 0.00056449 | 0.43572 | 0.435 | 0.79955 | 0.00024596 | 0.00024555 | 0.00045134 | 2020-02-08 12:00
929 | HE 926 | 0.00059908 | 0.3781 | 0.28238 | 0.69026 | 0.00022651 | 0.00016917 | 0.00041352 | 2020-02-08 13:00
930 | HE 927 | 0.0005392 | 0.32708 | 0.19032 | 0.81706 | 0.00017636 | 0.00010262 | 0.00044056 | 2020-02-08 14:00
931 | HE 928 | 0.00044079 | 0.32344 | 0.19033 | 0.83051 | 0.00014257 | 8.3896e-05 | 0.00036608 | 2020-02-08 15:00
932 | HE 929 | 0.00030234 | 0.30957 | 0.22677 | 0.79237 | 9.3596e-05 | 6.8561e-05 | 0.00023957 | 2020-02-08 16:00
933 | HE 930 | 0.00012559 | 0.74254 | 0.56638 | 1.1405 | 9.3258e-05 | 7.1134e-05 | 0.00014324 | 2020-02-08 17:00
934 | HE 931 | 0 | 1.7844 | 1.5172 | 1.2286 | 0 | 0 | 0 | 2020-02-08 18:00
935 | HE 932 | 0 | 0.78234 | 0.47491 | 0.98074 | 0 | 0 | 0 | 2020-02-08 19:00
936 | HE 933 | 0 | 0.50836 | 0.41699 | 1.0955 | 0 | 0 | 0 | 2020-02-08 20:00
937 | HE 934 | 0 | 0.61158 | 0.32734 | 1.0875 | 0 | 0 | 0 | 2020-02-08 21:00
938 | HE 935 | 0 | 1.0202 | 0.38879 | 7.9773 | 0 | 0 | 0 | 2020-02-08 22:00
939 | HE 936 | 0 | 0.81574 | 0.365 | 14.7536 | 0 | 0 | 0 | 2020-02-08 23:00
940 | HE 937 | 0 | 0.73947 | 0.34747 | 1.7132 | 0 | 0 | 0 | 2020-02-09
941 | HE 938 | 0 | 0.84721 | 0.2567 | 6.4061 | 0 | 0 | 0 | 2020-02-09 01:00
942 | HE 939 | 0 | 0.51854 | 0.25223 | 1.7431 | 0 | 0 | 0 | 2020-02-09 02:00
943 | HE 940 | 0 | 0.54981 | 0.21057 | 1.764 | 0 | 0 | 0 | 2020-02-09 03:00
944 | HE 941 | 0 | 0.39871 | 0.30062 | 1.8141 | 0 | 0 | 0 | 2020-02-09 04:00
945 | HE 942 | 0 | 0.78652 | 0.45851 | 7.4957 | 0 | 0 | 0 | 2020-02-09 05:00
946 | HE 943 | 0 | 2.9998 | 1.6523 | 4.2567 | 0 | 0 | 0 | 2020-02-09 06:00
947 | HE 944 | 2.4878e-05 | 1.6511 | 1.3521 | 1.8643 | 4.1076e-05 | 3.3636e-05 | 4.6381e-05 | 2020-02-09 07:00
948 | HE 945 | 0.00015476 | 0.88126 | 1.9443 | 1.647 | 0.00013639 | 0.00030091 | 0.0002549 | 2020-02-09 08:00
949 | HE 946 | 0.00028658 | 0.89577 | 2.4737 | 1.222 | 0.00025671 | 0.00070892 | 0.00035018 | 2020-02-09 09:00
950 | HE 947 | 0.00042384 | 0.47081 | 1.4167 | 0.97119 | 0.00019955 | 0.00060044 | 0.00041163 | 2020-02-09 10:00
951 | HE 948 | 0.00050618 | 0.41081 | 0.69261 | 0.94032 | 0.00020794 | 0.00035058 | 0.00047597 | 2020-02-09 11:00
952 | HE 949 | 0.00056449 | 0.3547 | 0.38509 | 0.77445 | 0.00020023 | 0.00021738 | 0.00043717 | 2020-02-09 12:00
953 | HE 950 | 0.00059908 | 0.39852 | 0.27201 | 0.60346 | 0.00023874 | 0.00016295 | 0.00036152 | 2020-02-09 13:00
954 | HE 951 | 0.0005392 | 0.39169 | 0.24757 | 0.64503 | 0.0002112 | 0.00013349 | 0.0003478 | 2020-02-09 14:00
955 | HE 952 | 0.00044079 | 0.33373 | 0.21978 | 0.56003 | 0.0001471 | 9.6876e-05 | 0.00024685 | 2020-02-09 15:00
956 | HE 953 | 0.00030234 | 0.3315 | 0.21961 | 0.66326 | 0.00010023 | 6.6399e-05 | 0.00020053 | 2020-02-09 16:00
957 | HE 954 | 0.00012559 | 0.78713 | 0.58178 | 1.2967 | 9.8859e-05 | 7.3067e-05 | 0.00016286 | 2020-02-09 17:00
958 | HE 955 | 0 | 0.9822 | 1.2631 | 1.5404 | 0 | 0 | 0 | 2020-02-09 18:00
959 | HE 956 | 0 | 0.75844 | 0.4497 | 0.93612 | 0 | 0 | 0 | 2020-02-09 19:00
960 | HE 957 | 0 | 0.66823 | 0.45452 | 0.95182 | 0 | 0 | 0 | 2020-02-09 20:00
961 | HE 958 | 0 | 0.68409 | 0.39146 | 0.87814 | 0 | 0 | 0 | 2020-02-09 21:00
962 | HE 959 | 0 | 1.6479 | 0.4757 | 1.6693 | 0 | 0 | 0 | 2020-02-09 22:00
963 | HE 960 | 0 | 2.2863 | 0.30638 | 1.6878 | 0 | 0 | 0 | 2020-02-09 23:00
964 | HE 961 | 0 | 0.81291 | 0.28941 | 0.91476 | 0 | 0 | 0 | 2020-02-10
965 | HE 962 | 0 | 0.8125 | 0.20227 | 1.0292 | 0 | 0 | 0 | 2020-02-10 01:00
966 | HE 963 | 0 | 0.821 | 0.15091 | 1.1892 | 0 | 0 | 0 | 2020-02-10 02:00
967 | HE 964 | 0 | 0.83589 | 0.18575 | 1.194 | 0 | 0 | 0 | 2020-02-10 03:00
968 | HE 965 | 0 | 0.78727 | 0.31197 | 1.5601 | 0 | 0 | 0 | 2020-02-10 04:00
969 | HE 966 | 0 | 0.99125 | 0.62588 | 1.6405 | 0 | 0 | 0 | 2020-02-10 05:00
970 | HE 967 | 0 | 2.596 | 0.92864 | 1.7935 | 0 | 0 | 0 | 2020-02-10 06:00
971 | HE 968 | 2.4878e-05 | 1.1171 | 0.81269 | 1.1898 | 2.779e-05 | 2.0218e-05 | 2.96e-05 | 2020-02-10 07:00
972 | HE 969 | 0.00015476 | 1.0747 | 1.2477 | 1.0552 | 0.00016632 | 0.00019309 | 0.0001633 | 2020-02-10 08:00
973 | HE 970 | 0.00028658 | 0.97846 | 1.4557 | 0.99578 | 0.0002804 | 0.00041718 | 0.00028537 | 2020-02-10 09:00
974 | HE 971 | 0.00042384 | 0.53394 | 0.92494 | 0.84815 | 0.0002263 | 0.00039203 | 0.00035948 | 2020-02-10 10:00
975 | HE 972 | 0.00050618 | 0.46708 | 0.52515 | 0.7432 | 0.00023643 | 0.00026582 | 0.00037619 | 2020-02-10 11:00
976 | HE 973 | 0.00056449 | 0.44236 | 0.4462 | 0.57845 | 0.00024971 | 0.00025187 | 0.00032653 | 2020-02-10 12:00
977 | HE 974 | 0.00059908 | 0.46103 | 0.30487 | 0.59396 | 0.0002762 | 0.00018264 | 0.00035583 | 2020-02-10 13:00
978 | HE 975 | 0.0005392 | 0.44941 | 0.27251 | 0.57682 | 0.00024232 | 0.00014694 | 0.00031102 | 2020-02-10 14:00
979 | HE 976 | 0.00044079 | 0.39365 | 0.26847 | 0.48724 | 0.00017351 | 0.00011834 | 0.00021477 | 2020-02-10 15:00
980 | HE 977 | 0.00030234 | 0.39358 | 0.30263 | 0.57658 | 0.000119 | 9.1497e-05 | 0.00017433 | 2020-02-10 16:00
981 | HE 978 | 0.00012559 | 0.82634 | 0.68828 | 1.4284 | 0.00010378 | 8.6443e-05 | 0.00017939 | 2020-02-10 17:00
982 | HE 979 | 0 | 2.8134 | 1.4271 | 2.1321 | 0 | 0 | 0 | 2020-02-10 18:00
983 | HE 980 | 0 | 0.68292 | 0.80243 | 1.1512 | 0 | 0 | 0 | 2020-02-10 19:00
984 | HE 981 | 0 | 0.73624 | 0.64228 | 0.68026 | 0 | 0 | 0 | 2020-02-10 20:00
985 | HE 982 | 0 | 0.70904 | 0.59835 | 0.65831 | 0 | 0 | 0 | 2020-02-10 21:00
986 | HE 983 | 0 | 0.78209 | 0.72011 | 0.53621 | 0 | 0 | 0 | 2020-02-10 22:00
987 | HE 984 | 0 | 0.55633 | 0.61724 | 0.54704 | 0 | 0 | 0 | 2020-02-10 23:00
988 | HE 985 | 0 | 0.56173 | 0.94415 | 0.50669 | 0 | 0 | 0 | 2020-02-11
989 | HE 986 | 0 | 0.36627 | 0.63886 | 0.41061 | 0 | 0 | 0 | 2020-02-11 01:00
990 | HE 987 | 0 | 0.29199 | 0.70831 | 0.42506 | 0 | 0 | 0 | 2020-02-11 02:00
991 | HE 988 | 0 | 0.31296 | 0.71854 | 0.43208 | 0 | 0 | 0 | 2020-02-11 03:00
992 | HE 989 | 0 | 0.39618 | 0.9273 | 0.37266 | 0 | 0 | 0 | 2020-02-11 04:00
993 | HE 990 | 0 | 0.87884 | 1.3088 | 0.84578 | 0 | 0 | 0 | 2020-02-11 05:00
994 | HE 991 | 0 | 1.3832 | 2.3004 | 3.2222 | 0 | 0 | 0 | 2020-02-11 06:00
995 | HE 992 | 2.4878e-05 | 0.91589 | 1.5572 | 0.92235 | 2.2785e-05 | 3.8739e-05 | 2.2946e-05 | 2020-02-11 07:00
996 | HE 993 | 0.00015476 | 0.90656 | 1.7932 | 1.0145 | 0.0001403 | 0.00027752 | 0.00015701 | 2020-02-11 08:00
997 | HE 994 | 0.00028658 | 0.93515 | 1.3778 | 0.73145 | 0.00026799 | 0.00039485 | 0.00020962 | 2020-02-11 09:00
998 | HE 995 | 0.00042384 | 0.75403 | 1.0758 | 0.45127 | 0.00031959 | 0.00045598 | 0.00019127 | 2020-02-11 10:00
999 | HE 996 | 0.00050618 | 0.62037 | 0.84116 | 0.40633 | 0.00031402 | 0.00042578 | 0.00020567 | 2020-02-11 11:00
1000 | HE 997 | 0.00056449 | 0.49385 | 1.0346 | 0.42846 | 0.00027878 | 0.00058405 | 0.00024186 | 2020-02-11 12:00
1001 | HE 998 | 0.00059908 | 0.33837 | 1.0621 | 0.39564 | 0.00020271 | 0.00063628 | 0.00023702 | 2020-02-11 13:00
1002 | HE 999 | 0.0005392 | 0.32951 | 1.0114 | 0.39604 | 0.00017767 | 0.00054535 | 0.00021355 | 2020-02-11 14:00
1003 | HE 1000 | 0.00044079 | 0.30485 | 0.99136 | 0.43258 | 0.00013438 | 0.00043698 | 0.00019068 | 2020-02-11 15:00
1004 | HE 1001 | 0.00030234 | 0.24897 | 0.93579 | 0.41358 | 7.5274e-05 | 0.00028293 | 0.00012504 | 2020-02-11 16:00
1005 | HE 1002 | 0.00012559 | 0.82106 | 1.4062 | 0.94629 | 0.00010312 | 0.00017661 | 0.00011885 | 2020-02-11 17:00
1006 | HE 1003 | 0 | 2.6859 | 2.986 | 1.9565 | 0 | 0 | 0 | 2020-02-11 18:00
1007 | HE 1004 | 0 | 1.3354 | 2.2606 | 1.0017 | 0 | 0 | 0 | 2020-02-11 19:00
1008 | HE 1005 | 0 | 0.91395 | 2.0405 | 0.87706 | 0 | 0 | 0 | 2020-02-11 20:00
1009 | HE 1006 | 0 | 0.67414 | 1.3716 | 0.61908 | 0 | 0 | 0 | 2020-02-11 21:00
1010 | HE 1007 | 0 | 0.62797 | 1.5157 | 0.52708 | 0 | 0 | 0 | 2020-02-11 22:00
1011 | HE 1008 | 0 | 0.44058 | 1.8698 | 0.3356 | 0 | 0 | 0 | 2020-02-11 23:00
1012 | HE 1009 | 0 | 0.55124 | 0.88205 | 0.40505 | 0 | 0 | 0 | 2020-02-12
1013 | HE 1010 | 0 | 0.49595 | 0.79644 | 0.33666 | 0 | 0 | 0 | 2020-02-12 01:00
1014 | HE 1011 | 0 | 0.41018 | 0.78728 | 0.29551 | 0 | 0 | 0 | 2020-02-12 02:00
1015 | HE 1012 | 0 | 0.47353 | 0.79976 | 0.27346 | 0 | 0 | 0 | 2020-02-12 03:00
1016 | HE 1013 | 0 | 0.73537 | 0.65073 | 0.37221 | 0 | 0 | 0 | 2020-02-12 04:00
1017 | HE 1014 | 0 | 1.1427 | 0.83894 | 0.56801 | 0 | 0 | 0 | 2020-02-12 05:00
1018 | HE 1015 | 0 | 5.641 | 1.4613 | 3.5516 | 0 | 0 | 0 | 2020-02-12 06:00
1019 | HE 1016 | 2.4878e-05 | 3.3136 | 1.2285 | 1.9598 | 8.2435e-05 | 3.0563e-05 | 4.8756e-05 | 2020-02-12 07:00
1020 | HE 1017 | 0.00015476 | 1.492 | 1.1373 | 1.2754 | 0.0002309 | 0.00017601 | 0.00019738 | 2020-02-12 08:00
1021 | HE 1018 | 0.00028658 | 1.0175 | 1.0498 | 1.0163 | 0.0002916 | 0.00030083 | 0.00029126 | 2020-02-12 09:00
1022 | HE 1019 | 0.00042384 | 0.56801 | 0.69461 | 0.65217 | 0.00024075 | 0.0002944 | 0.00027642 | 2020-02-12 10:00
1023 | HE 1020 | 0.00050618 | 0.47121 | 0.63077 | 0.625 | 0.00023852 | 0.00031928 | 0.00031636 | 2020-02-12 11:00
1024 | HE 1021 | 0.00056449 | 0.46865 | 0.61365 | 0.4197 | 0.00026455 | 0.0003464 | 0.00023691 | 2020-02-12 12:00
1025 | HE 1022 | 0.00059908 | 0.39008 | 0.52006 | 0.28898 | 0.00023369 | 0.00031156 | 0.00017312 | 2020-02-12 13:00
1026 | HE 1023 | 0.0005392 | 0.33628 | 0.45996 | 0.29206 | 0.00018132 | 0.00024801 | 0.00015748 | 2020-02-12 14:00
1027 | HE 1024 | 0.00044079 | 0.33304 | 0.3541 | 0.26342 | 0.0001468 | 0.00015608 | 0.00011611 | 2020-02-12 15:00
1028 | HE 1025 | 0.00030234 | 0.35061 | 0.43102 | 0.28546 | 0.000106 | 0.00013031 | 8.6308e-05 | 2020-02-12 16:00
1029 | HE 1026 | 0.00012559 | 0.67734 | 0.86729 | 0.69651 | 8.507e-05 | 0.00010893 | 8.7477e-05 | 2020-02-12 17:00
1030 | HE 1027 | 0 | 1.3539 | 2.646 | 1.227 | 0 | 0 | 0 | 2020-02-12 18:00
1031 | HE 1028 | 0 | 0.43536 | 1.0091 | 0.74177 | 0 | 0 | 0 | 2020-02-12 19:00
1032 | HE 1029 | 0 | 0.4323 | 0.63907 | 0.44091 | 0 | 0 | 0 | 2020-02-12 20:00
1033 | HE 1030 | 0 | 0.72418 | 0.63525 | 0.36046 | 0 | 0 | 0 | 2020-02-12 21:00
1034 | HE 1031 | 0 | 0.84882 | 0.70695 | 0.56206 | 0 | 0 | 0 | 2020-02-12 22:00
1035 | HE 1032 | 0 | 0.85328 | 0.66024 | 0.44685 | 0 | 0 | 0 | 2020-02-12 23:00
1036 | HE 1033 | 0 | 0.45074 | 0.62058 | 0.42574 | 0 | 0 | 0 | 2020-02-13
1037 | HE 1034 | 0 | 0.37693 | 0.48039 | 0.40759 | 0 | 0 | 0 | 2020-02-13 01:00
1038 | HE 1035 | 0 | 0.34776 | 0.50906 | 0.48015 | 0 | 0 | 0 | 2020-02-13 02:00
1039 | HE 1036 | 0 | 0.46256 | 0.51918 | 0.49145 | 0 | 0 | 0 | 2020-02-13 03:00
1040 | HE 1037 | 0 | 0.36568 | 0.60379 | 0.54208 | 0 | 0 | 0 | 2020-02-13 04:00
1041 | HE 1038 | 0 | 0.62479 | 0.94961 | 0.70413 | 0 | 0 | 0 | 2020-02-13 05:00
1042 | HE 1039 | 0 | 3.2706 | 2.7769 | 2.9817 | 0 | 0 | 0 | 2020-02-13 06:00
1043 | HE 1040 | 2.4878e-05 | 1.9906 | 1.4479 | 1.5383 | 4.9522e-05 | 3.6021e-05 | 3.827e-05 | 2020-02-13 07:00
1044 | HE 1041 | 0.00015476 | 1.3406 | 1.0619 | 1.0733 | 0.00020748 | 0.00016434 | 0.00016611 | 2020-02-13 08:00
1045 | HE 1042 | 0.00028658 | 1.0306 | 0.8757 | 1.191 | 0.00029536 | 0.00025096 | 0.00034131 | 2020-02-13 09:00
1046 | HE 1043 | 0.00042384 | 0.50258 | 0.87864 | 0.60783 | 0.00021301 | 0.0003724 | 0.00025762 | 2020-02-13 10:00
1047 | HE 1044 | 0.00050618 | 0.31358 | 0.70085 | 0.43936 | 0.00015873 | 0.00035476 | 0.0002224 | 2020-02-13 11:00
1048 | HE 1045 | 0.00056449 | 0.35379 | 0.72992 | 0.3738 | 0.00019971 | 0.00041203 | 0.00021101 | 2020-02-13 12:00
1049 | HE 1046 | 0.00059908 | 0.28467 | 0.69127 | 0.33808 | 0.00017054 | 0.00041413 | 0.00020254 | 2020-02-13 13:00
1050 | HE 1047 | 0.0005392 | 0.25315 | 0.63359 | 0.28124 | 0.0001365 | 0.00034163 | 0.00015164 | 2020-02-13 14:00
1051 | HE 1048 | 0.00044079 | 0.24924 | 0.54333 | 0.28931 | 0.00010986 | 0.00023949 | 0.00012752 | 2020-02-13 15:00
1052 | HE 1049 | 0.00030234 | 0.2509 | 0.56322 | 0.38414 | 7.5857e-05 | 0.00017029 | 0.00011614 | 2020-02-13 16:00
1053 | HE 1050 | 0.00012559 | 0.67865 | 0.82413 | 1.1398 | 8.5233e-05 | 0.00010351 | 0.00014315 | 2020-02-13 17:00
1054 | HE 1051 | 0 | 1.9863 | 2.008 | 2.3945 | 0 | 0 | 0 | 2020-02-13 18:00
1055 | HE 1052 | 0 | 0.65154 | 0.8582 | 1.197 | 0 | 0 | 0 | 2020-02-13 19:00
1056 | HE 1053 | 0 | 0.51216 | 0.61702 | 0.63004 | 0 | 0 | 0 | 2020-02-13 20:00
1057 | HE 1054 | 0 | 0.51541 | 0.7765 | 0.63372 | 0 | 0 | 0 | 2020-02-13 21:00
1058 | HE 1055 | 0 | 0.70215 | 1.0233 | 0.57065 | 0 | 0 | 0 | 2020-02-13 22:00
1059 | HE 1056 | 0 | 0.76929 | 1.1693 | 0.61582 | 0 | 0 | 0 | 2020-02-13 23:00
1060 | HE 1057 | 0 | 0.60901 | 1.2004 | 0.37531 | 0 | 0 | 0 | 2020-02-14
1061 | HE 1058 | 0 | 0.69867 | 0.80889 | 0.32172 | 0 | 0 | 0 | 2020-02-14 01:00
1062 | HE 1059 | 0 | 0.44167 | 0.8047 | 0.41014 | 0 | 0 | 0 | 2020-02-14 02:00
1063 | HE 1060 | 0 | 0.474 | 0.87584 | 0.50043 | 0 | 0 | 0 | 2020-02-14 03:00
1064 | HE 1061 | 0 | 0.47599 | 0.8944 | 0.49033 | 0 | 0 | 0 | 2020-02-14 04:00
1065 | HE 1062 | 0 | 0.83049 | 2.0041 | 1.0766 | 0 | 0 | 0 | 2020-02-14 05:00
1066 | HE 1063 | 0 | 2.3099 | 2.3008 | 5.6277 | 0 | 0 | 0 | 2020-02-14 06:00
1067 | HE 1064 | 2.4878e-05 | 1.8053 | 1.2237 | 2.7195 | 4.4911e-05 | 3.0442e-05 | 6.7654e-05 | 2020-02-14 07:00
1068 | HE 1065 | 0.00015476 | 1.0301 | 1.0226 | 1.3618 | 0.00015942 | 0.00015826 | 0.00021075 | 2020-02-14 08:00
1069 | HE 1066 | 0.00028658 | 0.96955 | 0.88097 | 0.82282 | 0.00027785 | 0.00025246 | 0.0002358 | 2020-02-14 09:00
1070 | HE 1067 | 0.00042384 | 0.68896 | 0.76538 | 0.39394 | 0.00029201 | 0.0003244 | 0.00016697 | 2020-02-14 10:00
1071 | HE 1068 | 0.00050618 | 0.51075 | 0.78133 | 0.38957 | 0.00025853 | 0.0003955 | 0.00019719 | 2020-02-14 11:00
1072 | HE 1069 | 0.00056449 | 0.44145 | 0.43116 | 0.41307 | 0.00024919 | 0.00024338 | 0.00023318 | 2020-02-14 12:00
1073 | HE 1070 | 0.00059908 | 0.41775 | 0.32168 | 0.66124 | 0.00025027 | 0.00019271 | 0.00039613 | 2020-02-14 13:00
1074 | HE 1071 | 0.0005392 | 0.40366 | 0.33817 | 0.51676 | 0.00021765 | 0.00018234 | 0.00027864 | 2020-02-14 14:00
1075 | HE 1072 | 0.00044079 | 0.39275 | 0.33296 | 0.70066 | 0.00017312 | 0.00014676 | 0.00030884 | 2020-02-14 15:00
1076 | HE 1073 | 0.00030234 | 0.39536 | 0.378 | 0.68499 | 0.00011954 | 0.00011429 | 0.0002071 | 2020-02-14 16:00
1077 | HE 1074 | 0.00012559 | 0.80897 | 0.94181 | 0.82704 | 0.0001016 | 0.00011828 | 0.00010387 | 2020-02-14 17:00
1078 | HE 1075 | 0 | 1.1932 | 2.5742 | 1.1571 | 0 | 0 | 0 | 2020-02-14 18:00
1079 | HE 1076 | 0 | 0.77474 | 0.87054 | 0.94014 | 0 | 0 | 0 | 2020-02-14 19:00
1080 | HE 1077 | 0 | 0.72223 | 0.63462 | 0.7478 | 0 | 0 | 0 | 2020-02-14 20:00
1081 | HE 1078 | 0 | 0.94406 | 0.64495 | 0.70454 | 0 | 0 | 0 | 2020-02-14 21:00
1082 | HE 1079 | 0 | 2.3887 | 0.76041 | 0.95538 | 0 | 0 | 0 | 2020-02-14 22:00
1083 | HE 1080 | 0 | 3.1277 | 0.97597 | 1.1479 | 0 | 0 | 0 | 2020-02-14 23:00
1084 | HE 1081 | 0 | 2.6268 | 1.0865 | 0.70229 | 0 | 0 | 0 | 2020-02-15
1085 | HE 1082 | 0 | 2.5877 | 0.97002 | 0.69348 | 0 | 0 | 0 | 2020-02-15 01:00
1086 | HE 1083 | 0 | 2.5822 | 0.95965 | 0.70469 | 0 | 0 | 0 | 2020-02-15 02:00
1087 | HE 1084 | 0 | 2.6829 | 1.0406 | 0.71092 | 0 | 0 | 0 | 2020-02-15 03:00
1088 | HE 1085 | 0 | 2.6562 | 1.1847 | 0.78703 | 0 | 0 | 0 | 2020-02-15 04:00
1089 | HE 1086 | 0 | 2.4226 | 1.3886 | 1.013 | 0 | 0 | 0 | 2020-02-15 05:00
1090 | HE 1087 | 0 | 2.2087 | 1.9824 | 1.676 | 0 | 0 | 0 | 2020-02-15 06:00
1091 | HE 1088 | 2.4878e-05 | 1.204 | 0.9243 | 1.4049 | 2.9953e-05 | 2.2994e-05 | 3.495e-05 | 2020-02-15 07:00
1092 | HE 1089 | 0.00015476 | 1.0923 | 0.75494 | 1.4344 | 0.00016905 | 0.00011683 | 0.00022199 | 2020-02-15 08:00
1093 | HE 1090 | 0.00028658 | 1.0263 | 0.74385 | 1.1273 | 0.00029413 | 0.00021317 | 0.00032307 | 2020-02-15 09:00
1094 | HE 1091 | 0.00042384 | 0.66825 | 0.65369 | 0.90201 | 0.00028323 | 0.00027706 | 0.0003823 | 2020-02-15 10:00
1095 | HE 1092 | 0.00050618 | 0.70587 | 0.69157 | 0.54492 | 0.0003573 | 0.00035006 | 0.00027583 | 2020-02-15 11:00
1096 | HE 1093 | 0.00056449 | 0.52067 | 0.56346 | 0.52456 | 0.00029392 | 0.00031807 | 0.00029611 | 2020-02-15 12:00
1097 | HE 1094 | 0.00059908 | 0.48743 | 0.48494 | 0.55481 | 0.00029201 | 0.00029052 | 0.00033237 | 2020-02-15 13:00
1098 | HE 1095 | 0.0005392 | 0.4623 | 0.50148 | 0.60737 | 0.00024927 | 0.0002704 | 0.00032749 | 2020-02-15 14:00
1099 | HE 1096 | 0.00044079 | 0.54527 | 0.50528 | 0.62994 | 0.00024035 | 0.00022272 | 0.00027767 | 2020-02-15 15:00
1100 | HE 1097 | 0.00030234 | 0.57426 | 0.65783 | 0.70988 | 0.00017362 | 0.00019889 | 0.00021463 | 2020-02-15 16:00
1101 | HE 1098 | 0.00012559 | 0.79474 | 1.267 | 1.4267 | 9.9814e-05 | 0.00015913 | 0.00017918 | 2020-02-15 17:00
1102 | HE 1099 | 0 | 1.3903 | 3.0918 | 1.8928 | 0 | 0 | 0 | 2020-02-15 18:00
1103 | HE 1100 | 0 | 0.60641 | 1.0516 | 1.1446 | 0 | 0 | 0 | 2020-02-15 19:00
1104 | HE 1101 | 0 | 0.50128 | 0.60558 | 0.92377 | 0 | 0 | 0 | 2020-02-15 20:00
1105 | HE 1102 | 0 | 0.50524 | 0.64823 | 0.86206 | 0 | 0 | 0 | 2020-02-15 21:00
1106 | HE 1103 | 0 | 1.084 | 0.61415 | 0.91801 | 0 | 0 | 0 | 2020-02-15 22:00
1107 | HE 1104 | 0 | 0.83108 | 0.49955 | 0.88132 | 0 | 0 | 0 | 2020-02-15 23:00
1108 | HE 1105 | 0 | 0.90432 | 0.37765 | 0.81499 | 0 | 0 | 0 | 2020-02-16
1109 | HE 1106 | 0 | 0.90557 | 0.31162 | 0.70142 | 0 | 0 | 0 | 2020-02-16 01:00
1110 | HE 1107 | 0 | 0.87147 | 0.29125 | 0.77773 | 0 | 0 | 0 | 2020-02-16 02:00
1111 | HE 1108 | 0 | 0.93061 | 0.34425 | 0.69371 | 0 | 0 | 0 | 2020-02-16 03:00
1112 | HE 1109 | 0 | 1.0905 | 0.35879 | 0.92203 | 0 | 0 | 0 | 2020-02-16 04:00
1113 | HE 1110 | 0 | 1.1063 | 0.65337 | 1.0704 | 0 | 0 | 0 | 2020-02-16 05:00
1114 | HE 1111 | 0 | 1.7256 | 0.85759 | 1.7017 | 0 | 0 | 0 | 2020-02-16 06:00
1115 | HE 1112 | 2.4878e-05 | 1.0597 | 0.70065 | 1.6343 | 2.6364e-05 | 1.743e-05 | 4.0658e-05 | 2020-02-16 07:00
1116 | HE 1113 | 0.00015476 | 0.90485 | 1.1719 | 2.0196 | 0.00014004 | 0.00018137 | 0.00031256 | 2020-02-16 08:00
1117 | HE 1114 | 0.00028658 | 0.89089 | 1.3719 | 1.9282 | 0.00025531 | 0.00039314 | 0.00055257 | 2020-02-16 09:00
1118 | HE 1115 | 0.00042384 | 0.55519 | 0.75431 | 1.2124 | 0.00023531 | 0.00031971 | 0.00051388 | 2020-02-16 10:00
1119 | HE 1116 | 0.00050618 | 0.59735 | 0.40498 | 1.0768 | 0.00030237 | 0.00020499 | 0.00054506 | 2020-02-16 11:00
1120 | HE 1117 | 0.00056449 | 0.38529 | 0.31312 | 0.88754 | 0.00021749 | 0.00017675 | 0.00050101 | 2020-02-16 12:00
1121 | HE 1118 | 0.00059908 | 0.42574 | 0.48673 | 0.80262 | 0.00025505 | 0.00029159 | 0.00048083 | 2020-02-16 13:00
1122 | HE 1119 | 0.0005392 | 0.38657 | 0.73904 | 0.66085 | 0.00020844 | 0.00039849 | 0.00035633 | 2020-02-16 14:00
1123 | HE 1120 | 0.00044079 | 0.39685 | 0.73675 | 0.64462 | 0.00017493 | 0.00032475 | 0.00028414 | 2020-02-16 15:00
1124 | HE 1121 | 0.00030234 | 0.39606 | 0.88819 | 0.73715 | 0.00011974 | 0.00026854 | 0.00022287 | 2020-02-16 16:00
1125 | HE 1122 | 0.00012559 | 1.1121 | 1.0406 | 1.1619 | 0.00013967 | 0.00013069 | 0.00014593 | 2020-02-16 17:00
1126 | HE 1123 | 0 | 2.3915 | 1.8153 | 1.5909 | 0 | 0 | 0 | 2020-02-16 18:00
1127 | HE 1124 | 0 | 1.0259 | 1.1976 | 0.85616 | 0 | 0 | 0 | 2020-02-16 19:00
1128 | HE 1125 | 0 | 0.79119 | 1.2132 | 0.96 | 0 | 0 | 0 | 2020-02-16 20:00
1129 | HE 1126 | 0 | 0.7293 | 1.8435 | 0.90075 | 0 | 0 | 0 | 2020-02-16 21:00
1130 | HE 1127 | 0 | 0.64057 | 1.2092 | 1.4678 | 0 | 0 | 0 | 2020-02-16 22:00
1131 | HE 1128 | 0 | 0.51487 | 1.3409 | 1.5606 | 0 | 0 | 0 | 2020-02-16 23:00
1132 | HE 1129 | 0 | 0.37799 | 1.2041 | 1.2457 | 0 | 0 | 0 | 2020-02-17
1133 | HE 1130 | 0 | 0.35475 | 0.80063 | 1.1497 | 0 | 0 | 0 | 2020-02-17 01:00
1134 | HE 1131 | 0 | 0.34996 | 0.82921 | 1.1693 | 0 | 0 | 0 | 2020-02-17 02:00
1135 | HE 1132 | 0 | 0.3498 | 0.76699 | 1.1813 | 0 | 0 | 0 | 2020-02-17 03:00
1136 | HE 1133 | 0 | 0.32995 | 0.5635 | 1.2961 | 0 | 0 | 0 | 2020-02-17 04:00
1137 | HE 1134 | 0 | 0.51667 | 0.94994 | 1.984 | 0 | 0 | 0 | 2020-02-17 05:00
1138 | HE 1135 | 0 | 1.2009 | 1.2009 | 3.4244 | 0 | 0 | 0 | 2020-02-17 06:00
1139 | HE 1136 | 2.4878e-05 | 0.81319 | 0.78911 | 1.307 | 2.023e-05 | 1.9631e-05 | 3.2515e-05 | 2020-02-17 07:00
1140 | HE 1137 | 0.00015476 | 0.96941 | 0.72121 | 1.0822 | 0.00015003 | 0.00011162 | 0.00016749 | 2020-02-17 08:00
1141 | HE 1138 | 0.00028658 | 1.743 | 0.80117 | 0.90085 | 0.00049949 | 0.0002296 | 0.00025816 | 2020-02-17 09:00
1142 | HE 1139 | 0.00042384 | 1.399 | 0.66771 | 0.64732 | 0.00059295 | 0.000283 | 0.00027436 | 2020-02-17 10:00
1143 | HE 1140 | 0.00050618 | 0.6243 | 0.69314 | 0.70252 | 0.00031601 | 0.00035085 | 0.0003556 | 2020-02-17 11:00
1144 | HE 1141 | 0.00056449 | 0.48489 | 0.65773 | 0.6134 | 0.00027372 | 0.00037128 | 0.00034626 | 2020-02-17 12:00
1145 | HE 1142 | 0.00059908 | 0.46335 | 0.54017 | 0.67753 | 0.00027758 | 0.0003236 | 0.0004059 | 2020-02-17 13:00
1146 | HE 1143 | 0.0005392 | 0.42574 | 0.34358 | 0.65876 | 0.00022956 | 0.00018525 | 0.0003552 | 2020-02-17 14:00
1147 | HE 1144 | 0.00044079 | 0.4136 | 0.32883 | 0.68096 | 0.00018231 | 0.00014494 | 0.00030016 | 2020-02-17 15:00
1148 | HE 1145 | 0.00030234 | 0.45506 | 0.33102 | 0.70591 | 0.00013758 | 0.00010008 | 0.00021343 | 2020-02-17 16:00
1149 | HE 1146 | 0.00012559 | 0.79068 | 0.76274 | 1.0305 | 9.9304e-05 | 9.5795e-05 | 0.00012943 | 2020-02-17 17:00
1150 | HE 1147 | 0 | 1.9526 | 2.1951 | 2.4213 | 0 | 0 | 0 | 2020-02-17 18:00
1151 | HE 1148 | 0 | 0.666 | 0.83883 | 1.1184 | 0 | 0 | 0 | 2020-02-17 19:00
1152 | HE 1149 | 0 | 0.51468 | 0.6124 | 0.8893 | 0 | 0 | 0 | 2020-02-17 20:00
1153 | HE 1150 | 0 | 0.64553 | 0.72441 | 0.75089 | 0 | 0 | 0 | 2020-02-17 21:00
1154 | HE 1151 | 0 | 0.89197 | 1.1632 | 0.98143 | 0 | 0 | 0 | 2020-02-17 22:00
1155 | HE 1152 | 0 | 0.70416 | 0.47089 | 0.88481 | 0 | 0 | 0 | 2020-02-17 23:00
1156 | HE 1153 | 0 | 0.52737 | 0.32805 | 0.87795 | 0 | 0 | 0 | 2020-02-18
1157 | HE 1154 | 0 | 0.50023 | 0.16414 | 0.87111 | 0 | 0 | 0 | 2020-02-18 01:00
1158 | HE 1155 | 0 | 0.40004 | 0.22392 | 0.89262 | 0 | 0 | 0 | 2020-02-18 02:00
1159 | HE 1156 | 0 | 0.43986 | 0.15657 | 0.8995 | 0 | 0 | 0 | 2020-02-18 03:00
1160 | HE 1157 | 0 | 0.51916 | 0.2747 | 0.93922 | 0 | 0 | 0 | 2020-02-18 04:00
1161 | HE 1158 | 0 | 1.5329 | 0.38576 | 1.7526 | 0 | 0 | 0 | 2020-02-18 05:00
1162 | HE 1159 | 0 | 1.4565 | 1.3058 | 2.3769 | 0 | 0 | 0 | 2020-02-18 06:00
1163 | HE 1160 | 2.4878e-05 | 1.1694 | 1.115 | 1.3472 | 2.9091e-05 | 2.7739e-05 | 3.3514e-05 | 2020-02-18 07:00
1164 | HE 1161 | 0.00015476 | 1.1192 | 0.7302 | 1.0465 | 0.00017321 | 0.00011301 | 0.00016196 | 2020-02-18 08:00
1165 | HE 1162 | 0.00028658 | 1.1781 | 0.64834 | 0.90781 | 0.00033761 | 0.0001858 | 0.00026016 | 2020-02-18 09:00
1166 | HE 1163 | 0.00042384 | 0.78871 | 0.40351 | 0.65635 | 0.00033429 | 0.00017102 | 0.00027819 | 2020-02-18 10:00
1167 | HE 1164 | 0.00050618 | 0.59806 | 0.29765 | 0.69392 | 0.00030273 | 0.00015067 | 0.00035125 | 2020-02-18 11:00
1168 | HE 1165 | 0.00056449 | 0.48463 | 0.27883 | 0.67663 | 0.00027357 | 0.0001574 | 0.00038195 | 2020-02-18 12:00
1169 | HE 1166 | 0.00059908 | 0.56833 | 0.28486 | 0.66242 | 0.00034048 | 0.00017065 | 0.00039684 | 2020-02-18 13:00
1170 | HE 1167 | 0.0005392 | 0.59081 | 0.22917 | 0.67045 | 0.00031856 | 0.00012357 | 0.00036151 | 2020-02-18 14:00
1171 | HE 1168 | 0.00044079 | 0.57599 | 0.20383 | 0.75782 | 0.00025389 | 8.9844e-05 | 0.00033404 | 2020-02-18 15:00
1172 | HE 1169 | 0.00030234 | 0.73011 | 0.18701 | 0.8097 | 0.00022074 | 5.6541e-05 | 0.00024481 | 2020-02-18 16:00
1173 | HE 1170 | 0.00012559 | 0.88213 | 0.43911 | 1.0964 | 0.00011079 | 5.5149e-05 | 0.00013769 | 2020-02-18 17:00
1174 | HE 1171 | 0 | 1.4111 | 0.69043 | 2.2741 | 0 | 0 | 0 | 2020-02-18 18:00
1175 | HE 1172 | 0 | 0.77358 | 0.51298 | 1.1972 | 0 | 0 | 0 | 2020-02-18 19:00
1176 | HE 1173 | 0 | 0.74979 | 0.4092 | 0.87956 | 0 | 0 | 0 | 2020-02-18 20:00
1177 | HE 1174 | 0 | 0.90625 | 0.49786 | 0.81198 | 0 | 0 | 0 | 2020-02-18 21:00
1178 | HE 1175 | 0 | 2.9433 | 0.46368 | 0.87132 | 0 | 0 | 0 | 2020-02-18 22:00
1179 | HE 1176 | 0 | 3.1768 | 0.32051 | 0.85975 | 0 | 0 | 0 | 2020-02-18 23:00
1180 | HE 1177 | 0 | 2.3945 | 0.39279 | 0.60693 | 0 | 0 | 0 | 2020-02-19
1181 | HE 1178 | 0 | 2.3709 | 0.32489 | 0.55708 | 0 | 0 | 0 | 2020-02-19 01:00
1182 | HE 1179 | 0 | 2.1141 | 0.39234 | 0.60476 | 0 | 0 | 0 | 2020-02-19 02:00
1183 | HE 1180 | 0 | 2.2113 | 0.44878 | 0.66957 | 0 | 0 | 0 | 2020-02-19 03:00
1184 | HE 1181 | 0 | 1.6099 | 0.39889 | 0.86605 | 0 | 0 | 0 | 2020-02-19 04:00
1185 | HE 1182 | 0 | 3.9694 | 0.5932 | 1.2141 | 0 | 0 | 0 | 2020-02-19 05:00
1186 | HE 1183 | 0 | 1.583 | 1.172 | 2.2551 | 0 | 0 | 0 | 2020-02-19 06:00
1187 | HE 1184 | 2.4878e-05 | 1.1318 | 1.0057 | 1.4071 | 2.8157e-05 | 2.502e-05 | 3.5005e-05 | 2020-02-19 07:00
1188 | HE 1185 | 0.00015476 | 1.1289 | 0.75782 | 1.1706 | 0.00017471 | 0.00011728 | 0.00018116 | 2020-02-19 08:00
1189 | HE 1186 | 0.00028658 | 1.1552 | 0.76533 | 1.2353 | 0.00033106 | 0.00021933 | 0.000354 | 2020-02-19 09:00
1190 | HE 1187 | 0.00042384 | 0.83655 | 0.8546 | 0.73177 | 0.00035456 | 0.00036221 | 0.00031015 | 2020-02-19 10:00
1191 | HE 1188 | 0.00050618 | 0.77122 | 0.70702 | 0.67049 | 0.00039038 | 0.00035788 | 0.00033939 | 2020-02-19 11:00
1192 | HE 1189 | 0.00056449 | 0.69077 | 0.54888 | 0.564 | 0.00038994 | 0.00030984 | 0.00031837 | 2020-02-19 12:00
1193 | HE 1190 | 0.00059908 | 0.71391 | 0.47598 | 0.52169 | 0.00042769 | 0.00028515 | 0.00031253 | 2020-02-19 13:00
1194 | HE 1191 | 0.0005392 | 0.6628 | 0.41739 | 0.48427 | 0.00035738 | 0.00022506 | 0.00026112 | 2020-02-19 14:00
1195 | HE 1192 | 0.00044079 | 0.66998 | 0.45211 | 0.52538 | 0.00029532 | 0.00019928 | 0.00023158 | 2020-02-19 15:00
1196 | HE 1193 | 0.00030234 | 0.68416 | 0.58783 | 0.69874 | 0.00020685 | 0.00017773 | 0.00021126 | 2020-02-19 16:00
1197 | HE 1194 | 0.00012559 | 0.96531 | 0.82215 | 1.3575 | 0.00012124 | 0.00010326 | 0.00017049 | 2020-02-19 17:00
1198 | HE 1195 | 0 | 2.0996 | 2.2128 | 2.6704 | 0 | 0 | 0 | 2020-02-19 18:00
1199 | HE 1196 | 0 | 0.90246 | 1.1551 | 1.5218 | 0 | 0 | 0 | 2020-02-19 19:00
1200 | HE 1197 | 0 | 0.64407 | 0.99927 | 0.77351 | 0 | 0 | 0 | 2020-02-19 20:00
1201 | HE 1198 | 0 | 0.82805 | 0.75786 | 0.62264 | 0 | 0 | 0 | 2020-02-19 21:00
1202 | HE 1199 | 0 | 2.7183 | 0.55503 | 0.68728 | 0 | 0 | 0 | 2020-02-19 22:00
1203 | HE 1200 | 0 | 1.3025 | 0.35939 | 0.63903 | 0 | 0 | 0 | 2020-02-19 23:00
1204 | HE 1201 | 0 | 1.4396 | 0.28083 | 0.52103 | 0 | 0 | 0 | 2020-02-20
1205 | HE 1202 | 0 | 1.4086 | 0.1543 | 0.45118 | 0 | 0 | 0 | 2020-02-20 01:00
1206 | HE 1203 | 0 | 1.4446 | 0.15413 | 0.44809 | 0 | 0 | 0 | 2020-02-20 02:00
1207 | HE 1204 | 0 | 1.4898 | 0.16995 | 0.31687 | 0 | 0 | 0 | 2020-02-20 03:00
1208 | HE 1205 | 0 | 1.5383 | 0.2403 | 0.35886 | 0 | 0 | 0 | 2020-02-20 04:00
1209 | HE 1206 | 0 | 2.6458 | 0.52954 | 0.60839 | 0 | 0 | 0 | 2020-02-20 05:00
1210 | HE 1207 | 0 | 2.1253 | 2.1468 | 1.5217 | 0 | 0 | 0 | 2020-02-20 06:00
1211 | HE 1208 | 2.4878e-05 | 0.91961 | 1.0105 | 1.0008 | 2.2878e-05 | 2.5138e-05 | 2.4897e-05 | 2020-02-20 07:00
1212 | HE 1209 | 0.00015476 | 0.81787 | 0.70292 | 0.80235 | 0.00012658 | 0.00010878 | 0.00012417 | 2020-02-20 08:00
1213 | HE 1210 | 0.00028658 | 0.84557 | 0.57698 | 0.67984 | 0.00024232 | 0.00016535 | 0.00019483 | 2020-02-20 09:00
1214 | HE 1211 | 0.00042384 | 0.58261 | 0.36758 | 0.37215 | 0.00024693 | 0.0001558 | 0.00015773 | 2020-02-20 10:00
1215 | HE 1212 | 0.00050618 | 0.55215 | 0.27365 | 0.41589 | 0.00027948 | 0.00013851 | 0.00021052 | 2020-02-20 11:00
1216 | HE 1213 | 0.00056449 | 0.61949 | 0.29841 | 0.2753 | 0.0003497 | 0.00016845 | 0.00015541 | 2020-02-20 12:00
1217 | HE 1214 | 0.00059908 | 0.67305 | 0.27816 | 0.36437 | 0.00040321 | 0.00016664 | 0.00021829 | 2020-02-20 13:00
1218 | HE 1215 | 0.0005392 | 0.40625 | 0.242 | 0.33399 | 0.00021905 | 0.00013048 | 0.00018009 | 2020-02-20 14:00
1219 | HE 1216 | 0.00044079 | 0.38535 | 0.27809 | 0.27641 | 0.00016986 | 0.00012258 | 0.00012184 | 2020-02-20 15:00
1220 | HE 1217 | 0.00030234 | 0.44677 | 0.30082 | 0.38898 | 0.00013508 | 9.095e-05 | 0.00011761 | 2020-02-20 16:00
1221 | HE 1218 | 0.00012559 | 0.8034 | 0.63376 | 0.90535 | 0.0001009 | 7.9596e-05 | 0.00011371 | 2020-02-20 17:00
1222 | HE 1219 | 0 | 2.3505 | 1.8858 | 1.9571 | 0 | 0 | 0 | 2020-02-20 18:00
1223 | HE 1220 | 0 | 0.84871 | 0.86756 | 1.1544 | 0 | 0 | 0 | 2020-02-20 19:00
1224 | HE 1221 | 0 | 0.55796 | 0.62643 | 0.91346 | 0 | 0 | 0 | 2020-02-20 20:00
1225 | HE 1222 | 0 | 0.4848 | 0.65999 | 0.54176 | 0 | 0 | 0 | 2020-02-20 21:00
1226 | HE 1223 | 0 | 0.88111 | 0.59271 | 0.49395 | 0 | 0 | 0 | 2020-02-20 22:00
1227 | HE 1224 | 0 | 0.88988 | 0.44972 | 0.48668 | 0 | 0 | 0 | 2020-02-20 23:00
1228 | HE 1225 | 0 | 0.88626 | 0.45192 | 0.36758 | 0 | 0 | 0 | 2020-02-21
1229 | HE 1226 | 0 | 0.86217 | 0.4028 | 0.35413 | 0 | 0 | 0 | 2020-02-21 01:00
1230 | HE 1227 | 0 | 0.87085 | 0.39925 | 0.38675 | 0 | 0 | 0 | 2020-02-21 02:00
1231 | HE 1228 | 0 | 1.2839 | 0.43508 | 0.37472 | 0 | 0 | 0 | 2020-02-21 03:00
1232 | HE 1229 | 0 | 1.3127 | 0.42816 | 0.41542 | 0 | 0 | 0 | 2020-02-21 04:00
1233 | HE 1230 | 0 | 1.9009 | 0.89826 | 0.73941 | 0 | 0 | 0 | 2020-02-21 05:00
1234 | HE 1231 | 0 | 1.3937 | 2.417 | 7.478 | 0 | 0 | 0 | 2020-02-21 06:00
1235 | HE 1232 | 2.4878e-05 | 0.95702 | 1.0659 | 3.593 | 2.3808e-05 | 2.6518e-05 | 8.9387e-05 | 2020-02-21 07:00
1236 | HE 1233 | 0.00015476 | 0.73464 | 0.5373 | 2.4791 | 0.00011369 | 8.3154e-05 | 0.00038368 | 2020-02-21 08:00
1237 | HE 1234 | 0.00028658 | 0.76723 | 0.85349 | 1.9357 | 0.00021987 | 0.00024459 | 0.00055473 | 2020-02-21 09:00
1238 | HE 1235 | 0.00042384 | 0.72377 | 1.1581 | 0.75163 | 0.00030676 | 0.00049085 | 0.00031857 | 2020-02-21 10:00
1239 | HE 1236 | 0.00050618 | 0.81817 | 0.72302 | 0.60603 | 0.00041414 | 0.00036598 | 0.00030676 | 2020-02-21 11:00
1240 | HE 1237 | 0.00056449 | 0.72235 | 0.57722 | 0.48585 | 0.00040776 | 0.00032584 | 0.00027426 | 2020-02-21 12:00
1241 | HE 1238 | 0.00059908 | 0.51565 | 0.44921 | 0.43315 | 0.00030892 | 0.00026911 | 0.00025949 | 2020-02-21 13:00
1242 | HE 1239 | 0.0005392 | 0.4057 | 0.44234 | 0.36393 | 0.00021875 | 0.00023851 | 0.00019623 | 2020-02-21 14:00
1243 | HE 1240 | 0.00044079 | 0.33527 | 0.40674 | 0.37247 | 0.00014778 | 0.00017929 | 0.00016418 | 2020-02-21 15:00
1244 | HE 1241 | 0.00030234 | 0.51113 | 0.43985 | 0.44853 | 0.00015454 | 0.00013299 | 0.00013561 | 2020-02-21 16:00
1245 | HE 1242 | 0.00012559 | 1.1796 | 0.69527 | 0.98726 | 0.00014816 | 8.7321e-05 | 0.00012399 | 2020-02-21 17:00
1246 | HE 1243 | 0 | 3.0191 | 1.424 | 1.8124 | 0 | 0 | 0 | 2020-02-21 18:00
1247 | HE 1244 | 0 | 1.3474 | 0.93889 | 1.1324 | 0 | 0 | 0 | 2020-02-21 19:00
1248 | HE 1245 | 0 | 0.89319 | 0.76549 | 0.6183 | 0 | 0 | 0 | 2020-02-21 20:00
1249 | HE 1246 | 0 | 0.69872 | 1.5723 | 0.66345 | 0 | 0 | 0 | 2020-02-21 21:00
1250 | HE 1247 | 0 | 0.65358 | 1.2182 | 0.69557 | 0 | 0 | 0 | 2020-02-21 22:00
1251 | HE 1248 | 0 | 0.59943 | 0.79257 | 0.58649 | 0 | 0 | 0 | 2020-02-21 23:00
1252 | HE 1249 | 0 | 0.31077 | 0.63659 | 0.43933 | 0 | 0 | 0 | 2020-02-22
1253 | HE 1250 | 0 | 0.28348 | 0.56459 | 0.28692 | 0 | 0 | 0 | 2020-02-22 01:00
1254 | HE 1251 | 0 | 0.2616 | 0.55724 | 0.29603 | 0 | 0 | 0 | 2020-02-22 02:00
1255 | HE 1252 | 0 | 0.30729 | 0.43792 | 0.30235 | 0 | 0 | 0 | 2020-02-22 03:00
1256 | HE 1253 | 0 | 0.31019 | 0.52765 | 0.47795 | 0 | 0 | 0 | 2020-02-22 04:00
1257 | HE 1254 | 0 | 0.9188 | 0.67747 | 0.77646 | 0 | 0 | 0 | 2020-02-22 05:00
1258 | HE 1255 | 0 | 4.3849 | 2.2221 | 1.8549 | 0 | 0 | 0 | 2020-02-22 06:00
1259 | HE 1256 | 2.4878e-05 | 2.9183 | 1.3599 | 1.8409 | 7.2601e-05 | 3.3832e-05 | 4.5799e-05 | 2020-02-22 07:00
1260 | HE 1257 | 0.00015476 | 1.7215 | 1.1189 | 2.6205 | 0.00026641 | 0.00017316 | 0.00040555 | 2020-02-22 08:00
1261 | HE 1258 | 0.00028658 | 1.5472 | 1.1822 | 1.386 | 0.0004434 | 0.0003388 | 0.0003972 | 2020-02-22 09:00
1262 | HE 1259 | 0.00042384 | 1.053 | 0.85792 | 0.77575 | 0.00044629 | 0.00036362 | 0.00032879 | 2020-02-22 10:00
1263 | HE 1260 | 0.00050618 | 0.82737 | 0.5938 | 0.62404 | 0.0004188 | 0.00030057 | 0.00031587 | 2020-02-22 11:00
1264 | HE 1261 | 0.00056449 | 0.54286 | 0.43006 | 0.51174 | 0.00030644 | 0.00024276 | 0.00028887 | 2020-02-22 12:00
1265 | HE 1262 | 0.00059908 | 0.42335 | 0.4063 | 0.48943 | 0.00025362 | 0.00024341 | 0.00029321 | 2020-02-22 13:00
1266 | HE 1263 | 0.0005392 | 0.34681 | 0.52462 | 0.51626 | 0.000187 | 0.00028287 | 0.00027837 | 2020-02-22 14:00
1267 | HE 1264 | 0.00044079 | 0.34999 | 0.3568 | 0.59145 | 0.00015427 | 0.00015727 | 0.0002607 | 2020-02-22 15:00
1268 | HE 1265 | 0.00030234 | 0.44778 | 0.42595 | 0.74671 | 0.00013538 | 0.00012878 | 0.00022576 | 2020-02-22 16:00
1269 | HE 1266 | 0.00012559 | 0.83112 | 0.70407 | 1.0666 | 0.00010438 | 8.8426e-05 | 0.00013396 | 2020-02-22 17:00
1270 | HE 1267 | 0 | 2.4012 | 1.2251 | 1.5314 | 0 | 0 | 0 | 2020-02-22 18:00
1271 | HE 1268 | 0 | 0.78932 | 0.90746 | 1.0815 | 0 | 0 | 0 | 2020-02-22 19:00
1272 | HE 1269 | 0 | 0.75404 | 0.83321 | 0.83569 | 0 | 0 | 0 | 2020-02-22 20:00
1273 | HE 1270 | 0 | 0.77553 | 1.3828 | 0.82977 | 0 | 0 | 0 | 2020-02-22 21:00
1274 | HE 1271 | 0 | 0.68383 | 1.3065 | 1.6239 | 0 | 0 | 0 | 2020-02-22 22:00
1275 | HE 1272 | 0 | 0.52545 | 1.3838 | 1.7986 | 0 | 0 | 0 | 2020-02-22 23:00
1276 | HE 1273 | 0 | 0.25283 | 1.4393 | 1.1892 | 0 | 0 | 0 | 2020-02-23
1277 | HE 1274 | 0 | 0.21681 | 1.1338 | 1.1206 | 0 | 0 | 0 | 2020-02-23 01:00
1278 | HE 1275 | 0 | 0.2208 | 1.1012 | 1.1522 | 0 | 0 | 0 | 2020-02-23 02:00
1279 | HE 1276 | 0 | 0.23484 | 1.22 | 1.1645 | 0 | 0 | 0 | 2020-02-23 03:00
1280 | HE 1277 | 0 | 0.2396 | 1.2219 | 1.4298 | 0 | 0 | 0 | 2020-02-23 04:00
1281 | HE 1278 | 0 | 0.60286 | 3.0535 | 2.2235 | 0 | 0 | 0 | 2020-02-23 05:00
1282 | HE 1279 | 0 | 3.3643 | 3.1299 | 2.6365 | 0 | 0 | 0 | 2020-02-23 06:00
1283 | HE 1280 | 2.4878e-05 | 1.9228 | 1.7461 | 1.1061 | 4.7835e-05 | 4.3438e-05 | 2.7516e-05 | 2020-02-23 07:00
1284 | HE 1281 | 0.00015476 | 1.314 | 1.2439 | 1.2067 | 0.00020336 | 0.00019251 | 0.00018675 | 2020-02-23 08:00
1285 | HE 1282 | 0.00028658 | 1.357 | 1.3397 | 1.1097 | 0.00038889 | 0.00038391 | 0.000318 | 2020-02-23 09:00
1286 | HE 1283 | 0.00042384 | 0.8034 | 1.3794 | 0.81395 | 0.00034051 | 0.00058464 | 0.00034498 | 2020-02-23 10:00
1287 | HE 1284 | 0.00050618 | 0.68308 | 1.06 | 0.8194 | 0.00034576 | 0.00053657 | 0.00041476 | 2020-02-23 11:00
1288 | HE 1285 | 0.00056449 | 0.53374 | 1.0657 | 0.60322 | 0.00030129 | 0.00060161 | 0.00034051 | 2020-02-23 12:00
1289 | HE 1286 | 0.00059908 | 0.46422 | 1.1263 | 0.74732 | 0.00027811 | 0.00067474 | 0.00044771 | 2020-02-23 13:00
1290 | HE 1287 | 0.0005392 | 0.31985 | 1.0596 | 0.7285 | 0.00017246 | 0.00057135 | 0.00039281 | 2020-02-23 14:00
1291 | HE 1288 | 0.00044079 | 0.29682 | 1.032 | 0.71064 | 0.00013084 | 0.00045488 | 0.00031324 | 2020-02-23 15:00
1292 | HE 1289 | 0.00030234 | 0.31034 | 0.92654 | 0.71108 | 9.3828e-05 | 0.00028013 | 0.00021499 | 2020-02-23 16:00
1293 | HE 1290 | 0.00012559 | 0.72365 | 1.208 | 1.0089 | 9.0885e-05 | 0.00015171 | 0.00012671 | 2020-02-23 17:00
1294 | HE 1291 | 0 | 1.4975 | 1.3154 | 1.5836 | 0 | 0 | 0 | 2020-02-23 18:00
1295 | HE 1292 | 0 | 0.51924 | 1.0323 | 1.109 | 0 | 0 | 0 | 2020-02-23 19:00
1296 | HE 1293 | 0 | 0.45748 | 0.94567 | 0.91211 | 0 | 0 | 0 | 2020-02-23 20:00
1297 | HE 1294 | 0 | 0.57284 | 1.5223 | 1.1806 | 0 | 0 | 0 | 2020-02-23 21:00
1298 | HE 1295 | 0 | 0.82119 | 1.134 | 1.6867 | 0 | 0 | 0 | 2020-02-23 22:00
1299 | HE 1296 | 0 | 0.52005 | 0.87999 | 1.9281 | 0 | 0 | 0 | 2020-02-23 23:00
1300 | HE 1297 | 0 | 0.50026 | 0.82032 | 0.92256 | 0 | 0 | 0 | 2020-02-24
1301 | HE 1298 | 0 | 0.35466 | 0.6427 | 0.92353 | 0 | 0 | 0 | 2020-02-24 01:00
1302 | HE 1299 | 0 | 0.46039 | 0.62798 | 1.077 | 0 | 0 | 0 | 2020-02-24 02:00
1303 | HE 1300 | 0 | 0.38685 | 0.64841 | 0.925 | 0 | 0 | 0 | 2020-02-24 03:00
1304 | HE 1301 | 0 | 0.49873 | 0.66949 | 0.93949 | 0 | 0 | 0 | 2020-02-24 04:00
1305 | HE 1302 | 0 | 1.3226 | 0.9319 | 1.4851 | 0 | 0 | 0 | 2020-02-24 05:00
1306 | HE 1303 | 0 | 2.0706 | 1.3671 | 1.5718 | 0 | 0 | 0 | 2020-02-24 06:00
1307 | HE 1304 | 2.4878e-05 | 0.98615 | 1.2041 | 1.4106 | 2.4533e-05 | 2.9956e-05 | 3.5092e-05 | 2020-02-24 07:00
1308 | HE 1305 | 0.00015476 | 1.0457 | 1.92 | 0.9771 | 0.00016183 | 0.00029714 | 0.00015122 | 2020-02-24 08:00
1309 | HE 1306 | 0.00028658 | 1.0814 | 1.8858 | 0.94533 | 0.00030991 | 0.00054043 | 0.00027091 | 2020-02-24 09:00
1310 | HE 1307 | 0.00042384 | 0.55994 | 1.0281 | 0.65405 | 0.00023733 | 0.00043577 | 0.00027721 | 2020-02-24 10:00
1311 | HE 1308 | 0.00050618 | 0.52285 | 0.64337 | 0.61217 | 0.00026466 | 0.00032566 | 0.00030987 | 2020-02-24 11:00
1312 | HE 1309 | 0.00056449 | 0.42686 | 0.56048 | 0.59371 | 0.00024096 | 0.00031639 | 0.00033515 | 2020-02-24 12:00
1313 | HE 1310 | 0.00059908 | 0.37951 | 0.54177 | 0.59638 | 0.00022735 | 0.00032456 | 0.00035728 | 2020-02-24 13:00
1314 | HE 1311 | 0.0005392 | 0.32629 | 0.50171 | 0.65949 | 0.00017594 | 0.00027052 | 0.00035559 | 2020-02-24 14:00
1315 | HE 1312 | 0.00044079 | 0.31589 | 0.38673 | 0.68655 | 0.00013924 | 0.00017047 | 0.00030262 | 2020-02-24 15:00
1316 | HE 1313 | 0.00030234 | 0.38134 | 0.40263 | 0.85442 | 0.0001153 | 0.00012173 | 0.00025833 | 2020-02-24 16:00
1317 | HE 1314 | 0.00012559 | 0.66146 | 0.88667 | 1.505 | 8.3075e-05 | 0.00011136 | 0.00018902 | 2020-02-24 17:00
1318 | HE 1315 | 0 | 2.2028 | 1.6092 | 3.4603 | 0 | 0 | 0 | 2020-02-24 18:00
1319 | HE 1316 | 0 | 1.0099 | 0.9414 | 1.4311 | 0 | 0 | 0 | 2020-02-24 19:00
1320 | HE 1317 | 0 | 0.64313 | 0.8893 | 0.77174 | 0 | 0 | 0 | 2020-02-24 20:00
1321 | HE 1318 | 0 | 0.58198 | 1.1872 | 1.0901 | 0 | 0 | 0 | 2020-02-24 21:00
1322 | HE 1319 | 0 | 0.89091 | 1.3437 | 1.164 | 0 | 0 | 0 | 2020-02-24 22:00
1323 | HE 1320 | 0 | 0.81828 | 1.2113 | 1.3153 | 0 | 0 | 0 | 2020-02-24 23:00
1324 | HE 1321 | 0 | 0.55772 | 0.69436 | 0.85429 | 0 | 0 | 0 | 2020-02-25
1325 | HE 1322 | 0 | 0.46332 | 0.73216 | 0.83115 | 0 | 0 | 0 | 2020-02-25 01:00
1326 | HE 1323 | 0 | 0.47611 | 0.6327 | 0.84087 | 0 | 0 | 0 | 2020-02-25 02:00
1327 | HE 1324 | 0 | 0.5256 | 0.65357 | 0.83957 | 0 | 0 | 0 | 2020-02-25 03:00
1328 | HE 1325 | 0 | 0.5292 | 0.73358 | 0.86316 | 0 | 0 | 0 | 2020-02-25 04:00
1329 | HE 1326 | 0 | 1.0998 | 1.0788 | 1.1648 | 0 | 0 | 0 | 2020-02-25 05:00
1330 | HE 1327 | 0 | 1.3059 | 2.5877 | 2.6766 | 0 | 0 | 0 | 2020-02-25 06:00
1331 | HE 1328 | 2.4878e-05 | 1.0545 | 1.4958 | 1.8528 | 2.6233e-05 | 3.7213e-05 | 4.6094e-05 | 2020-02-25 07:00
1332 | HE 1329 | 0.00015476 | 1.189 | 1.186 | 1.3361 | 0.00018402 | 0.00018355 | 0.00020678 | 2020-02-25 08:00
1333 | HE 1330 | 0.00028658 | 1.4293 | 1.1199 | 1.1823 | 0.00040961 | 0.00032094 | 0.00033882 | 2020-02-25 09:00
1334 | HE 1331 | 0.00042384 | 0.60023 | 0.79244 | 1.0811 | 0.0002544 | 0.00033587 | 0.00045822 | 2020-02-25 10:00
1335 | HE 1332 | 0.00050618 | 0.50756 | 0.56575 | 0.92306 | 0.00025692 | 0.00028637 | 0.00046723 | 2020-02-25 11:00
1336 | HE 1333 | 0.00056449 | 0.45779 | 0.66727 | 0.72542 | 0.00025842 | 0.00037667 | 0.0004095 | 2020-02-25 12:00
1337 | HE 1334 | 0.00059908 | 0.40143 | 0.63878 | 0.77675 | 0.00024049 | 0.00038268 | 0.00046534 | 2020-02-25 13:00
1338 | HE 1335 | 0.0005392 | 0.35494 | 0.61746 | 0.75565 | 0.00019139 | 0.00033293 | 0.00040745 | 2020-02-25 14:00
1339 | HE 1336 | 0.00044079 | 0.35816 | 0.56135 | 0.74583 | 0.00015787 | 0.00024744 | 0.00032875 | 2020-02-25 15:00
1340 | HE 1337 | 0.00030234 | 0.39095 | 0.52975 | 0.70467 | 0.0001182 | 0.00016016 | 0.00021305 | 2020-02-25 16:00
1341 | HE 1338 | 0.00012559 | 0.81206 | 0.94402 | 0.98135 | 0.00010199 | 0.00011856 | 0.00012325 | 2020-02-25 17:00
1342 | HE 1339 | 0 | 2.2933 | 1.6312 | 1.5572 | 0 | 0 | 0 | 2020-02-25 18:00
1343 | HE 1340 | 0 | 1.2067 | 0.83845 | 0.94963 | 0 | 0 | 0 | 2020-02-25 19:00
1344 | HE 1341 | 0 | 0.65118 | 1.0242 | 0.76373 | 0 | 0 | 0 | 2020-02-25 20:00
1345 | HE 1342 | 0 | 0.70292 | 1.346 | 0.80304 | 0 | 0 | 0 | 2020-02-25 21:00
1346 | HE 1343 | 0 | 0.87749 | 1.2659 | 1.1035 | 0 | 0 | 0 | 2020-02-25 22:00
1347 | HE 1344 | 0 | 0.81715 | 1.5181 | 1.1902 | 0 | 0 | 0 | 2020-02-25 23:00
1348 | HE 1345 | 0 | 0.53818 | 0.94945 | 1.2369 | 0 | 0 | 0 | 2020-02-26
1349 | HE 1346 | 0 | 0.49445 | 0.8441 | 0.91742 | 0 | 0 | 0 | 2020-02-26 01:00
1350 | HE 1347 | 0 | 0.42217 | 0.8159 | 0.91696 | 0 | 0 | 0 | 2020-02-26 02:00
1351 | HE 1348 | 0 | 0.52476 | 0.94002 | 0.90486 | 0 | 0 | 0 | 2020-02-26 03:00
1352 | HE 1349 | 0 | 0.45588 | 1.1013 | 0.75427 | 0 | 0 | 0 | 2020-02-26 04:00
1353 | HE 1350 | 0 | 1.1253 | 1.1537 | 1.0309 | 0 | 0 | 0 | 2020-02-26 05:00
1354 | HE 1351 | 0 | 4.4283 | 1.934 | 1.5499 | 0 | 0 | 0 | 2020-02-26 06:00
1355 | HE 1352 | 2.4878e-05 | 3.1713 | 0.95561 | 1.2929 | 7.8895e-05 | 2.3773e-05 | 3.2166e-05 | 2020-02-26 07:00
1356 | HE 1353 | 0.00015476 | 1.7973 | 0.84005 | 0.7835 | 0.00027816 | 0.00013001 | 0.00012126 | 2020-02-26 08:00
1357 | HE 1354 | 0.00028658 | 1.5803 | 0.9299 | 0.87437 | 0.00045288 | 0.00026649 | 0.00025057 | 2020-02-26 09:00
1358 | HE 1355 | 0.00042384 | 1.0284 | 0.594 | 0.52973 | 0.00043586 | 0.00025176 | 0.00022452 | 2020-02-26 10:00
1359 | HE 1356 | 0.00050618 | 0.69514 | 0.50534 | 0.4261 | 0.00035186 | 0.00025579 | 0.00021568 | 2020-02-26 11:00
1360 | HE 1357 | 0.00056449 | 0.56269 | 0.56763 | 0.424 | 0.00031763 | 0.00032042 | 0.00023935 | 2020-02-26 12:00
1361 | HE 1358 | 0.00059908 | 0.49342 | 0.536 | 0.43124 | 0.0002956 | 0.00032111 | 0.00025835 | 2020-02-26 13:00
1362 | HE 1359 | 0.0005392 | 0.39076 | 0.49679 | 0.45669 | 0.0002107 | 0.00026787 | 0.00024625 | 2020-02-26 14:00
1363 | HE 1360 | 0.00044079 | 0.36491 | 0.46947 | 0.43616 | 0.00016085 | 0.00020693 | 0.00019226 | 2020-02-26 15:00
1364 | HE 1361 | 0.00030234 | 0.37226 | 0.46525 | 0.4485 | 0.00011255 | 0.00014067 | 0.0001356 | 2020-02-26 16:00
1365 | HE 1362 | 0.00012559 | 0.72947 | 0.7486 | 1.299 | 9.1616e-05 | 9.4019e-05 | 0.00016315 | 2020-02-26 17:00
1366 | HE 1363 | 0 | 1.5074 | 2.3185 | 4.197 | 0 | 0 | 0 | 2020-02-26 18:00
1367 | HE 1364 | 0 | 1.0114 | 0.81658 | 2.7023 | 0 | 0 | 0 | 2020-02-26 19:00
1368 | HE 1365 | 0 | 0.8993 | 0.64614 | 2.5628 | 0 | 0 | 0 | 2020-02-26 20:00
1369 | HE 1366 | 0 | 1.0877 | 1.2699 | 1.5689 | 0 | 0 | 0 | 2020-02-26 21:00
1370 | HE 1367 | 0 | 1.1137 | 0.91212 | 0.54058 | 0 | 0 | 0 | 2020-02-26 22:00
1371 | HE 1368 | 0 | 1.0465 | 1.1748 | 0.36325 | 0 | 0 | 0 | 2020-02-26 23:00
1372 | HE 1369 | 0 | 1.9174 | 0.74659 | 0.26899 | 0 | 0 | 0 | 2020-02-27
1373 | HE 1370 | 0 | 1.6862 | 0.64789 | 0.18176 | 0 | 0 | 0 | 2020-02-27 01:00
1374 | HE 1371 | 0 | 1.4127 | 0.67766 | 0.18945 | 0 | 0 | 0 | 2020-02-27 02:00
1375 | HE 1372 | 0 | 1.4513 | 0.70925 | 0.18799 | 0 | 0 | 0 | 2020-02-27 03:00
1376 | HE 1373 | 0 | 1.4599 | 0.75433 | 0.26703 | 0 | 0 | 0 | 2020-02-27 04:00
1377 | HE 1374 | 0 | 1.8917 | 1.0081 | 0.64162 | 0 | 0 | 0 | 2020-02-27 05:00
1378 | HE 1375 | 0 | 2.0798 | 1.0029 | 4.1599 | 0 | 0 | 0 | 2020-02-27 06:00
1379 | HE 1376 | 2.4878e-05 | 1.7624 | 0.68393 | 2.4939 | 4.3845e-05 | 1.7015e-05 | 6.2043e-05 | 2020-02-27 07:00
1380 | HE 1377 | 0.00015476 | 1.1652 | 0.59034 | 1.3554 | 0.00018033 | 9.1362e-05 | 0.00020977 | 2020-02-27 08:00
1381 | HE 1378 | 0.00028658 | 1.233 | 0.61623 | 0.86752 | 0.00035333 | 0.0001766 | 0.00024861 | 2020-02-27 09:00
1382 | HE 1379 | 0.00042384 | 0.62455 | 0.48946 | 0.34277 | 0.00026471 | 0.00020745 | 0.00014528 | 2020-02-27 10:00
1383 | HE 1380 | 0.00050618 | 0.54437 | 0.44916 | 0.27946 | 0.00027555 | 0.00022736 | 0.00014146 | 2020-02-27 11:00
1384 | HE 1381 | 0.00056449 | 0.47504 | 0.39491 | 0.27728 | 0.00026815 | 0.00022292 | 0.00015652 | 2020-02-27 12:00
1385 | HE 1382 | 0.00059908 | 0.42243 | 0.34838 | 0.2649 | 0.00025307 | 0.00020871 | 0.0001587 | 2020-02-27 13:00
1386 | HE 1383 | 0.0005392 | 0.34759 | 0.30245 | 0.25047 | 0.00018742 | 0.00016308 | 0.00013505 | 2020-02-27 14:00
1387 | HE 1384 | 0.00044079 | 0.34529 | 0.31368 | 0.30688 | 0.0001522 | 0.00013827 | 0.00013527 | 2020-02-27 15:00
1388 | HE 1385 | 0.00030234 | 0.43426 | 0.31933 | 0.40922 | 0.0001313 | 9.6546e-05 | 0.00012373 | 2020-02-27 16:00
1389 | HE 1386 | 0.00012559 | 1.3036 | 0.46613 | 0.89965 | 0.00016372 | 5.8542e-05 | 0.00011299 | 2020-02-27 17:00
1390 | HE 1387 | 0 | 2.7134 | 1.5198 | 2.1008 | 0 | 0 | 0 | 2020-02-27 18:00
1391 | HE 1388 | 0 | 1.0779 | 0.65219 | 1.4516 | 0 | 0 | 0 | 2020-02-27 19:00
1392 | HE 1389 | 0 | 0.56957 | 0.35932 | 0.96209 | 0 | 0 | 0 | 2020-02-27 20:00
1393 | HE 1390 | 0 | 0.91738 | 0.50857 | 0.61959 | 0 | 0 | 0 | 2020-02-27 21:00
1394 | HE 1391 | 0 | 1.952 | 0.61261 | 0.51058 | 0 | 0 | 0 | 2020-02-27 22:00
1395 | HE 1392 | 0 | 2.6414 | 0.6153 | 0.46696 | 0 | 0 | 0 | 2020-02-27 23:00
1396 | HE 1393 | 0 | 2.1923 | 0.32807 | 0.30834 | 0 | 0 | 0 | 2020-02-28
1397 | HE 1394 | 0 | 1.9813 | 0.30326 | 0.2666 | 0 | 0 | 0 | 2020-02-28 01:00
1398 | HE 1395 | 0 | 1.7435 | 0.30035 | 0.29519 | 0 | 0 | 0 | 2020-02-28 02:00
1399 | HE 1396 | 0 | 2.0574 | 0.32322 | 0.30167 | 0 | 0 | 0 | 2020-02-28 03:00
1400 | HE 1397 | 0 | 1.8548 | 0.35279 | 0.3777 | 0 | 0 | 0 | 2020-02-28 04:00
1401 | HE 1398 | 0 | 2.3864 | 0.52639 | 0.68496 | 0 | 0 | 0 | 2020-02-28 05:00
1402 | HE 1399 | 0 | 1.1963 | 1.8177 | 5.0507 | 0 | 0 | 0 | 2020-02-28 06:00
1403 | HE 1400 | 2.4878e-05 | 0.85704 | 1.0332 | 2.3543 | 2.1321e-05 | 2.5703e-05 | 5.8569e-05 | 2020-02-28 07:00
1404 | HE 1401 | 0.00015476 | 0.7654 | 0.87692 | 1.414 | 0.00011845 | 0.00013571 | 0.00021883 | 2020-02-28 08:00
1405 | HE 1402 | 0.00028658 | 0.75368 | 1.0016 | 0.93821 | 0.00021599 | 0.00028704 | 0.00026887 | 2020-02-28 09:00
1406 | HE 1403 | 0.00042384 | 0.50813 | 0.84656 | 0.46867 | 0.00021537 | 0.00035881 | 0.00019864 | 2020-02-28 10:00
1407 | HE 1404 | 0.00050618 | 0.47156 | 0.77535 | 0.39509 | 0.0002387 | 0.00039246 | 0.00019998 | 2020-02-28 11:00
1408 | HE 1405 | 0.00056449 | 0.43159 | 0.52657 | 0.33057 | 0.00024363 | 0.00029725 | 0.0001866 | 2020-02-28 12:00
1409 | HE 1406 | 0.00059908 | 0.4197 | 0.38626 | 0.3629 | 0.00025144 | 0.0002314 | 0.00021741 | 2020-02-28 13:00
1410 | HE 1407 | 0.0005392 | 0.37543 | 0.23425 | 0.32408 | 0.00020243 | 0.00012631 | 0.00017474 | 2020-02-28 14:00
1411 | HE 1408 | 0.00044079 | 0.32103 | 0.23362 | 0.3306 | 0.0001415 | 0.00010298 | 0.00014572 | 2020-02-28 15:00
1412 | HE 1409 | 0.00030234 | 0.31464 | 0.2653 | 0.4339 | 9.5129e-05 | 8.0213e-05 | 0.00013119 | 2020-02-28 16:00
1413 | HE 1410 | 0.00012559 | 0.56722 | 0.60265 | 0.88476 | 7.1239e-05 | 7.5688e-05 | 0.00011112 | 2020-02-28 17:00
1414 | HE 1411 | 0 | 1.6467 | 1.4084 | 1.7112 | 0 | 0 | 0 | 2020-02-28 18:00
1415 | HE 1412 | 0 | 0.77858 | 0.43243 | 1.0145 | 0 | 0 | 0 | 2020-02-28 19:00
1416 | HE 1413 | 0 | 0.51014 | 0.49446 | 0.74212 | 0 | 0 | 0 | 2020-02-28 20:00
1417 | HE 1414 | 0 | 0.79646 | 0.5569 | 0.68049 | 0 | 0 | 0 | 2020-02-28 21:00
1418 | HE 1415 | 0 | 2.5454 | 0.58758 | 0.8466 | 0 | 0 | 0 | 2020-02-28 22:00
1419 | HE 1416 | 0 | 2.5767 | 0.47466 | 0.79691 | 0 | 0 | 0 | 2020-02-28 23:00
1420 | HE 1417 | 0 |  |  | 0.80262 | 0 | 0 | 0 | 2020-02-29
1421 | HE 1418 | 0 |  |  | 0.78187 | 0 | 0 | 0 | 2020-02-29 01:00
1422 | HE 1419 | 0 |  |  | 0.80161 | 0 | 0 | 0 | 2020-02-29 02:00
1423 | HE 1420 | 0 |  |  | 0.81016 | 0 | 0 | 0 | 2020-02-29 03:00
1424 | HE 1421 | 0 |  |  | 0.82815 | 0 | 0 | 0 | 2020-02-29 04:00
1425 | HE 1422 | 0 |  |  | 1.4067 | 0 | 0 | 0 | 2020-02-29 05:00
1426 | HE 1423 | 0 |  |  | 2.1807 | 0 | 0 | 0 | 2020-02-29 06:00
1427 | HE 1424 | 2.4878e-05 |  |  | 1.2965 | 0 | 0 | 3.2254e-05 | 2020-02-29 07:00
1428 | HE 1425 | 0.00015476 |  |  | 1.0801 | 0 | 0 | 0.00016716 | 2020-02-29 08:00
1429 | HE 1426 | 0.00028658 |  |  | 1.1624 | 0 | 0 | 0.00033312 | 2020-02-29 09:00
1430 | HE 1427 | 0.00042384 |  |  | 0.80427 | 0 | 0 | 0.00034088 | 2020-02-29 10:00
1431 | HE 1428 | 0.00050618 |  |  | 0.81307 | 0 | 0 | 0.00041156 | 2020-02-29 11:00
1432 | HE 1429 | 0.00056449 |  |  | 0.74688 | 0 | 0 | 0.00042161 | 2020-02-29 12:00
1433 | HE 1430 | 0.00059908 |  |  | 0.7671 | 0 | 0 | 0.00045955 | 2020-02-29 13:00
1434 | HE 1431 | 0.0005392 |  |  | 0.75803 | 0 | 0 | 0.00040873 | 2020-02-29 14:00
1435 | HE 1432 | 0.00044079 |  |  | 0.761 | 0 | 0 | 0.00033544 | 2020-02-29 15:00
1436 | HE 1433 | 0.00030234 |  |  | 0.76135 | 0 | 0 | 0.00023019 | 2020-02-29 16:00
1437 | HE 1434 | 0.00012559 |  |  | 1.0545 | 0 | 0 | 0.00013244 | 2020-02-29 17:00
1438 | HE 1435 | 0 |  |  | 1.8072 | 0 | 0 | 0 | 2020-02-29 18:00
1439 | HE 1436 | 0 |  |  | 1.2292 | 0 | 0 | 0 | 2020-02-29 19:00
1440 | HE 1437 | 0 |  |  | 1.0158 | 0 | 0 | 0 | 2020-02-29 20:00
1441 | HE 1438 | 0 |  |  | 1.2741 | 0 | 0 | 0 | 2020-02-29 21:00
1442 | HE 1439 | 0 |  |  | 2.0057 | 0 | 0 | 0 | 2020-02-29 22:00
1443 | HE 1440 | 0 |  |  | 1.9793 | 0 | 0 | 0 | 2020-02-29 23:00
1444 | HE 1441 | 0 | 2.8347 | 0.47963 | 2.0809 | 0 | 0 | 0 | 2020-03-01
1445 | HE 1442 | 0 | 2.6136 | 0.43937 | 2.104 | 0 | 0 | 0 | 2020-03-01 01:00
1446 | HE 1443 | 0 | 2.078 | 0.46421 | 2.188 | 0 | 0 | 0 | 2020-03-01 02:00
1447 | HE 1444 | 0 | 2.0675 | 0.4408 | 2.1495 | 0 | 0 | 0 | 2020-03-01 03:00
1448 | HE 1445 | 0 | 2.1005 | 0.46129 | 2.2209 | 0 | 0 | 0 | 2020-03-01 04:00
1449 | HE 1446 | 0 | 3.0127 | 0.72348 | 2.4631 | 0 | 0 | 0 | 2020-03-01 05:00
1450 | HE 1447 | 0 | 2.1114 | 1.9681 | 1.9172 | 0 | 0 | 0 | 2020-03-01 06:00
1451 | HE 1448 | 5.9803e-05 | 1.1591 | 1.0291 | 1.1766 | 6.9317e-05 | 6.154e-05 | 7.0362e-05 | 2020-03-01 07:00
1452 | HE 1449 | 0.0001999 | 0.89594 | 0.77258 | 1.1672 | 0.0001791 | 0.00015444 | 0.00023332 | 2020-03-01 08:00
1453 | HE 1450 | 0.00034142 | 0.83254 | 1.3534 | 1.0506 | 0.00028425 | 0.00046209 | 0.0003587 | 2020-03-01 09:00
1454 | HE 1451 | 0.00046492 | 0.42364 | 0.67928 | 0.91131 | 0.00019696 | 0.00031581 | 0.00042369 | 2020-03-01 10:00
1455 | HE 1452 | 0.00052816 | 0.48714 | 0.61581 | 0.81947 | 0.00025729 | 0.00032525 | 0.00043281 | 2020-03-01 11:00
1456 | HE 1453 | 0.00058369 | 0.45248 | 0.52655 | 0.70758 | 0.00026411 | 0.00030734 | 0.00041301 | 2020-03-01 12:00
1457 | HE 1454 | 0.00059163 | 0.48724 | 0.57188 | 0.70795 | 0.00028827 | 0.00033834 | 0.00041885 | 2020-03-01 13:00
1458 | HE 1455 | 0.00056241 | 0.41813 | 0.40342 | 0.64273 | 0.00023516 | 0.00022689 | 0.00036148 | 2020-03-01 14:00
1459 | HE 1456 | 0.00046203 | 0.46312 | 0.41646 | 0.63322 | 0.00021397 | 0.00019242 | 0.00029256 | 2020-03-01 15:00
1460 | HE 1457 | 0.00031019 | 0.77022 | 0.42327 | 0.72096 | 0.00023892 | 0.00013129 | 0.00022364 | 2020-03-01 16:00
1461 | HE 1458 | 0.00013611 | 0.97924 | 0.68511 | 0.91954 | 0.00013329 | 9.3254e-05 | 0.00012516 | 2020-03-01 17:00
1462 | HE 1459 | 6.3714e-06 | 2.6928 | 1.8043 | 3.3668 | 1.7157e-05 | 1.1496e-05 | 2.1451e-05 | 2020-03-01 18:00
1463 | HE 1460 | 0 | 0.89022 | 0.75692 | 1.3505 | 0 | 0 | 0 | 2020-03-01 19:00
1464 | HE 1461 | 0 | 0.49169 | 0.75858 | 1.0069 | 0 | 0 | 0 | 2020-03-01 20:00
1465 | HE 1462 | 0 | 0.43308 | 2.4662 | 0.96006 | 0 | 0 | 0 | 2020-03-01 21:00
1466 | HE 1463 | 0 | 0.86457 | 1.71 | 1.4455 | 0 | 0 | 0 | 2020-03-01 22:00
1467 | HE 1464 | 0 | 0.95707 | 1.1153 | 0.9633 | 0 | 0 | 0 | 2020-03-01 23:00
1468 | HE 1465 | 0 | 0.55937 | 0.55449 | 1.8512 | 0 | 0 | 0 | 2020-03-02
1469 | HE 1466 | 0 | 0.37381 | 0.4965 | 1.8587 | 0 | 0 | 0 | 2020-03-02 01:00
1470 | HE 1467 | 0 | 0.38858 | 0.47274 | 2.1543 | 0 | 0 | 0 | 2020-03-02 02:00
1471 | HE 1468 | 0 | 0.38216 | 0.46857 | 1.8841 | 0 | 0 | 0 | 2020-03-02 03:00
1472 | HE 1469 | 0 | 0.39682 | 0.50257 | 2.1889 | 0 | 0 | 0 | 2020-03-02 04:00
1473 | HE 1470 | 0 | 0.68571 | 0.61493 | 2.0733 | 0 | 0 | 0 | 2020-03-02 05:00
1474 | HE 1471 | 0 | 2.8835 | 0.69824 | 1.5214 | 0 | 0 | 0 | 2020-03-02 06:00
1475 | HE 1472 | 5.9803e-05 | 1.3916 | 0.67798 | 1.0218 | 8.3219e-05 | 4.0545e-05 | 6.1108e-05 | 2020-03-02 07:00
1476 | HE 1473 | 0.0001999 | 0.98788 | 0.81174 | 0.843 | 0.00019748 | 0.00016227 | 0.00016852 | 2020-03-02 08:00
1477 | HE 1474 | 0.00034142 | 0.71044 | 1.0316 | 0.93112 | 0.00024256 | 0.0003522 | 0.0003179 | 2020-03-02 09:00
1478 | HE 1475 | 0.00046492 | 0.5403 | 0.94541 | 0.8159 | 0.0002512 | 0.00043954 | 0.00037933 | 2020-03-02 10:00
1479 | HE 1476 | 0.00052816 | 0.54707 | 0.55729 | 0.94798 | 0.00028894 | 0.00029434 | 0.00050068 | 2020-03-02 11:00
1480 | HE 1477 | 0.00058369 | 0.45102 | 0.43764 | 0.90271 | 0.00026326 | 0.00025545 | 0.00052691 | 2020-03-02 12:00
1481 | HE 1478 | 0.00059163 | 0.45505 | 0.28878 | 0.97813 | 0.00026922 | 0.00017085 | 0.00057869 | 2020-03-02 13:00
1482 | HE 1479 | 0.00056241 | 0.42603 | 0.28293 | 0.86142 | 0.00023961 | 0.00015912 | 0.00048448 | 2020-03-02 14:00
1483 | HE 1480 | 0.00046203 | 0.60648 | 0.29916 | 1.0326 | 0.00028021 | 0.00013822 | 0.00047708 | 2020-03-02 15:00
1484 | HE 1481 | 0.00031019 | 0.39958 | 0.29621 | 1.0946 | 0.00012395 | 9.1881e-05 | 0.00033955 | 2020-03-02 16:00
1485 | HE 1482 | 0.00013611 | 0.72611 | 0.42688 | 1.4012 | 9.8834e-05 | 5.8104e-05 | 0.00019072 | 2020-03-02 17:00
1486 | HE 1483 | 6.3714e-06 | 0.89117 | 0.82763 | 3.4669 | 5.678e-06 | 5.2731e-06 | 2.2089e-05 | 2020-03-02 18:00
1487 | HE 1484 | 0 | 0.58352 | 0.70564 | 1.388 | 0 | 0 | 0 | 2020-03-02 19:00
1488 | HE 1485 | 0 | 0.68623 | 0.3963 | 0.96061 | 0 | 0 | 0 | 2020-03-02 20:00
1489 | HE 1486 | 0 | 1.1089 | 0.65293 | 0.71014 | 0 | 0 | 0 | 2020-03-02 21:00
1490 | HE 1487 | 0 | 1.6016 | 0.71171 | 1.2543 | 0 | 0 | 0 | 2020-03-02 22:00
1491 | HE 1488 | 0 | 1.0854 | 0.5249 | 1.1558 | 0 | 0 | 0 | 2020-03-02 23:00
1492 | HE 1489 | 0 | 1.7791 | 0.39793 | 1.0127 | 0 | 0 | 0 | 2020-03-03
1493 | HE 1490 | 0 | 2.0893 | 0.35705 | 0.86759 | 0 | 0 | 0 | 2020-03-03 01:00
1494 | HE 1491 | 0 | 2.1011 | 0.3275 | 0.87494 | 0 | 0 | 0 | 2020-03-03 02:00
1495 | HE 1492 | 0 | 1.7878 | 0.29159 | 0.90562 | 0 | 0 | 0 | 2020-03-03 03:00
1496 | HE 1493 | 0 | 1.8769 | 0.35478 | 1.1239 | 0 | 0 | 0 | 2020-03-03 04:00
1497 | HE 1494 | 0 | 2.324 | 0.47862 | 1.4362 | 0 | 0 | 0 | 2020-03-03 05:00
1498 | HE 1495 | 0 | 1.7674 | 0.93599 | 1.6708 | 0 | 0 | 0 | 2020-03-03 06:00
1499 | HE 1496 | 5.9803e-05 | 1.1607 | 0.59921 | 1.2731 | 6.9411e-05 | 3.5834e-05 | 7.6132e-05 | 2020-03-03 07:00
1500 | HE 1497 | 0.0001999 | 1.0385 | 0.53272 | 1.1951 | 0.0002076 | 0.00010649 | 0.0002389 | 2020-03-03 08:00
1501 | HE 1498 | 0.00034142 | 0.98603 | 0.40817 | 1.5519 | 0.00033665 | 0.00013936 | 0.00052985 | 2020-03-03 09:00
1502 | HE 1499 | 0.00046492 | 0.82677 | 0.37333 | 1.5571 | 0.00038439 | 0.00017357 | 0.00072392 | 2020-03-03 10:00
1503 | HE 1500 | 0.00052816 | 0.64842 | 0.39785 | 1.3524 | 0.00034247 | 0.00021013 | 0.00071428 | 2020-03-03 11:00
1504 | HE 1501 | 0.00058369 | 1.0481 | 0.33252 | 1.0628 | 0.00061174 | 0.00019409 | 0.00062035 | 2020-03-03 12:00
1505 | HE 1502 | 0.00059163 | 1.0287 | 0.26758 | 1.0503 | 0.00060863 | 0.00015831 | 0.00062141 | 2020-03-03 13:00
1506 | HE 1503 | 0.00056241 | 1.0233 | 0.25166 | 0.8766 | 0.00057553 | 0.00014153 | 0.00049302 | 2020-03-03 14:00
1507 | HE 1504 | 0.00046203 | 0.81584 | 0.26131 | 0.84807 | 0.00037694 | 0.00012073 | 0.00039183 | 2020-03-03 15:00
1508 | HE 1505 | 0.00031019 | 0.83301 | 0.19778 | 0.87349 | 0.00025839 | 6.1351e-05 | 0.00027095 | 2020-03-03 16:00
1509 | HE 1506 | 0.00013611 | 1.3993 | 0.2189 | 0.92831 | 0.00019047 | 2.9796e-05 | 0.00012636 | 2020-03-03 17:00
1510 | HE 1507 | 6.3714e-06 | 1.5109 | 0.57826 | 1.8192 | 9.6264e-06 | 3.6843e-06 | 1.1591e-05 | 2020-03-03 18:00
1511 | HE 1508 | 0 | 1.0812 | 0.60426 | 1.1516 | 0 | 0 | 0 | 2020-03-03 19:00
1512 | HE 1509 | 0 | 1.389 | 0.52292 | 0.95177 | 0 | 0 | 0 | 2020-03-03 20:00
1513 | HE 1510 | 0 | 2.1063 | 0.4984 | 0.70245 | 0 | 0 | 0 | 2020-03-03 21:00
1514 | HE 1511 | 0 | 3.9684 | 0.28701 | 1.0837 | 0 | 0 | 0 | 2020-03-03 22:00
1515 | HE 1512 | 0 | 3.7614 | 0.24393 | 1.0483 | 0 | 0 | 0 | 2020-03-03 23:00
1516 | HE 1513 | 0 | 2.1887 | 0.16474 | 0.8554 | 0 | 0 | 0 | 2020-03-04
1517 | HE 1514 | 0 | 2.5895 | 0.15489 | 0.78015 | 0 | 0 | 0 | 2020-03-04 01:00
1518 | HE 1515 | 0 | 2.6417 | 0.16803 | 0.88872 | 0 | 0 | 0 | 2020-03-04 02:00
1519 | HE 1516 | 0 | 3.3551 | 0.16064 | 0.86339 | 0 | 0 | 0 | 2020-03-04 03:00
1520 | HE 1517 | 0 | 3.4571 | 0.2418 | 0.88275 | 0 | 0 | 0 | 2020-03-04 04:00
1521 | HE 1518 | 0 | 3.2069 | 0.59511 | 1.22 | 0 | 0 | 0 | 2020-03-04 05:00
1522 | HE 1519 | 0 | 2.2694 | 3.8765 | 1.8997 | 0 | 0 | 0 | 2020-03-04 06:00
1523 | HE 1520 | 5.9803e-05 | 1.649 | 3.2829 | 1.4934 | 9.8618e-05 | 0.00019633 | 8.931e-05 | 2020-03-04 07:00
1524 | HE 1521 | 0.0001999 | 1.2631 | 2.7319 | 1.0901 | 0.0002525 | 0.00054611 | 0.00021792 | 2020-03-04 08:00
1525 | HE 1522 | 0.00034142 | 1.1153 | 2.8397 | 1.0772 | 0.00038079 | 0.00096953 | 0.00036777 | 2020-03-04 09:00
1526 | HE 1523 | 0.00046492 | 1.1557 | 1.6459 | 1.0709 | 0.0005373 | 0.0007652 | 0.00049789 | 2020-03-04 10:00
1527 | HE 1524 | 0.00052816 | 1.225 | 1.3493 | 0.82765 | 0.00064698 | 0.00071263 | 0.00043713 | 2020-03-04 11:00
1528 | HE 1525 | 0.00058369 | 0.93541 | 0.87539 | 0.7324 | 0.00054599 | 0.00051096 | 0.0004275 | 2020-03-04 12:00
1529 | HE 1526 | 0.00059163 | 0.91561 | 0.71634 | 0.74521 | 0.0005417 | 0.00042381 | 0.00044089 | 2020-03-04 13:00
1530 | HE 1527 | 0.00056241 | 0.77649 | 0.54613 | 0.53633 | 0.00043671 | 0.00030715 | 0.00030164 | 2020-03-04 14:00
1531 | HE 1528 | 0.00046203 | 0.7819 | 0.61021 | 0.59456 | 0.00036126 | 0.00028193 | 0.0002747 | 2020-03-04 15:00
1532 | HE 1529 | 0.00031019 | 0.89383 | 0.87215 | 0.64969 | 0.00027726 | 0.00027053 | 0.00020153 | 2020-03-04 16:00
1533 | HE 1530 | 0.00013611 | 1.3401 | 3.8065 | 1.1219 | 0.0001824 | 0.00051812 | 0.00015271 | 2020-03-04 17:00
1534 | HE 1531 | 6.3714e-06 | 2.2209 | 7.7983 | 2.2082 | 1.415e-05 | 4.9686e-05 | 1.407e-05 | 2020-03-04 18:00
1535 | HE 1532 | 0 | 1.8219 | 4.8936 | 1.3098 | 0 | 0 | 0 | 2020-03-04 19:00
1536 | HE 1533 | 0 | 1.2534 | 3.6845 | 0.98746 | 0 | 0 | 0 | 2020-03-04 20:00
1537 | HE 1534 | 0 | 1.6775 | 2.1251 | 0.78188 | 0 | 0 | 0 | 2020-03-04 21:00
1538 | HE 1535 | 0 | 4.7046 | 0.73166 | 0.64147 | 0 | 0 | 0 | 2020-03-04 22:00
1539 | HE 1536 | 0 | 3.8426 | 0.38994 | 0.84425 | 0 | 0 | 0 | 2020-03-04 23:00
1540 | HE 1537 | 0 | 2.8117 | 0.31822 | 0.76694 | 0 | 0 | 0 | 2020-03-05
1541 | HE 1538 | 0 | 15.9073 | 0.31315 | 0.70185 | 0 | 0 | 0 | 2020-03-05 01:00
1542 | HE 1539 | 0 | 1.3772 | 0.42145 | 0.78697 | 0 | 0 | 0 | 2020-03-05 02:00
1543 | HE 1540 | 0 | 1.7927 | 0.65706 | 0.75551 | 0 | 0 | 0 | 2020-03-05 03:00
1544 | HE 1541 | 0 | 1.8653 | 1.0416 | 0.75597 | 0 | 0 | 0 | 2020-03-05 04:00
1545 | HE 1542 | 0 | 3.0271 | 4.4291 | 1.007 | 0 | 0 | 0 | 2020-03-05 05:00
1546 | HE 1543 | 0 | 1.2124 | 58.3197 | 1.6349 | 0 | 0 | 0 | 2020-03-05 06:00
1547 | HE 1544 | 5.9803e-05 | 0.95548 | 47.4055 | 1.0483 | 5.7141e-05 | 0.002835 | 6.269e-05 | 2020-03-05 07:00
1548 | HE 1545 | 0.0001999 | 0.7762 | 17.6928 | 0.88821 | 0.00015516 | 0.0035368 | 0.00017755 | 2020-03-05 08:00
1549 | HE 1546 | 0.00034142 | 1.0567 | 5.3183 | 0.94123 | 0.00036077 | 0.0018158 | 0.00032136 | 2020-03-05 09:00
1550 | HE 1547 | 0.00046492 | 0.9267 | 1.3499 | 0.73187 | 0.00043084 | 0.00062762 | 0.00034026 | 2020-03-05 10:00
1551 | HE 1548 | 0.00052816 | 1.1138 | 0.70858 | 0.8548 | 0.00058825 | 0.00037424 | 0.00045147 | 2020-03-05 11:00
1552 | HE 1549 | 0.00058369 | 0.82521 | 0.30739 | 0.7486 | 0.00048167 | 0.00017942 | 0.00043695 | 2020-03-05 12:00
1553 | HE 1550 | 0.00059163 | 0.99632 | 0.29767 | 0.74195 | 0.00058945 | 0.00017611 | 0.00043896 | 2020-03-05 13:00
1554 | HE 1551 | 0.00056241 | 0.9382 | 0.34287 | 0.53946 | 0.00052766 | 0.00019283 | 0.0003034 | 2020-03-05 14:00
1555 | HE 1552 | 0.00046203 | 0.90221 | 0.42696 | 0.57026 | 0.00041684 | 0.00019727 | 0.00026348 | 2020-03-05 15:00
1556 | HE 1553 | 0.00031019 | 1.0514 | 0.40434 | 0.6804 | 0.00032615 | 0.00012542 | 0.00021105 | 2020-03-05 16:00
1557 | HE 1554 | 0.00013611 | 1.4076 | 1.0842 | 0.93654 | 0.00019159 | 0.00014758 | 0.00012748 | 2020-03-05 17:00
1558 | HE 1555 | 6.3714e-06 | 3.4471 | 2.238 | 2.2982 | 2.1963e-05 | 1.4259e-05 | 1.4643e-05 | 2020-03-05 18:00
1559 | HE 1556 | 0 | 1.8371 | 1.889 | 1.6382 | 0 | 0 | 0 | 2020-03-05 19:00
1560 | HE 1557 | 0 | 1.0529 | 0.90637 | 0.89169 | 0 | 0 | 0 | 2020-03-05 20:00
1561 | HE 1558 | 0 | 0.9893 | 0.58463 | 0.78117 | 0 | 0 | 0 | 2020-03-05 21:00
1562 | HE 1559 | 0 | 1.4448 | 0.36664 | 0.67531 | 0 | 0 | 0 | 2020-03-05 22:00
1563 | HE 1560 | 0 | 1.0128 | 0.3737 | 0.78897 | 0 | 0 | 0 | 2020-03-05 23:00
1564 | HE 1561 | 0 | 0.61886 | 0.21317 | 0.66899 | 0 | 0 | 0 | 2020-03-06
1565 | HE 1562 | 0 | 0.60809 | 0.18886 | 0.55346 | 0 | 0 | 0 | 2020-03-06 01:00
1566 | HE 1563 | 0 | 0.61132 | 0.20065 | 0.57339 | 0 | 0 | 0 | 2020-03-06 02:00
1567 | HE 1564 | 0 | 0.61192 | 0.19298 | 0.54025 | 0 | 0 | 0 | 2020-03-06 03:00
1568 | HE 1565 | 0 | 0.63447 | 0.34147 | 0.65012 | 0 | 0 | 0 | 2020-03-06 04:00
1569 | HE 1566 | 0 | 1.007 | 0.94442 | 0.80569 | 0 | 0 | 0 | 2020-03-06 05:00
1570 | HE 1567 | 0 | 2.8491 | 5.7998 | 2.2569 | 0 | 0 | 0 | 2020-03-06 06:00
1571 | HE 1568 | 5.9803e-05 | 1.7831 | 2.6821 | 1.6968 | 0.00010664 | 0.0001604 | 0.00010147 | 2020-03-06 07:00
1572 | HE 1569 | 0.0001999 | 0.98089 | 1.367 | 1.3158 | 0.00019608 | 0.00027327 | 0.00026304 | 2020-03-06 08:00
1573 | HE 1570 | 0.00034142 | 0.73879 | 0.88833 | 0.95157 | 0.00025224 | 0.00030329 | 0.00032489 | 2020-03-06 09:00
1574 | HE 1571 | 0.00046492 | 0.5248 | 0.48769 | 0.81579 | 0.00024399 | 0.00022674 | 0.00037928 | 2020-03-06 10:00
1575 | HE 1572 | 0.00052816 | 0.58029 | 0.34988 | 0.70611 | 0.00030648 | 0.00018479 | 0.00037294 | 2020-03-06 11:00
1576 | HE 1573 | 0.00058369 | 0.57408 | 0.44686 | 0.61725 | 0.00033509 | 0.00026083 | 0.00036029 | 2020-03-06 12:00
1577 | HE 1574 | 0.00059163 | 0.62546 | 0.53696 | 0.66865 | 0.00037004 | 0.00031768 | 0.00039559 | 2020-03-06 13:00
1578 | HE 1575 | 0.00056241 | 0.49995 | 0.478 | 0.45987 | 0.00028118 | 0.00026883 | 0.00025864 | 2020-03-06 14:00
1579 | HE 1576 | 0.00046203 | 0.52985 | 0.52298 | 0.45443 | 0.00024481 | 0.00024163 | 0.00020996 | 2020-03-06 15:00
1580 | HE 1577 | 0.00031019 | 0.53357 | 0.50226 | 0.45587 | 0.00016551 | 0.0001558 | 0.00014141 | 2020-03-06 16:00
1581 | HE 1578 | 0.00013611 | 0.7959 | 0.74944 | 0.67639 | 0.00010833 | 0.00010201 | 9.2067e-05 | 2020-03-06 17:00
1582 | HE 1579 | 6.3714e-06 | 2.8597 | 1.2802 | 1.2688 | 1.822e-05 | 8.1567e-06 | 8.0839e-06 | 2020-03-06 18:00
1583 | HE 1580 | 0 | 1.2239 | 1.0881 | 0.90169 | 0 | 0 | 0 | 2020-03-06 19:00
1584 | HE 1581 | 0 | 0.86783 | 0.66504 | 0.65185 | 0 | 0 | 0 | 2020-03-06 20:00
1585 | HE 1582 | 0 | 0.84774 | 1.0198 | 0.8222 | 0 | 0 | 0 | 2020-03-06 21:00
1586 | HE 1583 | 0 | 1.0154 | 2.0357 | 0.95784 | 0 | 0 | 0 | 2020-03-06 22:00
1587 | HE 1584 | 0 | 0.9535 | 1.109 | 0.91006 | 0 | 0 | 0 | 2020-03-06 23:00
1588 | HE 1585 | 0 | 0.48306 | 1.9006 | 1.6704 | 0 | 0 | 0 | 2020-03-07
1589 | HE 1586 | 0 | 0.39174 | 1.1222 | 1.6766 | 0 | 0 | 0 | 2020-03-07 01:00
1590 | HE 1587 | 0 | 0.40096 | 1.1164 | 1.6974 | 0 | 0 | 0 | 2020-03-07 02:00
1591 | HE 1588 | 0 | 0.38812 | 1.9443 | 1.6592 | 0 | 0 | 0 | 2020-03-07 03:00
1592 | HE 1589 | 0 | 0.61034 | 2.029 | 1.4782 | 0 | 0 | 0 | 2020-03-07 04:00
1593 | HE 1590 | 0 | 1.0973 | 2.3431 | 1.1823 | 0 | 0 | 0 | 2020-03-07 05:00
1594 | HE 1591 | 0 | 5.8297 | 5.1265 | 2.4101 | 0 | 0 | 0 | 2020-03-07 06:00
1595 | HE 1592 | 5.9803e-05 | 3.7282 | 3.328 | 1.5237 | 0.00022295 | 0.00019902 | 9.1124e-05 | 2020-03-07 07:00
1596 | HE 1593 | 0.0001999 | 1.1444 | 1.7288 | 1.6785 | 0.00022877 | 0.00034559 | 0.00033553 | 2020-03-07 08:00
1597 | HE 1594 | 0.00034142 | 1.0291 | 1.1051 | 1.414 | 0.00035136 | 0.00037732 | 0.00048276 | 2020-03-07 09:00
1598 | HE 1595 | 0.00046492 | 0.86986 | 1.0052 | 1.0283 | 0.00040442 | 0.00046736 | 0.00047807 | 2020-03-07 10:00
1599 | HE 1596 | 0.00052816 | 0.7077 | 0.70975 | 0.94397 | 0.00037378 | 0.00037486 | 0.00049857 | 2020-03-07 11:00
1600 | HE 1597 | 0.00058369 | 0.66146 | 0.73098 | 0.86202 | 0.00038609 | 0.00042667 | 0.00050316 | 2020-03-07 12:00
1601 | HE 1598 | 0.00059163 | 0.59626 | 1.7483 | 0.79653 | 0.00035276 | 0.0010343 | 0.00047125 | 2020-03-07 13:00
1602 | HE 1599 | 0.00056241 | 0.41161 | 1.3731 | 0.73496 | 0.0002315 | 0.00077226 | 0.00041335 | 2020-03-07 14:00
1603 | HE 1600 | 0.00046203 | 0.32836 | 1.5349 | 0.74652 | 0.00015171 | 0.00070915 | 0.00034491 | 2020-03-07 15:00
1604 | HE 1601 | 0.00031019 | 0.327 | 1.1721 | 0.75136 | 0.00010143 | 0.00036357 | 0.00023307 | 2020-03-07 16:00
1605 | HE 1602 | 0.00013611 | 0.63615 | 1.3004 | 0.82653 | 8.659e-05 | 0.000177 | 0.0001125 | 2020-03-07 17:00
1606 | HE 1603 | 6.3714e-06 | 2.3254 | 2.2425 | 1.3571 | 1.4816e-05 | 1.4288e-05 | 8.6465e-06 | 2020-03-07 18:00
1607 | HE 1604 | 0 | 0.97712 | 1.9268 | 1.1011 | 0 | 0 | 0 | 2020-03-07 19:00
1608 | HE 1605 | 0 | 0.56423 | 2.245 | 0.86871 | 0 | 0 | 0 | 2020-03-07 20:00
1609 | HE 1606 | 0 | 0.52089 | 2.5577 | 0.89972 | 0 | 0 | 0 | 2020-03-07 21:00
1610 | HE 1607 | 0 | 0.96436 | 2.4198 | 1.9693 | 0 | 0 | 0 | 2020-03-07 22:00
1611 | HE 1608 | 0 | 1.1911 | 2.3679 | 1.95 | 0 | 0 | 0 | 2020-03-07 23:00
1612 | HE 1609 | 0 | 0.3791 | 2.4195 | 1.4668 | 0 | 0 | 0 | 2020-03-08
1613 | HE 1610 | 0 | 0.30462 | 1.8428 | 1.6549 | 0 | 0 | 0 | 2020-03-08 01:00
1614 | HE 1611 | 0 | 0.2971 | 1.8395 | 0 | 0 | 0 | 0 | 2020-03-08 02:00
1615 | HE 1612 | 0 | 0.28187 | 2.4288 | 1.4602 | 0 | 0 | 0 | 2020-03-08 03:00
1616 | HE 1613 | 0 | 0.36481 | 2.5241 | 0.95018 | 0 | 0 | 0 | 2020-03-08 04:00
1617 | HE 1614 | 0 | 0.50195 | 2.32 | 1.6896 | 0 | 0 | 0 | 2020-03-08 05:00
1618 | HE 1615 | 0 | 3.503 | 2.8862 | 1.1697 | 0 | 0 | 0 | 2020-03-08 06:00
1619 | HE 1616 | 5.9803e-05 | 2.3348 | 1.5737 | 1.0999 | 0.00013963 | 9.4112e-05 | 6.5778e-05 | 2020-03-08 07:00
1620 | HE 1617 | 0.0001999 | 0.99131 | 1.0847 | 1.0088 | 0.00019816 | 0.00021683 | 0.00020166 | 2020-03-08 08:00
1621 | HE 1618 | 0.00034142 | 0.76562 | 1.2369 | 0.98919 | 0.0002614 | 0.00042232 | 0.00033773 | 2020-03-08 09:00
1622 | HE 1619 | 0.00046492 | 0.88853 | 1.462 | 0.83397 | 0.0004131 | 0.0006797 | 0.00038774 | 2020-03-08 10:00
1623 | HE 1620 | 0.00052816 | 1.0691 | 1.1727 | 0.7659 | 0.00056464 | 0.0006194 | 0.00040452 | 2020-03-08 11:00
1624 | HE 1621 | 0.00058369 | 40.5263 | 0.81992 | 0.77584 | 0.023655 | 0.00047858 | 0.00045285 | 2020-03-08 12:00
1625 | HE 1622 | 0.00059163 | 1.0362 | 0.8038 | 0.79277 | 0.00061307 | 0.00047555 | 0.00046903 | 2020-03-08 13:00
1626 | HE 1623 | 0.00056241 | 0.75973 | 0.62621 | 0.72448 | 0.00042729 | 0.00035219 | 0.00040746 | 2020-03-08 14:00
1627 | HE 1624 | 0.00046203 | 0.45489 | 0.67937 | 0.69632 | 0.00021017 | 0.00031389 | 0.00032172 | 2020-03-08 15:00
1628 | HE 1625 | 0.00031019 | 0.45703 | 0.63862 | 0.72788 | 0.00014177 | 0.0001981 | 0.00022578 | 2020-03-08 16:00
1629 | HE 1626 | 0.00013611 | 0.74125 | 0.88278 | 0.75576 | 0.0001009 | 0.00012016 | 0.00010287 | 2020-03-08 17:00
1630 | HE 1627 | 6.3714e-06 | 1.3396 | 1.0756 | 1.6371 | 8.5352e-06 | 6.8532e-06 | 1.0431e-05 | 2020-03-08 18:00
1631 | HE 1628 | 0 | 0.92516 | 1.8171 | 1.2772 | 0 | 0 | 0 | 2020-03-08 19:00
1632 | HE 1629 | 0 | 0.69935 | 1.8422 | 0.99612 | 0 | 0 | 0 | 2020-03-08 20:00
1633 | HE 1630 | 0 | 0.70342 | 2.3084 | 0.83647 | 0 | 0 | 0 | 2020-03-08 21:00
1634 | HE 1631 | 0 | 2.1008 | 3.5296 | 1.7751 | 0 | 0 | 0 | 2020-03-08 22:00
1635 | HE 1632 | 0 | 2.3002 | 3.9989 | 2.0755 | 0 | 0 | 0 | 2020-03-08 23:00
1636 | HE 1633 | 0 | 2.0151 | 1.4917 | 2.0861 | 0 | 0 | 0 | 2020-03-09
1637 | HE 1634 | 0 | 2.0193 | 1.4707 | 1.8282 | 0 | 0 | 0 | 2020-03-09 01:00
1638 | HE 1635 | 0 | 2.0311 | 1.8895 | 2.1872 | 0 | 0 | 0 | 2020-03-09 02:00
1639 | HE 1636 | 0 | 2.004 | 1.9037 | 1.8395 | 0 | 0 | 0 | 2020-03-09 03:00
1640 | HE 1637 | 0 | 1.994 | 2.3184 | 1.8507 | 0 | 0 | 0 | 2020-03-09 04:00
1641 | HE 1638 | 0 | 2.2858 | 3.4946 | 3.0405 | 0 | 0 | 0 | 2020-03-09 05:00
1642 | HE 1639 | 0 | 1.9619 | 3.6904 | 2.3378 | 0 | 0 | 0 | 2020-03-09 06:00
1643 | HE 1640 | 5.9803e-05 | 0.93624 | 2.5184 | 1.5046 | 5.599e-05 | 0.00015061 | 8.9977e-05 | 2020-03-09 07:00
1644 | HE 1641 | 0.0001999 | 0.84437 | 2.4526 | 1.2929 | 0.00016879 | 0.00049027 | 0.00025845 | 2020-03-09 08:00
1645 | HE 1642 | 0.00034142 | 0.5996 | 1.8579 | 0.95308 | 0.00020471 | 0.00063431 | 0.0003254 | 2020-03-09 09:00
1646 | HE 1643 | 0.00046492 | 0.48902 | 1.3267 | 0.85827 | 0.00022736 | 0.0006168 | 0.00039903 | 2020-03-09 10:00
1647 | HE 1644 | 0.00052816 | 0.42464 | 1.1165 | 0.9058 | 0.00022428 | 0.0005897 | 0.00047841 | 2020-03-09 11:00
1648 | HE 1645 | 0.00058369 | 0.44728 | 0.88278 | 0.91869 | 0.00026107 | 0.00051528 | 0.00053623 | 2020-03-09 12:00
1649 | HE 1646 | 0.00059163 | 0.50226 | 0.71462 | 0.8734 | 0.00029715 | 0.00042279 | 0.00051673 | 2020-03-09 13:00
1650 | HE 1647 | 0.00056241 | 0.40435 | 0.79127 | 0.63922 | 0.00022741 | 0.00044502 | 0.00035951 | 2020-03-09 14:00
1651 | HE 1648 | 0.00046203 | 0.43888 | 0.95206 | 0.68222 | 0.00020278 | 0.00043988 | 0.0003152 | 2020-03-09 15:00
1652 | HE 1649 | 0.00031019 | 0.43299 | 1.2718 | 0.87353 | 0.00013431 | 0.00039451 | 0.00027096 | 2020-03-09 16:00
1653 | HE 1650 | 0.00013611 | 0.56651 | 1.4506 | 1.1327 | 7.711e-05 | 0.00019745 | 0.00015418 | 2020-03-09 17:00
1654 | HE 1651 | 6.3714e-06 | 1.5376 | 2.1594 | 2.3497 | 9.7965e-06 | 1.3759e-05 | 1.4971e-05 | 2020-03-09 18:00
1655 | HE 1652 | 0 | 0.63494 | 2.1386 | 2.6039 | 0 | 0 | 0 | 2020-03-09 19:00
1656 | HE 1653 | 0 | 0.60355 | 1.0723 | 1.2361 | 0 | 0 | 0 | 2020-03-09 20:00
1657 | HE 1654 | 0 | 1.2866 | 1.0411 | 0.83591 | 0 | 0 | 0 | 2020-03-09 21:00
1658 | HE 1655 | 0 | 1.8045 | 1.1663 | 0.65071 | 0 | 0 | 0 | 2020-03-09 22:00
1659 | HE 1656 | 0 | 1.4081 | 0.87297 | 0.90968 | 0 | 0 | 0 | 2020-03-09 23:00
1660 | HE 1657 | 0 | 1.1771 | 0.93016 | 0.88059 | 0 | 0 | 0 | 2020-03-10
1661 | HE 1658 | 0 | 1.0547 | 0.60603 | 0.88454 | 0 | 0 | 0 | 2020-03-10 01:00
1662 | HE 1659 | 0 | 1.683 | 0.59169 | 0.92636 | 0 | 0 | 0 | 2020-03-10 02:00
1663 | HE 1660 | 0 | 1.0222 | 0.67156 | 0.88979 | 0 | 0 | 0 | 2020-03-10 03:00
1664 | HE 1661 | 0 | 1.1276 | 1.6004 | 1.0411 | 0 | 0 | 0 | 2020-03-10 04:00
1665 | HE 1662 | 0 | 2.1202 | 2.308 | 1.3545 | 0 | 0 | 0 | 2020-03-10 05:00
1666 | HE 1663 | 0 | 1.1797 | 1.3284 | 1.8579 | 0 | 0 | 0 | 2020-03-10 06:00
1667 | HE 1664 | 5.9803e-05 | 1.0916 | 1.4154 | 1.3878 | 6.5282e-05 | 8.4643e-05 | 8.2995e-05 | 2020-03-10 07:00
1668 | HE 1665 | 0.0001999 | 1.0621 | 1.6002 | 1.4071 | 0.00021231 | 0.00031987 | 0.00028129 | 2020-03-10 08:00
1669 | HE 1666 | 0.00034142 | 1.4564 | 1.0582 | 1.3976 | 0.00049726 | 0.00036128 | 0.00047716 | 2020-03-10 09:00
1670 | HE 1667 | 0.00046492 | 0.87056 | 0.92829 | 1.6141 | 0.00040475 | 0.00043159 | 0.00075044 | 2020-03-10 10:00
1671 | HE 1668 | 0.00052816 | 1.1299 | 0.87854 | 1.4172 | 0.00059679 | 0.00046401 | 0.00074851 | 2020-03-10 11:00
1672 | HE 1669 | 0.00058369 | 1.0724 | 0.85739 | 1.1679 | 0.00062595 | 0.00050045 | 0.00068172 | 2020-03-10 12:00
1673 | HE 1670 | 0.00059163 | 0.95892 | 0.84483 | 1.2389 | 0.00056733 | 0.00049983 | 0.00073298 | 2020-03-10 13:00
1674 | HE 1671 | 0.00056241 | 0.94217 | 0.85993 | 0.98355 | 0.00052989 | 0.00048363 | 0.00055317 | 2020-03-10 14:00
1675 | HE 1672 | 0.00046203 | 1.6629 | 1.0319 | 1.0577 | 0.00076832 | 0.00047677 | 0.0004887 | 2020-03-10 15:00
1676 | HE 1673 | 0.00031019 | 1.0542 | 1.0432 | 1.3467 | 0.00032701 | 0.00032359 | 0.00041774 | 2020-03-10 16:00
1677 | HE 1674 | 0.00013611 | 1.1933 | 1.5062 | 1.0782 | 0.00016242 | 0.00020502 | 0.00014676 | 2020-03-10 17:00
1678 | HE 1675 | 6.3714e-06 | 1.5119 | 2.2071 | 1.4329 | 9.6332e-06 | 1.4062e-05 | 9.1297e-06 | 2020-03-10 18:00
1679 | HE 1676 | 0 | 0.90655 | 1.3772 | 1.3445 | 0 | 0 | 0 | 2020-03-10 19:00
1680 | HE 1677 | 0 | 0.89469 | 1.0795 | 0.93278 | 0 | 0 | 0 | 2020-03-10 20:00
1681 | HE 1678 | 0 | 0.72891 | 0.94047 | 0.7603 | 0 | 0 | 0 | 2020-03-10 21:00
1682 | HE 1679 | 0 | 1.2743 | 1.0652 | 0.84455 | 0 | 0 | 0 | 2020-03-10 22:00
1683 | HE 1680 | 0 | 1.3521 | 0.51124 | 1.1561 | 0 | 0 | 0 | 2020-03-10 23:00
1684 | HE 1681 | 0 | 1.6063 | 0.47975 | 0.87189 | 0 | 0 | 0 | 2020-03-11
1685 | HE 1682 | 0 | 1.6386 | 0.54052 | 0.8611 | 0 | 0 | 0 | 2020-03-11 01:00
1686 | HE 1683 | 0 | 0 | 0.4581 | 0.93317 | 0 | 0 | 0 | 2020-03-11 02:00
1687 | HE 1684 | 0 | 2.0109 | 0.57133 | 0.897 | 0 | 0 | 0 | 2020-03-11 03:00
1688 | HE 1685 | 0 | 2.4249 | 0.85558 | 0.96361 | 0 | 0 | 0 | 2020-03-11 04:00
1689 | HE 1686 | 0 | 3.5436 | 1.7517 | 1.8908 | 0 | 0 | 0 | 2020-03-11 05:00
1690 | HE 1687 | 0 | 2.5751 | 1.7485 | 0.95587 | 0 | 0 | 0 | 2020-03-11 06:00
1691 | HE 1688 | 5.9803e-05 | 1.7181 | 1.0079 | 0.79757 | 0.00010275 | 6.0277e-05 | 4.7697e-05 | 2020-03-11 07:00
1692 | HE 1689 | 0.0001999 | 1.1756 | 1.1611 | 1.1592 | 0.000235 | 0.00023211 | 0.00023173 | 2020-03-11 08:00
1693 | HE 1690 | 0.00034142 | 1.5777 | 1.447 | 0.82081 | 0.00053865 | 0.00049402 | 0.00028024 | 2020-03-11 09:00
1694 | HE 1691 | 0.00046492 | 1.294 | 1.5162 | 0.81184 | 0.00060161 | 0.00070492 | 0.00037745 | 2020-03-11 10:00
1695 | HE 1692 | 0.00052816 | 1.3317 | 0.91818 | 0.95514 | 0.00070336 | 0.00048494 | 0.00050446 | 2020-03-11 11:00
1696 | HE 1693 | 0.00058369 | 1.1626 | 0.89116 | 1.1249 | 0.00067857 | 0.00052016 | 0.00065659 | 2020-03-11 12:00
1697 | HE 1694 | 0.00059163 | 0.99978 | 0.78443 | 1.684 | 0.0005915 | 0.00046409 | 0.0009963 | 2020-03-11 13:00
1698 | HE 1695 | 0.00056241 | 1.2386 | 0.79452 | 1.4527 | 0.00069663 | 0.00044685 | 0.000817 | 2020-03-11 14:00
1699 | HE 1696 | 0.00046203 | 0.98933 | 0.8223 | 1.7687 | 0.0004571 | 0.00037993 | 0.0008172 | 2020-03-11 15:00
1700 | HE 1697 | 0.00031019 | 1.0473 | 0.95981 | 1.8601 | 0.00032488 | 0.00029772 | 0.00057699 | 2020-03-11 16:00
1701 | HE 1698 | 0.00013611 | 0.67967 | 2.0108 | 1.319 | 9.2513e-05 | 0.0002737 | 0.00017953 | 2020-03-11 17:00
1702 | HE 1699 | 6.3714e-06 | 1.0832 | 2.1737 | 1.8391 | 6.9015e-06 | 1.3849e-05 | 1.1718e-05 | 2020-03-11 18:00
1703 | HE 1700 | 0 | 1.9429 | 1.1475 | 1.4569 | 0 | 0 | 0 | 2020-03-11 19:00
1704 | HE 1701 | 0 | 1.0326 | 1.0602 | 0.9663 | 0 | 0 | 0 | 2020-03-11 20:00
1705 | HE 1702 | 0 | 0.70648 | 0.82129 | 0.73487 | 0 | 0 | 0 | 2020-03-11 21:00
1706 | HE 1703 | 0 | 1.4354 | 0.78961 | 0.56478 | 0 | 0 | 0 | 2020-03-11 22:00
1707 | HE 1704 | 0 | 1.3333 | 0.70036 | 1.0647 | 0 | 0 | 0 | 2020-03-11 23:00
1708 | HE 1705 | 0 | 0.99783 | 0.58742 | 0.61961 | 0 | 0 | 0 | 2020-03-12
1709 | HE 1706 | 0 | 1.0127 | 0.58581 | 0.63009 | 0 | 0 | 0 | 2020-03-12 01:00
1710 | HE 1707 | 0 | 1.019 | 0.64235 | 0.67191 | 0 | 0 | 0 | 2020-03-12 02:00
1711 | HE 1708 | 0 | 1.0044 | 0.61107 | 0.64831 | 0 | 0 | 0 | 2020-03-12 03:00
1712 | HE 1709 | 0 | 1.0314 | 0.8777 | 0.66268 | 0 | 0 | 0 | 2020-03-12 04:00
1713 | HE 1710 | 0 | 1.3836 | 1.8448 | 0.94402 | 0 | 0 | 0 | 2020-03-12 05:00
1714 | HE 1711 | 0 | 2.952 | 1.594 | 1.3755 | 0 | 0 | 0 | 2020-03-12 06:00
1715 | HE 1712 | 5.9803e-05 | 2.5922 | 0.9951 | 1.0229 | 0.00015502 | 5.951e-05 | 6.1172e-05 | 2020-03-12 07:00
1716 | HE 1713 | 0.0001999 | 1.4986 | 1.5722 | 0.92893 | 0.00029958 | 0.00031429 | 0.00018569 | 2020-03-12 08:00
1717 | HE 1714 | 0.00034142 | 1.2212 | 0.98228 | 0.77489 | 0.00041695 | 0.00033537 | 0.00026456 | 2020-03-12 09:00
1718 | HE 1715 | 0.00046492 | 0.8186 | 0.87007 | 0.74941 | 0.00038059 | 0.00040452 | 0.00034842 | 2020-03-12 10:00
1719 | HE 1716 | 0.00052816 | 0.75169 | 0.96142 | 0.82091 | 0.00039701 | 0.00050778 | 0.00043357 | 2020-03-12 11:00
1720 | HE 1717 | 0.00058369 | 0.50726 | 1.0735 | 0.99229 | 0.00029608 | 0.00062662 | 0.00057919 | 2020-03-12 12:00
1721 | HE 1718 | 0.00059163 | 0.52624 | 0.98185 | 1.3633 | 0.00031134 | 0.00058089 | 0.00080656 | 2020-03-12 13:00
1722 | HE 1719 | 0.00056241 | 0.56066 | 0.99981 | 1.3973 | 0.00031533 | 0.00056231 | 0.00078588 | 2020-03-12 14:00
1723 | HE 1720 | 0.00046203 | 0.56115 | 1.0257 | 1.7863 | 0.00025927 | 0.00047391 | 0.00082532 | 2020-03-12 15:00
1724 | HE 1721 | 0.00031019 | 0.66448 | 1.0724 | 2.7902 | 0.00020612 | 0.00033264 | 0.0008655 | 2020-03-12 16:00
1725 | HE 1722 | 0.00013611 | 0.89837 | 1.4721 | 1.7612 | 0.00012228 | 0.00020037 | 0.00023973 | 2020-03-12 17:00
1726 | HE 1723 | 6.3714e-06 | 2.1874 | 1.4656 | 2.085 | 1.3937e-05 | 9.338e-06 | 1.3285e-05 | 2020-03-12 18:00
1727 | HE 1724 | 0 | 2.724 | 1.4232 | 2.0009 | 0 | 0 | 0 | 2020-03-12 19:00
1728 | HE 1725 | 0 | 1.506 | 1.5394 | 1.1526 | 0 | 0 | 0 | 2020-03-12 20:00
1729 | HE 1726 | 0 | 0.77171 | 2.4618 | 0.82255 | 0 | 0 | 0 | 2020-03-12 21:00
1730 | HE 1727 | 0 | 1.1135 | 1.4283 | 0.76648 | 0 | 0 | 0 | 2020-03-12 22:00
1731 | HE 1728 | 0 | 1.0691 | 1.9083 | 0.74908 | 0 | 0 | 0 | 2020-03-12 23:00
1732 | HE 1729 | 0 | 0.50296 | 1.888 | 0.44534 | 0 | 0 | 0 | 2020-03-13
1733 | HE 1730 | 0 | 0.48956 | 1.8793 | 0.43259 | 0 | 0 | 0 | 2020-03-13 01:00
1734 | HE 1731 | 0 | 0.501 | 1.8737 | 0.40099 | 0 | 0 | 0 | 2020-03-13 02:00
1735 | HE 1732 | 0 | 0.44853 | 1.5481 | 0.33712 | 0 | 0 | 0 | 2020-03-13 03:00
1736 | HE 1733 | 0 | 0.51435 | 2.4762 | 0.3494 | 0 | 0 | 0 | 2020-03-13 04:00
1737 | HE 1734 | 0 | 1.0294 | 2.6376 | 0.61716 | 0 | 0 | 0 | 2020-03-13 05:00
1738 | HE 1735 | 0 | 3.4731 | 1.9311 | 1.1044 | 0 | 0 | 0 | 2020-03-13 06:00
1739 | HE 1736 | 5.9803e-05 | 3.2511 | 1.2506 | 1.0555 | 0.00019443 | 7.4789e-05 | 6.3122e-05 | 2020-03-13 07:00
1740 | HE 1737 | 0.0001999 | 1.6247 | 1.2822 | 0.90133 | 0.00032478 | 0.00025631 | 0.00018018 | 2020-03-13 08:00
1741 | HE 1738 | 0.00034142 | 1.6574 | 1.4212 | 0.96879 | 0.00056587 | 0.00048522 | 0.00033076 | 2020-03-13 09:00
1742 | HE 1739 | 0.00046492 | 0.94613 | 1.3254 | 0.66436 | 0.00043988 | 0.00061621 | 0.00030888 | 2020-03-13 10:00
1743 | HE 1740 | 0.00052816 | 0.96668 | 2.6479 | 0.5945 | 0.00051056 | 0.0013985 | 0.00031399 | 2020-03-13 11:00
1744 | HE 1741 | 0.00058369 | 0.77437 | 1.414 | 0.79887 | 0.000452 | 0.00082532 | 0.0004663 | 2020-03-13 12:00
1745 | HE 1742 | 0.00059163 | 0.71416 | 1.3543 | 0.80174 | 0.00042252 | 0.00080123 | 0.00047433 | 2020-03-13 13:00
1746 | HE 1743 | 0.00056241 | 0.59001 | 1.3615 | 0.74888 | 0.00033183 | 0.00076572 | 0.00042118 | 2020-03-13 14:00
1747 | HE 1744 | 0.00046203 | 0.43472 | 1.5285 | 0.80304 | 0.00020085 | 0.00070621 | 0.00037103 | 2020-03-13 15:00
1748 | HE 1745 | 0.00031019 | 0.43244 | 1.9697 | 0.91108 | 0.00013414 | 0.00061099 | 0.00028261 | 2020-03-13 16:00
1749 | HE 1746 | 0.00013611 | 0.5674 | 2.5093 | 0.80211 | 7.7232e-05 | 0.00034156 | 0.00010918 | 2020-03-13 17:00
1750 | HE 1747 | 6.3714e-06 | 1.3454 | 2.31 | 1.3288 | 8.5723e-06 | 1.4718e-05 | 8.4661e-06 | 2020-03-13 18:00
1751 | HE 1748 | 0 | 2.1774 | 1.8821 | 0.92188 | 0 | 0 | 0 | 2020-03-13 19:00
1752 | HE 1749 | 0 | 1.0355 | 2.2354 | 0.79009 | 0 | 0 | 0 | 2020-03-13 20:00
1753 | HE 1750 | 0 | 0.59686 | 2.6884 | 0.55849 | 0 | 0 | 0 | 2020-03-13 21:00
1754 | HE 1751 | 0 | 0.86575 | 2.3321 | 0.49804 | 0 | 0 | 0 | 2020-03-13 22:00
1755 | HE 1752 | 0 | 0.79932 | 1.6072 | 0.51008 | 0 | 0 | 0 | 2020-03-13 23:00
1756 | HE 1753 | 0 | 0.34765 | 1.6181 | 0.80121 | 0 | 0 | 0 | 2020-03-14
1757 | HE 1754 | 0 | 0.32638 | 1.6483 | 0.67475 | 0 | 0 | 0 | 2020-03-14 01:00
1758 | HE 1755 | 0 | 0.33918 | 1.6604 | 0.57225 | 0 | 0 | 0 | 2020-03-14 02:00
1759 | HE 1756 | 0 | 0.33845 | 1.6898 | 0.43112 | 0 | 0 | 0 | 2020-03-14 03:00
1760 | HE 1757 | 0 | 0.34742 | 2.2074 | 0.46193 | 0 | 0 | 0 | 2020-03-14 04:00
1761 | HE 1758 | 0 | 0.65975 | 1.4519 | 0.85813 | 0 | 0 | 0 | 2020-03-14 05:00
1762 | HE 1759 | 0 | 2.575 | 1.2585 | 1.2164 | 0 | 0 | 0 | 2020-03-14 06:00
1763 | HE 1760 | 5.9803e-05 | 2.8096 | 1.1291 | 1.2386 | 0.00016802 | 6.7524e-05 | 7.407e-05 | 2020-03-14 07:00
1764 | HE 1761 | 0.0001999 | 1.2919 | 1.0635 | 1.3034 | 0.00025824 | 0.0002126 | 0.00026056 | 2020-03-14 08:00
1765 | HE 1762 | 0.00034142 | 1.0729 | 1.0451 | 1.2977 | 0.00036631 | 0.00035683 | 0.00044306 | 2020-03-14 09:00
1766 | HE 1763 | 0.00046492 | 0.80061 | 0.93655 | 1.4117 | 0.00037222 | 0.00043543 | 0.00065633 | 2020-03-14 10:00
1767 | HE 1764 | 0.00052816 | 0.64027 | 0.85529 | 1.976 | 0.00033816 | 0.00045173 | 0.0010436 | 2020-03-14 11:00
1768 | HE 1765 | 0.00058369 | 0.6392 | 0.85716 | 2.1163 | 0.0003731 | 0.00050032 | 0.0012353 | 2020-03-14 12:00
1769 | HE 1766 | 0.00059163 | 0.54175 | 0.86291 | 2.3318 | 0.00032051 | 0.00051052 | 0.0013796 | 2020-03-14 13:00
1770 | HE 1767 | 0.00056241 | 0.57687 | 0.8309 | 1.8569 | 0.00032444 | 0.00046731 | 0.0010444 | 2020-03-14 14:00
1771 | HE 1768 | 0.00046203 | 0.66349 | 0.90225 | 2.21 | 0.00030655 | 0.00041686 | 0.0010211 | 2020-03-14 15:00
1772 | HE 1769 | 0.00031019 | 0.76817 | 1.0318 | 3.0562 | 0.00023828 | 0.00032006 | 0.00094802 | 2020-03-14 16:00
1773 | HE 1770 | 0.00013611 | 0.90594 | 1.6621 | 2.5741 | 0.00012331 | 0.00022623 | 0.00035037 | 2020-03-14 17:00
1774 | HE 1771 | 6.3714e-06 | 0.99829 | 2.5156 | 4.0563 | 6.3605e-06 | 1.6028e-05 | 2.5844e-05 | 2020-03-14 18:00
1775 | HE 1772 | 0 | 1.2336 | 1.705 | 4.6039 | 0 | 0 | 0 | 2020-03-14 19:00
1776 | HE 1773 | 0 | 1.4496 | 1.2577 | 1.7203 | 0 | 0 | 0 | 2020-03-14 20:00
1777 | HE 1774 | 0 | 1.4754 | 2.0302 | 1.0129 | 0 | 0 | 0 | 2020-03-14 21:00
1778 | HE 1775 | 0 | 2.6952 | 2.2009 | 0.76938 | 0 | 0 | 0 | 2020-03-14 22:00
1779 | HE 1776 | 0 | 2.6534 | 1.8532 | 0.75743 | 0 | 0 | 0 | 2020-03-14 23:00
1780 | HE 1777 | 0 | 2.5682 | 1.6667 | 0.45433 | 0 | 0 | 0 | 2020-03-15
1781 | HE 1778 | 0 | 2.5262 | 1.7093 | 0.34215 | 0 | 0 | 0 | 2020-03-15 01:00
1782 | HE 1779 | 0 | 2.4932 | 1.6971 | 0.36647 | 0 | 0 | 0 | 2020-03-15 02:00
1783 | HE 1780 | 0 | 2.5113 | 1.6443 | 0.3403 | 0 | 0 | 0 | 2020-03-15 03:00
1784 | HE 1781 | 0 | 2.1521 | 2.119 | 0.37933 | 0 | 0 | 0 | 2020-03-15 04:00
1785 | HE 1782 | 0 | 3.0816 | 1.3358 | 0.61659 | 0 | 0 | 0 | 2020-03-15 05:00
1786 | HE 1783 | 0 | 2.9931 | 1.2756 | 0.99246 | 0 | 0 | 0 | 2020-03-15 06:00
1787 | HE 1784 | 5.9803e-05 | 2.0209 | 1.0662 | 0.98753 | 0.00012086 | 6.376e-05 | 5.9057e-05 | 2020-03-15 07:00
1788 | HE 1785 | 0.0001999 | 1.9731 | 1.0911 | 0.99464 | 0.00039442 | 0.00021812 | 0.00019883 | 2020-03-15 08:00
1789 | HE 1786 | 0.00034142 | 1.5675 | 0.89407 | 0.99672 | 0.00053516 | 0.00030525 | 0.0003403 | 2020-03-15 09:00
1790 | HE 1787 | 0.00046492 | 1.3794 | 0.60935 | 0.81983 | 0.00064131 | 0.0002833 | 0.00038116 | 2020-03-15 10:00
1791 | HE 1788 | 0.00052816 | 1.2496 | 0.54393 | 0.87819 | 0.00065999 | 0.00028728 | 0.00046382 | 2020-03-15 11:00
1792 | HE 1789 | 0.00058369 | 1.0431 | 0.5296 | 1.1607 | 0.00060887 | 0.00030912 | 0.00067747 | 2020-03-15 12:00
1793 | HE 1790 | 0.00059163 | 1.0319 | 0.4852 | 0.96624 | 0.00061049 | 0.00028706 | 0.00057165 | 2020-03-15 13:00
1794 | HE 1791 | 0.00056241 | 0.99666 | 0.55952 | 1.0179 | 0.00056054 | 0.00031468 | 0.0005725 | 2020-03-15 14:00
1795 | HE 1792 | 0.00046203 | 1.0436 | 0.60475 | 1.1965 | 0.00048218 | 0.00027941 | 0.00055281 | 2020-03-15 15:00
1796 | HE 1793 | 0.00031019 | 1.0407 | 0.90012 | 1.387 | 0.00032283 | 0.00027921 | 0.00043024 | 2020-03-15 16:00
1797 | HE 1794 | 0.00013611 | 1.3882 | 1.4534 | 1.4092 | 0.00018896 | 0.00019783 | 0.00019182 | 2020-03-15 17:00
1798 | HE 1795 | 6.3714e-06 | 2.3641 | 2.1728 | 2.9663 | 1.5063e-05 | 1.3844e-05 | 1.8899e-05 | 2020-03-15 18:00
1799 | HE 1796 | 0 | 1.5659 | 2.1929 | 3.6122 | 0 | 0 | 0 | 2020-03-15 19:00
1800 | HE 1797 | 0 | 1.5952 | 1.585 | 2.2703 | 0 | 0 | 0 | 2020-03-15 20:00
1801 | HE 1798 | 0 | 1.891 | 1.4497 | 1.2501 | 0 | 0 | 0 | 2020-03-15 21:00
1802 | HE 1799 | 0 | 2.785 | 0.89598 | 0.77799 | 0 | 0 | 0 | 2020-03-15 22:00
1803 | HE 1800 | 0 | 2.7068 | 0.83628 | 0.64266 | 0 | 0 | 0 | 2020-03-15 23:00
1804 | HE 1801 | 0 | 2.0354 | 0.59245 | 0.484 | 0 | 0 | 0 | 2020-03-16
1805 | HE 1802 | 0 | 2.0442 | 0.54253 | 0.36677 | 0 | 0 | 0 | 2020-03-16 01:00
1806 | HE 1803 | 0 | 2.0825 | 0.52324 | 0.38946 | 0 | 0 | 0 | 2020-03-16 02:00
1807 | HE 1804 | 0 | 1.9852 | 0.51806 | 0.36374 | 0 | 0 | 0 | 2020-03-16 03:00
1808 | HE 1805 | 0 | 2.0545 | 0.77516 | 0.52336 | 0 | 0 | 0 | 2020-03-16 04:00
1809 | HE 1806 | 0 | 2.6744 | 1.3784 | 0.98864 | 0 | 0 | 0 | 2020-03-16 05:00
1810 | HE 1807 | 0 | 2.7348 | 1.7397 | 2.42 | 0 | 0 | 0 | 2020-03-16 06:00
1811 | HE 1808 | 5.9803e-05 | 1.7064 | 2.5859 | 2.3192 | 0.00010205 | 0.00015464 | 0.00013869 | 2020-03-16 07:00
1812 | HE 1809 | 0.0001999 | 1.5208 | 3.2389 | 1.7506 | 0.00030401 | 0.00064746 | 0.00034995 | 2020-03-16 08:00
1813 | HE 1810 | 0.00034142 | 1.167 | 2.4127 | 1.961 | 0.00039843 | 0.00082376 | 0.00066951 | 2020-03-16 09:00
1814 | HE 1811 | 0.00046492 | 0.99602 | 1.43 | 1.4156 | 0.00046307 | 0.00066482 | 0.00065814 | 2020-03-16 10:00
1815 | HE 1812 | 0.00052816 | 0.92357 | 0.99836 | 1.2642 | 0.00048779 | 0.00052729 | 0.00066767 | 2020-03-16 11:00
1816 | HE 1813 | 0.00058369 | 0.58947 | 0.70465 | 1.4055 | 0.00034407 | 0.0004113 | 0.0008204 | 2020-03-16 12:00
1817 | HE 1814 | 0.00059163 | 0.93746 | 0.65091 | 1.9791 | 0.00055463 | 0.0003851 | 0.0011709 | 2020-03-16 13:00
1818 | HE 1815 | 0.00056241 | 1.3166 | 0.69198 | 1.5405 | 0.00074048 | 0.00038918 | 0.00086638 | 2020-03-16 14:00
1819 | HE 1816 | 0.00046203 | 1.8531 | 0.65196 | 1.8687 | 0.00085616 | 0.00030123 | 0.0008634 | 2020-03-16 15:00
1820 | HE 1817 | 0.00031019 | 1.9818 | 0.85124 | 3.1383 | 0.00061475 | 0.00026405 | 0.00097347 | 2020-03-16 16:00
1821 | HE 1818 | 0.00013611 | 1.4655 | 1.3252 | 2.1048 | 0.00019947 | 0.00018038 | 0.00028649 | 2020-03-16 17:00
1822 | HE 1819 | 6.3714e-06 | 0.74961 | 2.03 | 2.9272 | 4.7761e-06 | 1.2934e-05 | 1.865e-05 | 2020-03-16 18:00
1823 | HE 1820 | 0 | 1.0213 | 1.4772 | 3.0333 | 0 | 0 | 0 | 2020-03-16 19:00
1824 | HE 1821 | 0 | 0.90699 | 1.1586 | 2.279 | 0 | 0 | 0 | 2020-03-16 20:00
1825 | HE 1822 | 0 | 0.75555 | 1.3992 | 1.1055 | 0 | 0 | 0 | 2020-03-16 21:00
1826 | HE 1823 | 0 | 0.8385 | 0.84121 | 0.78212 | 0 | 0 | 0 | 2020-03-16 22:00
1827 | HE 1824 | 0 | 0.9103 | 0.63007 | 0.87707 | 0 | 0 | 0 | 2020-03-16 23:00
1828 | HE 1825 | 0 | 0.49183 | 0.54006 | 0.73803 | 0 | 0 | 0 | 2020-03-17
1829 | HE 1826 | 0 | 0.32133 | 0.43957 | 0.51338 | 0 | 0 | 0 | 2020-03-17 01:00
1830 | HE 1827 | 0 | 0.38645 | 0.45696 | 0.48347 | 0 | 0 | 0 | 2020-03-17 02:00
1831 | HE 1828 | 0 | 0.33873 | 0.43143 | 0.35951 | 0 | 0 | 0 | 2020-03-17 03:00
1832 | HE 1829 | 0 | 0.48365 | 0.73838 | 0.4768 | 0 | 0 | 0 | 2020-03-17 04:00
1833 | HE 1830 | 0 | 0.71632 | 1.4723 | 0.94906 | 0 | 0 | 0 | 2020-03-17 05:00
1834 | HE 1831 | 0 | 0.99337 | 1.5556 | 2.1253 | 0 | 0 | 0 | 2020-03-17 06:00
1835 | HE 1832 | 5.9803e-05 | 1.1645 | 2.5024 | 2.1337 | 6.9641e-05 | 0.00014965 | 0.0001276 | 2020-03-17 07:00
1836 | HE 1833 | 0.0001999 | 1.0783 | 2.843 | 1.6567 | 0.00021556 | 0.00056832 | 0.00033118 | 2020-03-17 08:00
1837 | HE 1834 | 0.00034142 | 1.0318 | 1.5526 | 1.5192 | 0.00035227 | 0.00053008 | 0.00051869 | 2020-03-17 09:00
1838 | HE 1835 | 0.00046492 | 1.0972 | 1.0862 | 1.2053 | 0.00051009 | 0.00050501 | 0.00056036 | 2020-03-17 10:00
1839 | HE 1836 | 0.00052816 | 1.142 | 0.70188 | 1.2958 | 0.00060314 | 0.00037071 | 0.0006844 | 2020-03-17 11:00
1840 | HE 1837 | 0.00058369 | 1.2445 | 0.50525 | 1.163 | 0.00072638 | 0.00029491 | 0.00067885 | 2020-03-17 12:00
1841 | HE 1838 | 0.00059163 | 1.5572 | 0.50385 | 1.4307 | 0.00092129 | 0.00029809 | 0.00084645 | 2020-03-17 13:00
1842 | HE 1839 | 0.00056241 | 1.5131 | 0.53532 | 1.224 | 0.00085101 | 0.00030107 | 0.00068842 | 2020-03-17 14:00
1843 | HE 1840 | 0.00046203 | 2.3444 | 0.57431 | 1.1988 | 0.0010832 | 0.00026535 | 0.0005539 | 2020-03-17 15:00
1844 | HE 1841 | 0.00031019 | 3.0186 | 0.78106 | 1.4181 | 0.00093636 | 0.00024228 | 0.00043989 | 2020-03-17 16:00
1845 | HE 1842 | 0.00013611 | 1.7657 | 1.127 | 1.4518 | 0.00024034 | 0.0001534 | 0.00019762 | 2020-03-17 17:00
1846 | HE 1843 | 6.3714e-06 | 0.87162 | 1.9304 | 2.1424 | 5.5535e-06 | 1.23e-05 | 1.365e-05 | 2020-03-17 18:00
1847 | HE 1844 | 0 | 1.3476 | 1.6116 | 2.3341 | 0 | 0 | 0 | 2020-03-17 19:00
1848 | HE 1845 | 0 | 1.1658 | 1.0208 | 1.9693 | 0 | 0 | 0 | 2020-03-17 20:00
1849 | HE 1846 | 0 | 1.0541 | 1.1348 | 1.087 | 0 | 0 | 0 | 2020-03-17 21:00
1850 | HE 1847 | 0 | 0.99654 | 0.66264 | 0.75364 | 0 | 0 | 0 | 2020-03-17 22:00
1851 | HE 1848 | 0 | 1.0751 | 0.57712 | 0.92765 | 0 | 0 | 0 | 2020-03-17 23:00
1852 | HE 1849 | 0 | 0.79862 | 0.4179 | 0.71501 | 0 | 0 | 0 | 2020-03-18
1853 | HE 1850 | 0 | 0.5007 | 0.41907 | 0.71533 | 0 | 0 | 0 | 2020-03-18 01:00
1854 | HE 1851 | 0 | 0.63002 | 0.44394 | 0.748 | 0 | 0 | 0 | 2020-03-18 02:00
1855 | HE 1852 | 0 | 0.59851 | 0.57696 | 0.73359 | 0 | 0 | 0 | 2020-03-18 03:00
1856 | HE 1853 | 0 | 0.68971 | 1.5189 | 0.76873 | 0 | 0 | 0 | 2020-03-18 04:00
1857 | HE 1854 | 0 | 1.0893 | 6.2421 | 1.3472 | 0 | 0 | 0 | 2020-03-18 05:00
1858 | HE 1855 | 0 | 1.3805 | 5.8626 | 1.5228 | 0 | 0 | 0 | 2020-03-18 06:00
1859 | HE 1856 | 5.9803e-05 | 1.2262 | 3.1633 | 0.9348 | 7.3331e-05 | 0.00018918 | 5.5904e-05 | 2020-03-18 07:00
1860 | HE 1857 | 0.0001999 | 1.1973 | 2.9844 | 0.90439 | 0.00023933 | 0.00059659 | 0.00018079 | 2020-03-18 08:00
1861 | HE 1858 | 0.00034142 | 1.2188 | 2.0679 | 1.2432 | 0.00041614 | 0.00070601 | 0.00042446 | 2020-03-18 09:00
1862 | HE 1859 | 0.00046492 | 0.98536 | 1.6306 | 1.2919 | 0.00045812 | 0.00075808 | 0.00060062 | 2020-03-18 10:00
1863 | HE 1860 | 0.00052816 | 1.136 | 0.88894 | 1.2053 | 0.00060001 | 0.0004695 | 0.00063657 | 2020-03-18 11:00
1864 | HE 1861 | 0.00058369 | 1.0596 | 0.64403 | 1.5176 | 0.00061849 | 0.00037592 | 0.00088583 | 2020-03-18 12:00
1865 | HE 1862 | 0.00059163 | 1.0892 | 0.68458 | 1.3247 | 0.00064441 | 0.00040502 | 0.00078375 | 2020-03-18 13:00
1866 | HE 1863 | 0.00056241 | 1.0603 | 0.71203 | 1.3116 | 0.00059632 | 0.00040046 | 0.00073767 | 2020-03-18 14:00
1867 | HE 1864 | 0.00046203 | 1.4771 | 0.60832 | 1.6187 | 0.00068246 | 0.00028106 | 0.00074788 | 2020-03-18 15:00
1868 | HE 1865 | 0.00031019 | 1.5685 | 0.9297 | 1.8998 | 0.00048653 | 0.00028839 | 0.0005893 | 2020-03-18 16:00
1869 | HE 1866 | 0.00013611 | 1.5027 | 1.0163 | 1.6152 | 0.00020454 | 0.00013833 | 0.00021985 | 2020-03-18 17:00
1870 | HE 1867 | 6.3714e-06 | 1.1081 | 0.99104 | 1.3987 | 7.0603e-06 | 6.3143e-06 | 8.9117e-06 | 2020-03-18 18:00
1871 | HE 1868 | 0 | 0.9629 | 1.0739 | 1.9062 | 0 | 0 | 0 | 2020-03-18 19:00
1872 | HE 1869 | 0 | 0.96348 | 0.65829 | 1.3407 | 0 | 0 | 0 | 2020-03-18 20:00
1873 | HE 1870 | 0 | 0.86392 | 2.6256 | 0.6429 | 0 | 0 | 0 | 2020-03-18 21:00
1874 | HE 1871 | 0 | 1.3673 | 0.77278 | 1.0187 | 0 | 0 | 0 | 2020-03-18 22:00
1875 | HE 1872 | 0 | 1.6508 | 0.49724 | 0.95906 | 0 | 0 | 0 | 2020-03-18 23:00
1876 | HE 1873 | 0 | 0.90232 | 0.34498 | 1.5914 | 0 | 0 | 0 | 2020-03-19
1877 | HE 1874 | 0 | 0.9282 | 0.39183 | 1.6154 | 0 | 0 | 0 | 2020-03-19 01:00
1878 | HE 1875 | 0 | 0.923 | 0.43366 | 1.6959 | 0 | 0 | 0 | 2020-03-19 02:00
1879 | HE 1876 | 0 | 0.94952 | 0.45052 | 1.6925 | 0 | 0 | 0 | 2020-03-19 03:00
1880 | HE 1877 | 0 | 1.0117 | 0.78734 | 1.7265 | 0 | 0 | 0 | 2020-03-19 04:00
1881 | HE 1878 | 0 | 1.4378 | 2.7825 | 1.8058 | 0 | 0 | 0 | 2020-03-19 05:00
1882 | HE 1879 | 0 | 1.9724 | 3.4251 | 1.7822 | 0 | 0 | 0 | 2020-03-19 06:00
1883 | HE 1880 | 5.9803e-05 | 1.308 | 1.988 | 1.1642 | 7.8222e-05 | 0.00011889 | 6.9624e-05 | 2020-03-19 07:00
1884 | HE 1881 | 0.0001999 | 1.2965 | 1.9707 | 1.0585 | 0.00025918 | 0.00039394 | 0.0002116 | 2020-03-19 08:00
1885 | HE 1882 | 0.00034142 | 1.0364 | 1.0012 | 1.0342 | 0.00035383 | 0.00034184 | 0.0003531 | 2020-03-19 09:00
1886 | HE 1883 | 0.00046492 | 0.87371 | 0.76732 | 1.3194 | 0.00040621 | 0.00035675 | 0.00061341 | 2020-03-19 10:00
1887 | HE 1884 | 0.00052816 | 0.97979 | 0.55205 | 1.1669 | 0.00051749 | 0.00029157 | 0.00061631 | 2020-03-19 11:00
1888 | HE 1885 | 0.00058369 | 0.97573 | 0.5459 | 0.84349 | 0.00056953 | 0.00031864 | 0.00049234 | 2020-03-19 12:00
1889 | HE 1886 | 0.00059163 | 0.92287 | 0.63237 | 1.1879 | 0.000546 | 0.00037413 | 0.00070277 | 2020-03-19 13:00
1890 | HE 1887 | 0.00056241 | 1.0676 | 0.69651 | 1.0927 | 0.00060046 | 0.00039173 | 0.00061457 | 2020-03-19 14:00
1891 | HE 1888 | 0.00046203 | 1.0432 | 0.86185 | 1.1117 | 0.00048198 | 0.0003982 | 0.00051363 | 2020-03-19 15:00
1892 | HE 1889 | 0.00031019 | 2.2069 | 0.89874 | 1.4314 | 0.00068455 | 0.00027878 | 0.00044401 | 2020-03-19 16:00
1893 | HE 1890 | 0.00013611 | 1.4743 | 1.1781 | 1.2577 | 0.00020068 | 0.00016036 | 0.00017119 | 2020-03-19 17:00
1894 | HE 1891 | 6.3714e-06 | 1.4077 | 1.1938 | 1.8531 | 8.9691e-06 | 7.606e-06 | 1.1807e-05 | 2020-03-19 18:00
1895 | HE 1892 | 0 | 1.0231 | 1.0095 | 2.4096 | 0 | 0 | 0 | 2020-03-19 19:00
1896 | HE 1893 | 0 | 1.2059 | 0.7549 | 1.6302 | 0 | 0 | 0 | 2020-03-19 20:00
1897 | HE 1894 | 0 | 0.65185 | 0.75553 | 1.1068 | 0 | 0 | 0 | 2020-03-19 21:00
1898 | HE 1895 | 0 | 1.2969 | 0.79245 | 1.0391 | 0 | 0 | 0 | 2020-03-19 22:00
1899 | HE 1896 | 0 | 1.4231 | 0.51984 | 1.0393 | 0 | 0 | 0 | 2020-03-19 23:00
1900 | HE 1897 | 0 | 0.85951 | 0.45326 | 1.0695 | 0 | 0 | 0 | 2020-03-20
1901 | HE 1898 | 0 | 0.83804 | 0.62474 | 0.98815 | 0 | 0 | 0 | 2020-03-20 01:00
1902 | HE 1899 | 0 | 0.91937 | 0.61501 | 0.99887 | 0 | 0 | 0 | 2020-03-20 02:00
1903 | HE 1900 | 0 | 0.88187 | 0.65159 | 1.1981 | 0 | 0 | 0 | 2020-03-20 03:00
1904 | HE 1901 | 0 | 0.96887 | 0.89525 | 1.1277 | 0 | 0 | 0 | 2020-03-20 04:00
1905 | HE 1902 | 0 | 1.0102 | 2.7838 | 1.5186 | 0 | 0 | 0 | 2020-03-20 05:00
1906 | HE 1903 | 0 | 1.2697 | 2.6134 | 2.0773 | 0 | 0 | 0 | 2020-03-20 06:00
1907 | HE 1904 | 5.9803e-05 | 0.9241 | 1.8062 | 1.5411 | 5.5264e-05 | 0.00010802 | 9.2161e-05 | 2020-03-20 07:00
1908 | HE 1905 | 0.0001999 | 0.79997 | 1.6478 | 1.1158 | 0.00015991 | 0.0003294 | 0.00022306 | 2020-03-20 08:00
1909 | HE 1906 | 0.00034142 | 0.8453 | 1.1085 | 1.128 | 0.0002886 | 0.00037845 | 0.00038511 | 2020-03-20 09:00
1910 | HE 1907 | 0.00046492 | 0.66893 | 0.87029 | 1.1148 | 0.000311 | 0.00040462 | 0.00051828 | 2020-03-20 10:00
1911 | HE 1908 | 0.00052816 | 0.75281 | 0.70203 | 1.1092 | 0.0003976 | 0.00037078 | 0.00058582 | 2020-03-20 11:00
1912 | HE 1909 | 0.00058369 | 0.78359 | 1.1626 | 1.1016 | 0.00045738 | 0.0006786 | 0.00064299 | 2020-03-20 12:00
1913 | HE 1910 | 0.00059163 | 0.76131 | 0.80262 | 1.4584 | 0.00045042 | 0.00047485 | 0.00086284 | 2020-03-20 13:00
1914 | HE 1911 | 0.00056241 | 0.88056 | 0.86835 | 1.3974 | 0.00049524 | 0.00048837 | 0.00078593 | 2020-03-20 14:00
1915 | HE 1912 | 0.00046203 | 1.0378 | 1.0836 | 1.6881 | 0.00047949 | 0.00050064 | 0.00077993 | 2020-03-20 15:00
1916 | HE 1913 | 0.00031019 | 1.3808 | 1.1154 | 1.4891 | 0.00042831 | 0.00034599 | 0.00046192 | 2020-03-20 16:00
1917 | HE 1914 | 0.00013611 | 1.2998 | 1.7569 | 1.5722 | 0.00017693 | 0.00023914 | 0.000214 | 2020-03-20 17:00
1918 | HE 1915 | 6.3714e-06 | 1.271 | 2.5944 | 2.0552 | 8.0982e-06 | 1.653e-05 | 1.3095e-05 | 2020-03-20 18:00
1919 | HE 1916 | 0 | 1.957 | 2.4172 | 2.3778 | 0 | 0 | 0 | 2020-03-20 19:00
1920 | HE 1917 | 0 | 1.1988 | 0.97983 | 1.5023 | 0 | 0 | 0 | 2020-03-20 20:00
1921 | HE 1918 | 0 | 0.79311 | 0.92036 | 1.2421 | 0 | 0 | 0 | 2020-03-20 21:00
1922 | HE 1919 | 0 | 1.2026 | 0.76932 | 0.84624 | 0 | 0 | 0 | 2020-03-20 22:00
1923 | HE 1920 | 0 | 1.652 | 0.58634 | 1.0139 | 0 | 0 | 0 | 2020-03-20 23:00
1924 | HE 1921 | 0 | 1.314 | 0.40012 | 0.74493 | 0 | 0 | 0 | 2020-03-21
1925 | HE 1922 | 0 | 0.88371 | 0.45926 | 0.53697 | 0 | 0 | 0 | 2020-03-21 01:00
1926 | HE 1923 | 0 | 0.92802 | 0.42075 | 0.49704 | 0 | 0 | 0 | 2020-03-21 02:00
1927 | HE 1924 | 0 | 0.91505 | 0.50906 | 0.60017 | 0 | 0 | 0 | 2020-03-21 03:00
1928 | HE 1925 | 0 | 1.1613 | 0.9349 | 0.75947 | 0 | 0 | 0 | 2020-03-21 04:00
1929 | HE 1926 | 0 | 1.9468 | 3.7418 | 1.0417 | 0 | 0 | 0 | 2020-03-21 05:00
1930 | HE 1927 | 0 | 1.5706 | 3.6615 | 1.6334 | 0 | 0 | 0 | 2020-03-21 06:00
1931 | HE 1928 | 5.9803e-05 | 1.4348 | 2.2151 | 1.6841 | 8.5805e-05 | 0.00013247 | 0.00010071 | 2020-03-21 07:00
1932 | HE 1929 | 0.0001999 | 1.1269 | 2.2556 | 2.535 | 0.00022527 | 0.00045091 | 0.00050674 | 2020-03-21 08:00
1933 | HE 1930 | 0.00034142 | 1.0633 | 1.0934 | 3.5157 | 0.00036304 | 0.00037332 | 0.0012003 | 2020-03-21 09:00
1934 | HE 1931 | 0.00046492 | 0.90627 | 0.91576 | 2.7385 | 0.00042135 | 0.00042576 | 0.0012732 | 2020-03-21 10:00
1935 | HE 1932 | 0.00052816 | 0.88314 | 0.69354 | 2.6347 | 0.00046644 | 0.0003663 | 0.0013915 | 2020-03-21 11:00
1936 | HE 1933 | 0.00058369 | 0.8216 | 0.7983 | 2.4689 | 0.00047956 | 0.00046596 | 0.0014411 | 2020-03-21 12:00
1937 | HE 1934 | 0.00059163 | 0.93044 | 0.82159 | 1.8951 | 0.00055047 | 0.00048608 | 0.0011212 | 2020-03-21 13:00
1938 | HE 1935 | 0.00056241 | 0.80819 | 0.92938 | 1.3817 | 0.00045454 | 0.00052269 | 0.00077708 | 2020-03-21 14:00
1939 | HE 1936 | 0.00046203 | 1.0147 | 1.0952 | 1.2308 | 0.00046882 | 0.00050601 | 0.00056865 | 2020-03-21 15:00
1940 | HE 1937 | 0.00031019 | 1.156 | 1.1971 | 1.4545 | 0.00035857 | 0.00037133 | 0.00045117 | 2020-03-21 16:00
1941 | HE 1938 | 0.00013611 | 0.78774 | 1.4561 | 1.6031 | 0.00010722 | 0.00019819 | 0.0002182 | 2020-03-21 17:00
1942 | HE 1939 | 6.3714e-06 | 0.75076 | 2.0122 | 2.4609 | 4.7834e-06 | 1.2821e-05 | 1.5679e-05 | 2020-03-21 18:00
1943 | HE 1940 | 0 | 0.78623 | 1.763 | 2.5215 | 0 | 0 | 0 | 2020-03-21 19:00
1944 | HE 1941 | 0 | 0.63343 | 1.0311 | 1.9798 | 0 | 0 | 0 | 2020-03-21 20:00
1945 | HE 1942 | 0 | 0.60585 | 1.2733 | 1.5429 | 0 | 0 | 0 | 2020-03-21 21:00
1946 | HE 1943 | 0 | 2.7237 | 1.1085 | 1.0349 | 0 | 0 | 0 | 2020-03-21 22:00
1947 | HE 1944 | 0 | 2.2379 | 0.91687 | 0.80148 | 0 | 0 | 0 | 2020-03-21 23:00
1948 | HE 1945 | 0 | 3.8888 | 0.84548 | 0.7484 | 0 | 0 | 0 | 2020-03-22
1949 | HE 1946 | 0 | 4.088 | 0.94031 | 0.56771 | 0 | 0 | 0 | 2020-03-22 01:00
1950 | HE 1947 | 0 | 4.1739 | 0.89043 | 0.54847 | 0 | 0 | 0 | 2020-03-22 02:00
1951 | HE 1948 | 0 | 4.193 | 0.95507 | 0.56223 | 0 | 0 | 0 | 2020-03-22 03:00
1952 | HE 1949 | 0 | 4.1861 | 1.8172 | 0.58999 | 0 | 0 | 0 | 2020-03-22 04:00
1953 | HE 1950 | 0 | 5.1254 | 2.935 | 0.74774 | 0 | 0 | 0 | 2020-03-22 05:00
1954 | HE 1951 | 0 | 2.4345 | 2.3422 | 1.6371 | 0 | 0 | 0 | 2020-03-22 06:00
1955 | HE 1952 | 5.9803e-05 | 1.7945 | 1.9879 | 1.6952 | 0.00010732 | 0.00011888 | 0.00010138 | 2020-03-22 07:00
1956 | HE 1953 | 0.0001999 | 1.3426 | 2.1212 | 1.869 | 0.00026838 | 0.00042403 | 0.00037362 | 2020-03-22 08:00
1957 | HE 1954 | 0.00034142 | 1.426 | 1.4376 | 1.6957 | 0.00048687 | 0.00049083 | 0.00057895 | 2020-03-22 09:00
1958 | HE 1955 | 0.00046492 | 0.77641 | 1.2728 | 1.5126 | 0.00036097 | 0.00059175 | 0.00070325 | 2020-03-22 10:00
1959 | HE 1956 | 0.00052816 | 0.93424 | 1.1115 | 1.5793 | 0.00049343 | 0.00058704 | 0.00083414 | 2020-03-22 11:00
1960 | HE 1957 | 0.00058369 | 1.1566 | 1.2202 | 1.7653 | 0.00067507 | 0.00071221 | 0.0010304 | 2020-03-22 12:00
1961 | HE 1958 | 0.00059163 | 0.87788 | 1.1311 | 1.6705 | 0.00051938 | 0.00066921 | 0.00098834 | 2020-03-22 13:00
1962 | HE 1959 | 0.00056241 | 1.0102 | 1.0826 | 1.2107 | 0.00056812 | 0.00060889 | 0.00068092 | 2020-03-22 14:00
1963 | HE 1960 | 0.00046203 | 1.0874 | 1.1453 | 1.3544 | 0.00050243 | 0.00052914 | 0.00062579 | 2020-03-22 15:00
1964 | HE 1961 | 0.00031019 | 1.3789 | 1.2575 | 1.5339 | 0.00042772 | 0.00039008 | 0.0004758 | 2020-03-22 16:00
1965 | HE 1962 | 0.00013611 | 1.1826 | 1.2124 | 1.5377 | 0.00016097 | 0.00016503 | 0.00020931 | 2020-03-22 17:00
1966 | HE 1963 | 6.3714e-06 | 0.94739 | 1.9072 | 2.6777 | 6.0362e-06 | 1.2151e-05 | 1.7061e-05 | 2020-03-22 18:00
1967 | HE 1964 | 0 | 1.1607 | 1.5175 | 4.0324 | 0 | 0 | 0 | 2020-03-22 19:00
1968 | HE 1965 | 0 | 1.1742 | 1.6351 | 2.0374 | 0 | 0 | 0 | 2020-03-22 20:00
1969 | HE 1966 | 0 | 1.3973 | 2.5863 | 1.2832 | 0 | 0 | 0 | 2020-03-22 21:00
1970 | HE 1967 | 0 | 2.6103 | 1.929 | 0.834 | 0 | 0 | 0 | 2020-03-22 22:00
1971 | HE 1968 | 0 | 2.2601 | 1.4221 | 0.83941 | 0 | 0 | 0 | 2020-03-22 23:00
1972 | HE 1969 | 0 | 3.966 | 1.385 | 0.43691 | 0 | 0 | 0 | 2020-03-23
1973 | HE 1970 | 0 | 4.0427 | 1.4185 | 0.41628 | 0 | 0 | 0 | 2020-03-23 01:00
1974 | HE 1971 | 0 | 4.1335 | 1.387 | 0.44831 | 0 | 0 | 0 | 2020-03-23 02:00
1975 | HE 1972 | 0 | 4.1684 | 1.4391 | 0.42928 | 0 | 0 | 0 | 2020-03-23 03:00
1976 | HE 1973 | 0 | 3.2009 | 2.5022 | 0.61861 | 0 | 0 | 0 | 2020-03-23 04:00
1977 | HE 1974 | 0 | 4.9766 | 3.1921 | 1.0026 | 0 | 0 | 0 | 2020-03-23 05:00
1978 | HE 1975 | 0 | 2.3453 | 1.7452 | 1.668 | 0 | 0 | 0 | 2020-03-23 06:00
1979 | HE 1976 | 5.9803e-05 | 1.7592 | 1.6644 | 1.4632 | 0.00010521 | 9.9537e-05 | 8.7502e-05 | 2020-03-23 07:00
1980 | HE 1977 | 0.0001999 | 1.9127 | 1.6888 | 1.4785 | 0.00038235 | 0.00033759 | 0.00029555 | 2020-03-23 08:00
1981 | HE 1978 | 0.00034142 | 2.3323 | 1.4525 | 1.526 | 0.00079629 | 0.00049592 | 0.00052102 | 2020-03-23 09:00
1982 | HE 1979 | 0.00046492 | 1.478 | 1.0039 | 1.2202 | 0.00068714 | 0.00046674 | 0.00056732 | 2020-03-23 10:00
1983 | HE 1980 | 0.00052816 | 1.2226 | 0.85672 | 1.4406 | 0.00064572 | 0.00045248 | 0.00076086 | 2020-03-23 11:00
1984 | HE 1981 | 0.00058369 | 1.0474 | 0.99657 | 1.6281 | 0.00061134 | 0.00058169 | 0.00095033 | 2020-03-23 12:00
1985 | HE 1982 | 0.00059163 | 1.571 | 0.83774 | 2.0361 | 0.00092944 | 0.00049563 | 0.0012046 | 2020-03-23 13:00
1986 | HE 1983 | 0.00056241 | 1.5729 | 0.78726 | 1.7683 | 0.00088462 | 0.00044277 | 0.00099449 | 2020-03-23 14:00
1987 | HE 1984 | 0.00046203 | 1.8446 | 0.79361 | 1.5271 | 0.00085224 | 0.00036667 | 0.00070554 | 2020-03-23 15:00
1988 | HE 1985 | 0.00031019 | 2.3224 | 0.80553 | 1.7167 | 0.00072039 | 0.00024987 | 0.00053252 | 2020-03-23 16:00
1989 | HE 1986 | 0.00013611 | 1.495 | 1.175 | 1.5324 | 0.00020349 | 0.00015993 | 0.00020858 | 2020-03-23 17:00
1990 | HE 1987 | 6.3714e-06 | 2.1642 | 2.0619 | 1.596 | 1.3789e-05 | 1.3137e-05 | 1.0169e-05 | 2020-03-23 18:00
1991 | HE 1988 | 0 | 1.7759 | 1.4235 | 1.4282 | 0 | 0 | 0 | 2020-03-23 19:00
1992 | HE 1989 | 0 | 2.3016 | 1.5836 | 0.92028 | 0 | 0 | 0 | 2020-03-23 20:00
1993 | HE 1990 | 0 | 1.8727 | 2.0824 | 0.68687 | 0 | 0 | 0 | 2020-03-23 21:00
1994 | HE 1991 | 0 | 2.9586 | 2.0451 | 0.58595 | 0 | 0 | 0 | 2020-03-23 22:00
1995 | HE 1992 | 0 | 2.9706 | 1.4142 | 0.94577 | 0 | 0 | 0 | 2020-03-23 23:00
1996 | HE 1993 | 0 | 1.8593 | 1.3911 | 0.83058 | 0 | 0 | 0 | 2020-03-24
1997 | HE 1994 | 0 | 1.9101 | 1.4448 | 0.83795 | 0 | 0 | 0 | 2020-03-24 01:00
1998 | HE 1995 | 0 | 1.9812 | 1.4346 | 0.86713 | 0 | 0 | 0 | 2020-03-24 02:00
1999 | HE 1996 | 0 | 2.0527 | 1.5272 | 0.84306 | 0 | 0 | 0 | 2020-03-24 03:00
2000 | HE 1997 | 0 | 2.1121 | 2.6543 | 0.87789 | 0 | 0 | 0 | 2020-03-24 04:00
2001 | HE 1998 | 0 | 2.3029 | 3.5087 | 0.989 | 0 | 0 | 0 | 2020-03-24 05:00
2002 | HE 1999 | 0 | 2.906 | 1.5784 | 1.2879 | 0 | 0 | 0 | 2020-03-24 06:00
2003 | HE 2000 | 5.9803e-05 | 2.2733 | 1.7971 | 1.1569 | 0.00013595 | 0.00010747 | 6.9188e-05 | 2020-03-24 07:00
2004 | HE 2001 | 0.0001999 | 2.1262 | 1.4117 | 1.0664 | 0.00042503 | 0.0002822 | 0.00021317 | 2020-03-24 08:00
2005 | HE 2002 | 0.00034142 | 1.7687 | 1.302 | 1.1092 | 0.00060387 | 0.00044453 | 0.0003787 | 2020-03-24 09:00
2006 | HE 2003 | 0.00046492 | 1.3475 | 1.2409 | 1.2221 | 0.00062647 | 0.00057694 | 0.00056819 | 2020-03-24 10:00
2007 | HE 2004 | 0.00052816 | 1.5098 | 1.2266 | 1.3548 | 0.00079741 | 0.00064782 | 0.00071556 | 2020-03-24 11:00
2008 | HE 2005 | 0.00058369 | 1.7889 | 1.0177 | 1.7885 | 0.0010441 | 0.00059403 | 0.0010439 | 2020-03-24 12:00
2009 | HE 2006 | 0.00059163 | 1.9488 | 0.99991 | 2.4994 | 0.001153 | 0.00059158 | 0.0014787 | 2020-03-24 13:00
2010 | HE 2007 | 0.00056241 | 2.2959 | 1.0475 | 3.0787 | 0.0012913 | 0.00058914 | 0.0017315 | 2020-03-24 14:00
2011 | HE 2008 | 0.00046203 | 3.8054 | 1.6751 | 6.3686 | 0.0017582 | 0.00077393 | 0.0029425 | 2020-03-24 15:00
2012 | HE 2009 | 0.00031019 | 4.168 | 1.513 | 12.3644 | 0.0012929 | 0.00046932 | 0.0038353 | 2020-03-24 16:00
2013 | HE 2010 | 0.00013611 | 2.8073 | 1.7539 | 10.3917 | 0.00038212 | 0.00023874 | 0.0014145 | 2020-03-24 17:00
2014 | HE 2011 | 6.3714e-06 | 1.4255 | 2.3356 | 18.846 | 9.0823e-06 | 1.4881e-05 | 0.00012007 | 2020-03-24 18:00
2015 | HE 2012 | 0 | 1.3802 | 2.2053 | 19.8666 | 0 | 0 | 0 | 2020-03-24 19:00
2016 | HE 2013 | 0 | 1.4808 | 1.2202 | 9.4149 | 0 | 0 | 0 | 2020-03-24 20:00
2017 | HE 2014 | 0 | 1.1587 | 1.7695 | 2.7936 | 0 | 0 | 0 | 2020-03-24 21:00
2018 | HE 2015 | 0 | 1.1484 | 1.5264 | 0.85309 | 0 | 0 | 0 | 2020-03-24 22:00
2019 | HE 2016 | 0 | 1.3678 | 1.0296 | 0.45528 | 0 | 0 | 0 | 2020-03-24 23:00
2020 | HE 2017 | 0 | 0.68055 | 0.96502 | 0.5651 | 0 | 0 | 0 | 2020-03-25
2021 | HE 2018 | 0 | 0.5121 | 1.0923 | 0.38115 | 0 | 0 | 0 | 2020-03-25 01:00
2022 | HE 2019 | 0 | 0.50838 | 0.9881 | 0.39329 | 0 | 0 | 0 | 2020-03-25 02:00
2023 | HE 2020 | 0 | 0.42554 | 0.99183 | 0.35451 | 0 | 0 | 0 | 2020-03-25 03:00
2024 | HE 2021 | 0 | 0.82147 | 1.513 | 0.39632 | 0 | 0 | 0 | 2020-03-25 04:00
2025 | HE 2022 | 0 | 1.414 | 2.4366 | 0.54739 | 0 | 0 | 0 | 2020-03-25 05:00
2026 | HE 2023 | 0 | 2.212 | 1.8496 | 1.8257 | 0 | 0 | 0 | 2020-03-25 06:00
2027 | HE 2024 | 5.9803e-05 | 1.8912 | 1.9714 | 1.2943 | 0.0001131 | 0.0001179 | 7.7402e-05 | 2020-03-25 07:00
2028 | HE 2025 | 0.0001999 | 1.6359 | 1.6168 | 1.3215 | 0.00032701 | 0.00032321 | 0.00026417 | 2020-03-25 08:00
2029 | HE 2026 | 0.00034142 | 1.5034 | 1.1635 | 1.3248 | 0.00051328 | 0.00039725 | 0.0004523 | 2020-03-25 09:00
2030 | HE 2027 | 0.00046492 | 1.3416 | 1.0952 | 1.2091 | 0.00062376 | 0.0005092 | 0.00056215 | 2020-03-25 10:00
2031 | HE 2028 | 0.00052816 | 1.2777 | 1.292 | 1.9593 | 0.00067483 | 0.00068236 | 0.0010348 | 2020-03-25 11:00
2032 | HE 2029 | 0.00058369 | 1.292 | 0.91797 | 1.5744 | 0.00075416 | 0.00053581 | 0.00091899 | 2020-03-25 12:00
2033 | HE 2030 | 0.00059163 | 1.5655 | 1.4757 | 3.0761 | 0.0009262 | 0.00087306 | 0.0018199 | 2020-03-25 13:00
2034 | HE 2031 | 0.00056241 | 1.5668 | 1.9351 | 3.2543 | 0.00088118 | 0.0010883 | 0.0018303 | 2020-03-25 14:00
2035 | HE 2032 | 0.00046203 | 2.2482 | 2.8607 | 4.88 | 0.0010388 | 0.0013217 | 0.0022547 | 2020-03-25 15:00
2036 | HE 2033 | 0.00031019 | 3.7533 | 2.4011 | 7.7763 | 0.0011643 | 0.00074482 | 0.0024122 | 2020-03-25 16:00
2037 | HE 2034 | 0.00013611 | 1.9377 | 2.2362 | 6.1141 | 0.00026376 | 0.00030438 | 0.00083222 | 2020-03-25 17:00
2038 | HE 2035 | 6.3714e-06 | 1.4351 | 2.1639 | 7.4889 | 9.1437e-06 | 1.3787e-05 | 4.7715e-05 | 2020-03-25 18:00
2039 | HE 2036 | 0 | 1.1295 | 1.734 | 5.795 | 0 | 0 | 0 | 2020-03-25 19:00
2040 | HE 2037 | 0 | 1.2003 | 1.3177 | 3.0453 | 0 | 0 | 0 | 2020-03-25 20:00
2041 | HE 2038 | 0 | 1.1725 | 1.6962 | 1.1977 | 0 | 0 | 0 | 2020-03-25 21:00
2042 | HE 2039 | 0 | 1.238 | 2.0422 | 0.99159 | 0 | 0 | 0 | 2020-03-25 22:00
2043 | HE 2040 | 0 | 1.5726 | 0.57586 | 0.71139 | 0 | 0 | 0 | 2020-03-25 23:00
2044 | HE 2041 | 0 | 1.3286 | 0.58465 | 0.61654 | 0 | 0 | 0 | 2020-03-26
2045 | HE 2042 | 0 | 1.7555 | 0.60117 | 0.45269 | 0 | 0 | 0 | 2020-03-26 01:00
2046 | HE 2043 | 0 | 1.8342 | 0.5933 | 0.54703 | 0 | 0 | 0 | 2020-03-26 02:00
2047 | HE 2044 | 0 | 1.8431 | 0.6282 | 0.53371 | 0 | 0 | 0 | 2020-03-26 03:00
2048 | HE 2045 | 0 | 1.4977 | 1.0472 | 0.57237 | 0 | 0 | 0 | 2020-03-26 04:00
2049 | HE 2046 | 0 | 2.1192 | 1.6531 | 0.99677 | 0 | 0 | 0 | 2020-03-26 05:00
2050 | HE 2047 | 0 | 2.1912 | 1.3967 | 1.678 | 0 | 0 | 0 | 2020-03-26 06:00
2051 | HE 2048 | 5.9803e-05 | 1.7642 | 1.4813 | 1.1713 | 0.00010551 | 8.8588e-05 | 7.0044e-05 | 2020-03-26 07:00
2052 | HE 2049 | 0.0001999 | 1.6164 | 1.1742 | 1.0478 | 0.00032312 | 0.00023472 | 0.00020945 | 2020-03-26 08:00
2053 | HE 2050 | 0.00034142 | 1.2503 | 0.68647 | 1.055 | 0.00042688 | 0.00023437 | 0.00036021 | 2020-03-26 09:00
2054 | HE 2051 | 0.00046492 | 1.0599 | 0.63843 | 0.87219 | 0.00049276 | 0.00029682 | 0.0004055 | 2020-03-26 10:00
2055 | HE 2052 | 0.00052816 | 1.1957 | 0.66287 | 1.0731 | 0.00063154 | 0.0003501 | 0.00056678 | 2020-03-26 11:00
2056 | HE 2053 | 0.00058369 | 1.1316 | 0.63585 | 1.3163 | 0.00066053 | 0.00037114 | 0.0007683 | 2020-03-26 12:00
2057 | HE 2054 | 0.00059163 | 1.3179 | 0.72701 | 2.036 | 0.00077968 | 0.00043012 | 0.0012046 | 2020-03-26 13:00
2058 | HE 2055 | 0.00056241 | 1.3983 | 0.79709 | 2.3717 | 0.0007864 | 0.00044829 | 0.0013339 | 2020-03-26 14:00
2059 | HE 2056 | 0.00046203 | 1.9223 | 1.171 | 3.2952 | 0.00088817 | 0.00054101 | 0.0015225 | 2020-03-26 15:00
2060 | HE 2057 | 0.00031019 | 2.2086 | 1.1025 | 4.9893 | 0.0006851 | 0.00034199 | 0.0015477 | 2020-03-26 16:00
2061 | HE 2058 | 0.00013611 | 1.7522 | 1.0489 | 4.3038 | 0.0002385 | 0.00014277 | 0.00058581 | 2020-03-26 17:00
2062 | HE 2059 | 6.3714e-06 | 1.189 | 1.0564 | 3.6976 | 7.5754e-06 | 6.731e-06 | 2.3559e-05 | 2020-03-26 18:00
2063 | HE 2060 | 0 | 2.0619 | 1.2286 | 2.3333 | 0 | 0 | 0 | 2020-03-26 19:00
2064 | HE 2061 | 0 | 1.2752 | 1.0177 | 1.2545 | 0 | 0 | 0 | 2020-03-26 20:00
2065 | HE 2062 | 0 | 1.0072 | 1.6487 | 0.7061 | 0 | 0 | 0 | 2020-03-26 21:00
2066 | HE 2063 | 0 | 1.2385 | 1.551 | 0.51232 | 0 | 0 | 0 | 2020-03-26 22:00
2067 | HE 2064 | 0 | 1.3926 | 1.8786 | 0.74449 | 0 | 0 | 0 | 2020-03-26 23:00
2068 | HE 2065 | 0 | 0.85192 | 1.7714 | 0.3672 | 0 | 0 | 0 | 2020-03-27
2069 | HE 2066 | 0 | 0.81231 | 1.8002 | 0.35665 | 0 | 0 | 0 | 2020-03-27 01:00
2070 | HE 2067 | 0 | 0.91774 | 1.7856 | 0.37056 | 0 | 0 | 0 | 2020-03-27 02:00
2071 | HE 2068 | 0 | 0.89731 | 1.8535 | 0.35254 | 0 | 0 | 0 | 2020-03-27 03:00
2072 | HE 2069 | 0 | 0.98831 | 3.0811 | 0.40277 | 0 | 0 | 0 | 2020-03-27 04:00
2073 | HE 2070 | 0 | 1.9581 | 3.1741 | 0.53104 | 0 | 0 | 0 | 2020-03-27 05:00
2074 | HE 2071 | 0 | 2.0283 | 1.7366 | 1.4776 | 0 | 0 | 0 | 2020-03-27 06:00
2075 | HE 2072 | 5.9803e-05 | 1.5416 | 1.76 | 1.0795 | 9.219e-05 | 0.00010525 | 6.4554e-05 | 2020-03-27 07:00
2076 | HE 2073 | 0.0001999 | 1.5891 | 1.6789 | 1.0065 | 0.00031767 | 0.00033561 | 0.0002012 | 2020-03-27 08:00
2077 | HE 2074 | 0.00034142 | 1.5574 | 1.588 | 1.0004 | 0.00053173 | 0.00054219 | 0.00034157 | 2020-03-27 09:00
2078 | HE 2075 | 0.00046492 | 1.268 | 0.84426 | 0.92476 | 0.00058953 | 0.00039252 | 0.00042994 | 2020-03-27 10:00
2079 | HE 2076 | 0.00052816 | 1.7127 | 0.91559 | 1.3299 | 0.00090458 | 0.00048358 | 0.00070242 | 2020-03-27 11:00
2080 | HE 2077 | 0.00058369 | 1.3757 | 1.0397 | 1.3525 | 0.00080301 | 0.00060689 | 0.00078945 | 2020-03-27 12:00
2081 | HE 2078 | 0.00059163 | 2.0678 | 1.0189 | 1.8199 | 0.0012234 | 0.00060282 | 0.0010767 | 2020-03-27 13:00
2082 | HE 2079 | 0.00056241 | 2.2402 | 1.0088 | 1.6829 | 0.0012599 | 0.00056735 | 0.00094651 | 2020-03-27 14:00
2083 | HE 2080 | 0.00046203 | 2.2197 | 1.1915 | 2.1041 | 0.0010256 | 0.00055052 | 0.00097217 | 2020-03-27 15:00
2084 | HE 2081 | 0.00031019 | 1.7767 | 1.1439 | 3.2094 | 0.00055113 | 0.00035482 | 0.00099552 | 2020-03-27 16:00
2085 | HE 2082 | 0.00013611 | 1.4189 | 1.4682 | 2.8765 | 0.00019313 | 0.00019985 | 0.00039153 | 2020-03-27 17:00
2086 | HE 2083 | 6.3714e-06 | 1.1952 | 1.7062 | 2.3543 | 7.6153e-06 | 1.0871e-05 | 1.5e-05 | 2020-03-27 18:00
2087 | HE 2084 | 0 | 1.5845 | 1.5959 | 1.7207 | 0 | 0 | 0 | 2020-03-27 19:00
2088 | HE 2085 | 0 | 1.1927 | 1.5733 | 0.9921 | 0 | 0 | 0 | 2020-03-27 20:00
2089 | HE 2086 | 0 | 1.2087 | 2.0727 | 0.80385 | 0 | 0 | 0 | 2020-03-27 21:00
2090 | HE 2087 | 0 | 1.6338 | 1.7278 | 0.49648 | 0 | 0 | 0 | 2020-03-27 22:00
2091 | HE 2088 | 0 | 1.4759 | 1.877 | 0.47617 | 0 | 0 | 0 | 2020-03-27 23:00
2092 | HE 2089 | 0 | 0.56888 | 1.8086 | 0.75389 | 0 | 0 | 0 | 2020-03-28
2093 | HE 2090 | 0 | 0.54706 | 1.8645 | 0.49027 | 0 | 0 | 0 | 2020-03-28 01:00
2094 | HE 2091 | 0 | 0.64814 | 1.8664 | 0.52443 | 0 | 0 | 0 | 2020-03-28 02:00
2095 | HE 2092 | 0 | 0.59209 | 1.8953 | 0.50396 | 0 | 0 | 0 | 2020-03-28 03:00
2096 | HE 2093 | 0 | 0.76365 | 3.0951 | 0.54857 | 0 | 0 | 0 | 2020-03-28 04:00
2097 | HE 2094 | 0 | 1.2083 | 3.2765 | 0.78597 | 0 | 0 | 0 | 2020-03-28 05:00
2098 | HE 2095 | 0 | 2.1244 | 1.6722 | 1.2314 | 0 | 0 | 0 | 2020-03-28 06:00
2099 | HE 2096 | 5.9803e-05 | 1.6023 | 1.4836 | 1.2187 | 9.5824e-05 | 8.8724e-05 | 7.2881e-05 | 2020-03-28 07:00
2100 | HE 2097 | 0.0001999 | 1.382 | 1.4399 | 1.1067 | 0.00027627 | 0.00028783 | 0.00022122 | 2020-03-28 08:00
2101 | HE 2098 | 0.00034142 | 1.5407 | 1.4843 | 1.0695 | 0.00052601 | 0.00050677 | 0.00036516 | 2020-03-28 09:00
2102 | HE 2099 | 0.00046492 | 1.2863 | 1.4207 | 1.0943 | 0.00059805 | 0.00066052 | 0.00050878 | 2020-03-28 10:00
2103 | HE 2100 | 0.00052816 | 1.4046 | 1.0449 | 1.0406 | 0.00074185 | 0.00055186 | 0.00054958 | 2020-03-28 11:00
2104 | HE 2101 | 0.00058369 | 1.4751 | 1.018 | 1.0207 | 0.00086103 | 0.00059422 | 0.00059575 | 2020-03-28 12:00
2105 | HE 2102 | 0.00059163 | 1.8761 | 1.1265 | 1.1455 | 0.0011099 | 0.00066646 | 0.00067774 | 2020-03-28 13:00
2106 | HE 2103 | 0.00056241 | 1.7343 | 1.1122 | 0.73732 | 0.00097542 | 0.00062552 | 0.00041468 | 2020-03-28 14:00
2107 | HE 2104 | 0.00046203 | 1.7695 | 1.3979 | 0.80651 | 0.00081754 | 0.00064587 | 0.00037263 | 2020-03-28 15:00
2108 | HE 2105 | 0.00031019 | 1.8112 | 1.3961 | 1.6818 | 0.00056183 | 0.00043307 | 0.00052168 | 2020-03-28 16:00
2109 | HE 2106 | 0.00013611 | 1.7146 | 1.5295 | 1.6124 | 0.00023339 | 0.00020819 | 0.00021946 | 2020-03-28 17:00
2110 | HE 2107 | 6.3714e-06 | 1.5299 | 1.5 | 2.5927 | 9.7475e-06 | 9.557e-06 | 1.6519e-05 | 2020-03-28 18:00
2111 | HE 2108 | 0 | 1.772 | 1.4132 | 3.2481 | 0 | 0 | 0 | 2020-03-28 19:00
2112 | HE 2109 | 0 | 1.3254 | 1.8933 | 2.8255 | 0 | 0 | 0 | 2020-03-28 20:00
2113 | HE 2110 | 0 | 1.1919 | 3.2609 | 1.425 | 0 | 0 | 0 | 2020-03-28 21:00
2114 | HE 2111 | 0 | 1.2027 | 1.8763 | 1.0513 | 0 | 0 | 0 | 2020-03-28 22:00
2115 | HE 2112 | 0 | 1.1463 | 1.6708 | 0.80442 | 0 | 0 | 0 | 2020-03-28 23:00
2116 | HE 2113 | 0 | 0.89627 | 1.6459 | 0.8745 | 0 | 0 | 0 | 2020-03-29
2117 | HE 2114 | 0 | 0.88749 | 1.678 | 0.55846 | 0 | 0 | 0 | 2020-03-29 01:00
2118 | HE 2115 | 0 | 0.92989 | 1.6609 | 0.53735 | 0 | 0 | 0 | 2020-03-29 02:00
2119 | HE 2116 | 0 | 0.90637 | 1.7219 | 0.4635 | 0 | 0 | 0 | 2020-03-29 03:00
2120 | HE 2117 | 0 | 0.96281 | 3.0879 | 0.5708 | 0 | 0 | 0 | 2020-03-29 04:00
2121 | HE 2118 | 0 | 1.3265 | 2.8438 | 0.85184 | 0 | 0 | 0 | 2020-03-29 05:00
2122 | HE 2119 | 0 | 1.8765 | 1.6926 | 1.5258 | 0 | 0 | 0 | 2020-03-29 06:00
2123 | HE 2120 | 5.9803e-05 | 1.3076 | 1.6335 | 1.4109 | 7.8197e-05 | 9.7688e-05 | 8.4373e-05 | 2020-03-29 07:00
2124 | HE 2121 | 0.0001999 | 1.2294 | 1.5375 | 1.3915 | 0.00024576 | 0.00030734 | 0.00027817 | 2020-03-29 08:00
2125 | HE 2122 | 0.00034142 | 1.1629 | 1.3032 | 1.3422 | 0.00039705 | 0.00044495 | 0.00045825 | 2020-03-29 09:00
2126 | HE 2123 | 0.00046492 | 1.0261 | 1.1702 | 1.4653 | 0.00047708 | 0.00054406 | 0.00068126 | 2020-03-29 10:00
2127 | HE 2124 | 0.00052816 | 1.1956 | 0.99491 | 1.4508 | 0.00063147 | 0.00052547 | 0.00076623 | 2020-03-29 11:00
2128 | HE 2125 | 0.00058369 | 0.92034 | 0.81342 | 1.8797 | 0.0005372 | 0.00047479 | 0.0010972 | 2020-03-29 12:00
2129 | HE 2126 | 0.00059163 | 1.0793 | 0.87835 | 1.6886 | 0.00063853 | 0.00051966 | 0.00099902 | 2020-03-29 13:00
2130 | HE 2127 | 0.00056241 | 0.99653 | 1.098 | 1.5296 | 0.00056046 | 0.00061753 | 0.00086027 | 2020-03-29 14:00
2131 | HE 2128 | 0.00046203 | 1.5311 | 1.7374 | 1.2356 | 0.00070741 | 0.00080271 | 0.00057087 | 2020-03-29 15:00
2132 | HE 2129 | 0.00031019 | 2.8106 | 1.071 | 1.6788 | 0.00087182 | 0.00033222 | 0.00052076 | 2020-03-29 16:00
2133 | HE 2130 | 0.00013611 | 1.8172 | 0.98636 | 1.5968 | 0.00024734 | 0.00013426 | 0.00021735 | 2020-03-29 17:00
2134 | HE 2131 | 6.3714e-06 | 1.8434 | 1.6347 | 1.6406 | 1.1745e-05 | 1.0416e-05 | 1.0453e-05 | 2020-03-29 18:00
2135 | HE 2132 | 0 | 1.6817 | 0.93627 | 1.2307 | 0 | 0 | 0 | 2020-03-29 19:00
2136 | HE 2133 | 0 | 1.8699 | 1.0584 | 0.88305 | 0 | 0 | 0 | 2020-03-29 20:00
2137 | HE 2134 | 0 | 1.1027 | 2.2082 | 0.84736 | 0 | 0 | 0 | 2020-03-29 21:00
2138 | HE 2135 | 0 | 1.0643 | 1.5657 | 0.65333 | 0 | 0 | 0 | 2020-03-29 22:00
2139 | HE 2136 | 0 | 1.0369 | 1.216 | 1.0572 | 0 | 0 | 0 | 2020-03-29 23:00
2140 | HE 2137 | 0 | 0.99978 | 1.1999 | 0.50098 | 0 | 0 | 0 | 2020-03-30
2141 | HE 2138 | 0 | 0.82833 | 1.5391 | 0.48679 | 0 | 0 | 0 | 2020-03-30 01:00
2142 | HE 2139 | 0 | 0.87689 | 1.2027 | 0.50431 | 0 | 0 | 0 | 2020-03-30 02:00
2143 | HE 2140 | 0 | 0.88386 | 1.5415 | 0.48213 | 0 | 0 | 0 | 2020-03-30 03:00
2144 | HE 2141 | 0 | 0.93419 | 3.2879 | 0.53087 | 0 | 0 | 0 | 2020-03-30 04:00
2145 | HE 2142 | 0 | 1.7403 | 4.5922 | 0.67693 | 0 | 0 | 0 | 2020-03-30 05:00
2146 | HE 2143 | 0 | 2.8727 | 1.8429 | 1.2795 | 0 | 0 | 0 | 2020-03-30 06:00
2147 | HE 2144 | 5.9803e-05 | 1.87 | 2.1592 | 0.92931 | 0.00011183 | 0.00012913 | 5.5575e-05 | 2020-03-30 07:00
2148 | HE 2145 | 0.0001999 | 1.5289 | 1.5906 | 0.92673 | 0.00030564 | 0.00031797 | 0.00018525 | 2020-03-30 08:00
2149 | HE 2146 | 0.00034142 | 1.982 | 1.5043 | 0.97034 | 0.00067668 | 0.0005136 | 0.00033129 | 2020-03-30 09:00
2150 | HE 2147 | 0.00046492 | 1.2695 | 1.4553 | 0.72837 | 0.0005902 | 0.00067659 | 0.00033864 | 2020-03-30 10:00
2151 | HE 2148 | 0.00052816 | 1.1394 | 1.2149 | 0.78133 | 0.00060176 | 0.00064166 | 0.00041267 | 2020-03-30 11:00
2152 | HE 2149 | 0.00058369 | 0.8766 | 1.274 | 0.81264 | 0.00051167 | 0.0007436 | 0.00047433 | 2020-03-30 12:00
2153 | HE 2150 | 0.00059163 | 1.1003 | 1.3967 | 1.0412 | 0.00065099 | 0.00082631 | 0.00061603 | 2020-03-30 13:00
2154 | HE 2151 | 0.00056241 | 0.99356 | 1.327 | 0.79792 | 0.00055879 | 0.00074635 | 0.00044876 | 2020-03-30 14:00
2155 | HE 2152 | 0.00046203 | 1.6174 | 1.5221 | 0.75728 | 0.00074729 | 0.00070327 | 0.00034989 | 2020-03-30 15:00
2156 | HE 2153 | 0.00031019 | 1.6387 | 1.684 | 0.8909 | 0.00050833 | 0.00052235 | 0.00027635 | 2020-03-30 16:00
2157 | HE 2154 | 0.00013611 | 1.322 | 2.4065 | 1.028 | 0.00017994 | 0.00032756 | 0.00013992 | 2020-03-30 17:00
2158 | HE 2155 | 6.3714e-06 | 1.2365 | 2.2169 | 1.3311 | 7.878e-06 | 1.4125e-05 | 8.4809e-06 | 2020-03-30 18:00
2159 | HE 2156 | 0 | 1.1773 | 2.2707 | 1.3564 | 0 | 0 | 0 | 2020-03-30 19:00
2160 | HE 2157 | 0 | 1.2405 | 2.2867 | 1.1178 | 0 | 0 | 0 | 2020-03-30 20:00
2161 | HE 2158 | 0 | 1.2693 | 2.697 | 0.75376 | 0 | 0 | 0 | 2020-03-30 21:00
2162 | HE 2159 | 0 | 2.0121 | 1.6154 | 0.4563 | 0 | 0 | 0 | 2020-03-30 22:00
2163 | HE 2160 | 0 | 1.7566 | 1.4882 | 0.52911 | 0 | 0 | 0 | 2020-03-30 23:00
2164 | HE 2161 | 0 | 2.1295 | 1.1321 | 0.84248 | 0 | 0 | 0 | 2020-03-31
2165 | HE 2162 | 0 | 3.1359 | 1.1181 | 0.56131 | 0 | 0 | 0 | 2020-03-31 01:00
2166 | HE 2163 | 0 | 3.1931 | 1.091 | 0.59847 | 0 | 0 | 0 | 2020-03-31 02:00
2167 | HE 2164 | 0 | 2.2348 | 1.1259 | 0.57056 | 0 | 0 | 0 | 2020-03-31 03:00
2168 | HE 2165 | 0 | 2.3622 | 1.2205 | 0.6105 | 0 | 0 | 0 | 2020-03-31 04:00
2169 | HE 2166 | 0 | 3.9183 | 1.8036 | 0.83351 | 0 | 0 | 0 | 2020-03-31 05:00
2170 | HE 2167 | 0 | 2.4438 | 1.1262 | 1.4575 | 0 | 0 | 0 | 2020-03-31 06:00
2171 | HE 2168 | 5.9803e-05 | 1.5497 | 1.0639 | 1.7968 | 9.2677e-05 | 6.3627e-05 | 0.00010745 | 2020-03-31 07:00
2172 | HE 2169 | 0.0001999 | 1.4316 | 1.1222 | 1.6809 | 0.00028617 | 0.00022433 | 0.00033601 | 2020-03-31 08:00
2173 | HE 2170 | 0.00034142 | 1.6649 | 0.94064 | 1.3997 | 0.00056842 | 0.00032115 | 0.00047788 | 2020-03-31 09:00
2174 | HE 2171 | 0.00046492 | 1.2982 | 0.98881 | 1.3603 | 0.00060355 | 0.00045972 | 0.00063243 | 2020-03-31 10:00
2175 | HE 2172 | 0.00052816 | 1.171 | 0.91381 | 1.1623 | 0.00061846 | 0.00048264 | 0.00061389 | 2020-03-31 11:00
2176 | HE 2173 | 0.00058369 | 0.94611 | 0.74405 | 1.9582 | 0.00055224 | 0.0004343 | 0.001143 | 2020-03-31 12:00
2177 | HE 2174 | 0.00059163 | 0.75959 | 0.65416 | 3.0804 | 0.00044939 | 0.00038702 | 0.0018224 | 2020-03-31 13:00
2178 | HE 2175 | 0.00056241 | 0.78892 | 0.73965 | 3.2058 | 0.0004437 | 0.00041599 | 0.001803 | 2020-03-31 14:00
2179 | HE 2176 | 0.00046203 | 1.0468 | 0.91248 | 5.0177 | 0.00048364 | 0.00042159 | 0.0023183 | 2020-03-31 15:00
2180 | HE 2177 | 0.00031019 | 1.7515 | 1.0242 | 6.8394 | 0.00054329 | 0.00031771 | 0.0021215 | 2020-03-31 16:00
2181 | HE 2178 | 0.00013611 | 1.1812 | 1.1921 | 4.9289 | 0.00016077 | 0.00016227 | 0.0006709 | 2020-03-31 17:00
2182 | HE 2179 | 6.3714e-06 | 0.97466 | 1.771 | 7.8054 | 6.21e-06 | 1.1284e-05 | 4.9731e-05 | 2020-03-31 18:00
2183 | HE 2180 | 0 | 0.6914 | 2.2636 | 5.2642 | 0 | 0 | 0 | 2020-03-31 19:00
2184 | HE 2181 | 0 | 0.75756 | 1.1092 | 1.758 | 0 | 0 | 0 | 2020-03-31 20:00
2185 | HE 2182 | 0 | 0.96042 | 1.2544 | 1.1365 | 0 | 0 | 0 | 2020-03-31 21:00
2186 | HE 2183 | 0 | 1.2639 | 1.2004 | 0.66344 | 0 | 0 | 0 | 2020-03-31 22:00
2187 | HE 2184 | 0 | 0.80101 | 0.75578 | 0.57445 | 0 | 0 | 0 | 2020-03-31 23:00
2188 | HE 2185 | 0 | 1.7889 | 0.56061 | 0.62084 | 0 | 0 | 0 | 2020-04-01
2189 | HE 2186 | 0 | 0.88343 | 0.63999 | 0.482 | 0 | 0 | 0 | 2020-04-01 01:00
2190 | HE 2187 | 0 | 0.92427 | 0.77388 | 0.53446 | 0 | 0 | 0 | 2020-04-01 02:00
2191 | HE 2188 | 0 | 0.93004 | 0.9751 | 0.53877 | 0 | 0 | 0 | 2020-04-01 03:00
2192 | HE 2189 | 0 | 0.97434 | 1.9303 | 0.61609 | 0 | 0 | 0 | 2020-04-01 04:00
2193 | HE 2190 | 0 | 1.2534 | 9.1794 | 0.73986 | 0 | 0 | 0 | 2020-04-01 05:00
2194 | HE 2191 | 1.5499e-05 | 1.2482 | 7.0468 | 1.4765 | 1.9346e-05 | 0.00010922 | 2.2885e-05 | 2020-04-01 06:00
2195 | HE 2192 | 0.00011426 | 0.78392 | 4.5984 | 0.88434 | 8.9567e-05 | 0.0005254 | 0.00010104 | 2020-04-01 07:00
2196 | HE 2193 | 0.00025006 | 0.91748 | 3.4005 | 0.83785 | 0.00022943 | 0.00085035 | 0.00020952 | 2020-04-01 08:00
2197 | HE 2194 | 0.00039649 | 0.75149 | 1.6835 | 0.90711 | 0.00029796 | 0.00066747 | 0.00035966 | 2020-04-01 09:00
2198 | HE 2195 | 0.00051666 | 0.62968 | 1.5144 | 0.70993 | 0.00032533 | 0.00078245 | 0.00036679 | 2020-04-01 10:00
2199 | HE 2196 | 0.00057816 | 0.63652 | 1.5427 | 0.69958 | 0.00036801 | 0.00089196 | 0.00040447 | 2020-04-01 11:00
2200 | HE 2197 | 0.00061608 | 0.82151 | 1.5858 | 0.76248 | 0.00050612 | 0.00097696 | 0.00046975 | 2020-04-01 12:00
2201 | HE 2198 | 0.00061088 | 1.1533 | 1.5286 | 0.74697 | 0.00070454 | 0.00093378 | 0.00045631 | 2020-04-01 13:00
2202 | HE 2199 | 0.0005472 | 1.3526 | 1.5425 | 0.77737 | 0.00074013 | 0.00084404 | 0.00042538 | 2020-04-01 14:00
2203 | HE 2200 | 0.00045442 | 1.3674 | 1.6637 | 0.82765 | 0.00062139 | 0.00075603 | 0.0003761 | 2020-04-01 15:00
2204 | HE 2201 | 0.0003264 | 2.2036 | 1.6995 | 0.94532 | 0.00071926 | 0.00055472 | 0.00030855 | 2020-04-01 16:00
2205 | HE 2202 | 0.00015901 | 1.0117 | 2.5607 | 1.2148 | 0.00016088 | 0.00040719 | 0.00019316 | 2020-04-01 17:00
2206 | HE 2203 | 2.2692e-05 | 0.82061 | 3.3133 | 1.2943 | 1.8621e-05 | 7.5185e-05 | 2.937e-05 | 2020-04-01 18:00
2207 | HE 2204 | 0 | 0.83087 | 3.2742 | 0.98711 | 0 | 0 | 0 | 2020-04-01 19:00
2208 | HE 2205 | 0 | 0.94513 | 2.0752 | 1.1396 | 0 | 0 | 0 | 2020-04-01 20:00
2209 | HE 2206 | 0 | 0.86675 | 1.9086 | 0.89354 | 0 | 0 | 0 | 2020-04-01 21:00
2210 | HE 2207 | 0 | 1.0582 | 2.687 | 0.999 | 0 | 0 | 0 | 2020-04-01 22:00
2211 | HE 2208 | 0 | 1.0071 | 1.435 | 1.2847 | 0 | 0 | 0 | 2020-04-01 23:00
2212 | HE 2209 | 0 | 1.9243 | 0.71405 | 1.0639 | 0 | 0 | 0 | 2020-04-02
2213 | HE 2210 | 0 | 1.2932 | 0.78665 | 1.0039 | 0 | 0 | 0 | 2020-04-02 01:00
2214 | HE 2211 | 0 | 1.1265 | 0.80876 | 1.0088 | 0 | 0 | 0 | 2020-04-02 02:00
2215 | HE 2212 | 0 | 1.1385 | 0.8826 | 1.0185 | 0 | 0 | 0 | 2020-04-02 03:00
2216 | HE 2213 | 0 | 1.2796 | 1.5715 | 1.0497 | 0 | 0 | 0 | 2020-04-02 04:00
2217 | HE 2214 | 0 | 1.5863 | 2.5565 | 1.7465 | 0 | 0 | 0 | 2020-04-02 05:00
2218 | HE 2215 | 1.5499e-05 | 1.9218 | 1.8888 | 1.6188 | 2.9786e-05 | 2.9274e-05 | 2.509e-05 | 2020-04-02 06:00
2219 | HE 2216 | 0.00011426 | 1.0299 | 1.3514 | 1.3534 | 0.00011768 | 0.0001544 | 0.00015464 | 2020-04-02 07:00
2220 | HE 2217 | 0.00025006 | 1.0394 | 1.2789 | 1.1014 | 0.00025991 | 0.0003198 | 0.00027543 | 2020-04-02 08:00
2221 | HE 2218 | 0.00039649 | 1.2511 | 0.98781 | 1.0165 | 0.00049604 | 0.00039165 | 0.00040304 | 2020-04-02 09:00
2222 | HE 2219 | 0.00051666 | 0.57421 | 1.0697 | 0.78045 | 0.00029667 | 0.00055265 | 0.00040323 | 2020-04-02 10:00
2223 | HE 2220 | 0.00057816 | 0.55451 | 1.2374 | 0.56471 | 0.0003206 | 0.00071541 | 0.00032649 | 2020-04-02 11:00
2224 | HE 2221 | 0.00061608 | 0.51467 | 1.5718 | 0.68417 | 0.00031708 | 0.00096835 | 0.00042151 | 2020-04-02 12:00
2225 | HE 2222 | 0.00061088 | 0.61407 | 1.1531 | 0.68965 | 0.00037512 | 0.00070438 | 0.00042129 | 2020-04-02 13:00
2226 | HE 2223 | 0.0005472 | 0.83103 | 1.1112 | 0.80418 | 0.00045473 | 0.00060806 | 0.00044005 | 2020-04-02 14:00
2227 | HE 2224 | 0.00045442 | 0.94389 | 1.5369 | 0.81318 | 0.00042892 | 0.0006984 | 0.00036953 | 2020-04-02 15:00
2228 | HE 2225 | 0.0003264 | 1.5189 | 1.3065 | 0.89344 | 0.00049578 | 0.00042643 | 0.00029162 | 2020-04-02 16:00
2229 | HE 2226 | 0.00015901 | 1.0746 | 2.108 | 0.93412 | 0.00017088 | 0.0003352 | 0.00014854 | 2020-04-02 17:00
2230 | HE 2227 | 2.2692e-05 | 0.99573 | 1.8528 | 1.6102 | 2.2595e-05 | 4.2042e-05 | 3.6539e-05 | 2020-04-02 18:00
2231 | HE 2228 | 0 | 1.4404 | 2.0166 | 1.8228 | 0 | 0 | 0 | 2020-04-02 19:00
2232 | HE 2229 | 0 | 1.7692 | 2.1336 | 1.5959 | 0 | 0 | 0 | 2020-04-02 20:00
2233 | HE 2230 | 0 | 1.4207 | 2.2837 | 1.0586 | 0 | 0 | 0 | 2020-04-02 21:00
2234 | HE 2231 | 0 | 1.732 | 3.2375 | 0.68694 | 0 | 0 | 0 | 2020-04-02 22:00
2235 | HE 2232 | 0 | 2.2029 | 3.8577 | 1.04 | 0 | 0 | 0 | 2020-04-02 23:00
2236 | HE 2233 | 0 | 2.1784 | 2.1407 | 0.99754 | 0 | 0 | 0 | 2020-04-03
2237 | HE 2234 | 0 | 1.8435 | 2.1897 | 1.0144 | 0 | 0 | 0 | 2020-04-03 01:00
2238 | HE 2235 | 0 | 1.9265 | 2.1641 | 1.0423 | 0 | 0 | 0 | 2020-04-03 02:00
2239 | HE 2236 | 0 | 1.9423 | 2.2088 | 1.0546 | 0 | 0 | 0 | 2020-04-03 03:00
2240 | HE 2237 | 0 | 1.9458 | 6.8005 | 1.0577 | 0 | 0 | 0 | 2020-04-03 04:00
2241 | HE 2238 | 0 | 1.9349 | 6.305 | 1.6114 | 0 | 0 | 0 | 2020-04-03 05:00
2242 | HE 2239 | 1.5499e-05 | 2.1938 | 4.0937 | 1.7805 | 3.4002e-05 | 6.3448e-05 | 2.7597e-05 | 2020-04-03 06:00
2243 | HE 2240 | 0.00011426 | 1.1773 | 6.0948 | 1.6302 | 0.00013451 | 0.00069637 | 0.00018626 | 2020-04-03 07:00
2244 | HE 2241 | 0.00025006 | 0.93979 | 2.9493 | 1.423 | 0.00023501 | 0.00073752 | 0.00035584 | 2020-04-03 08:00
2245 | HE 2242 | 0.00039649 | 0.95388 | 1.3035 | 1.1725 | 0.0003782 | 0.00051682 | 0.00046489 | 2020-04-03 09:00
2246 | HE 2243 | 0.00051666 | 0.90616 | 1.7064 | 1.1055 | 0.00046818 | 0.00088165 | 0.00057117 | 2020-04-03 10:00
2247 | HE 2244 | 0.00057816 | 0.70368 | 1.8076 | 1.1002 | 0.00040684 | 0.0010451 | 0.00063609 | 2020-04-03 11:00
2248 | HE 2245 | 0.00061608 | 0.73908 | 1.7901 | 0.83061 | 0.00045534 | 0.0011029 | 0.00051173 | 2020-04-03 12:00
2249 | HE 2246 | 0.00061088 | 0.85556 | 4.2676 | 0.81773 | 0.00052264 | 0.002607 | 0.00049953 | 2020-04-03 13:00
2250 | HE 2247 | 0.0005472 | 1.0095 | 1.7349 | 0.81462 | 0.00055239 | 0.00094932 | 0.00044576 | 2020-04-03 14:00
2251 | HE 2248 | 0.00045442 | 1.0351 | 1.894 | 1.2732 | 0.00047035 | 0.00086066 | 0.00057855 | 2020-04-03 15:00
2252 | HE 2249 | 0.0003264 | 1.1244 | 1.7948 | 1.2006 | 0.00036701 | 0.00058582 | 0.00039186 | 2020-04-03 16:00
2253 | HE 2250 | 0.00015901 | 0.83849 | 2.3182 | 1.0781 | 0.00013333 | 0.00036862 | 0.00017143 | 2020-04-03 17:00
2254 | HE 2251 | 2.2692e-05 | 0.85447 | 2.2346 | 1.681 | 1.9389e-05 | 5.0707e-05 | 3.8145e-05 | 2020-04-03 18:00
2255 | HE 2252 | 0 | 1.6295 | 2.5676 | 1.6058 | 0 | 0 | 0 | 2020-04-03 19:00
2256 | HE 2253 | 0 | 1.5087 | 2.198 | 1.2836 | 0 | 0 | 0 | 2020-04-03 20:00
2257 | HE 2254 | 0 | 0.95306 | 3.2253 | 1.1129 | 0 | 0 | 0 | 2020-04-03 21:00
2258 | HE 2255 | 0 | 1.345 | 8.6302 | 0.79033 | 0 | 0 | 0 | 2020-04-03 22:00
2259 | HE 2256 | 0 | 1.6297 | 3.7576 | 1.0589 | 0 | 0 | 0 | 2020-04-03 23:00
2260 | HE 2257 | 0 | 1.6722 | 1.935 | 0.63528 | 0 | 0 | 0 | 2020-04-04
2261 | HE 2258 | 0 | 1.2957 | 2.2272 | 0.50505 | 0 | 0 | 0 | 2020-04-04 01:00
2262 | HE 2259 | 0 | 1.3573 | 5.9335 | 0.52624 | 0 | 0 | 0 | 2020-04-04 02:00
2263 | HE 2260 | 0 | 1.0738 | 11.8426 | 0.5169 | 0 | 0 | 0 | 2020-04-04 03:00
2264 | HE 2261 | 0 | 1.1253 | 7.2062 | 0.46409 | 0 | 0 | 0 | 2020-04-04 04:00
2265 | HE 2262 | 0 | 1.0918 | 3.2906 | 0.65929 | 0 | 0 | 0 | 2020-04-04 05:00
2266 | HE 2263 | 1.5499e-05 | 2.5199 | 2.0478 | 1.0532 | 3.9055e-05 | 3.1739e-05 | 1.6323e-05 | 2020-04-04 06:00
2267 | HE 2264 | 0.00011426 | 1.5828 | 1.5052 | 0.96064 | 0.00018085 | 0.00017198 | 0.00010976 | 2020-04-04 07:00
2268 | HE 2265 | 0.00025006 | 1.2679 | 3.1578 | 1.136 | 0.00031706 | 0.00078965 | 0.00028406 | 2020-04-04 08:00
2269 | HE 2266 | 0.00039649 | 1.169 | 0.90405 | 1.5027 | 0.0004635 | 0.00035844 | 0.00059579 | 2020-04-04 09:00
2270 | HE 2267 | 0.00051666 | 0.76902 | 1.6276 | 1.6182 | 0.00039733 | 0.00084094 | 0.00083606 | 2020-04-04 10:00
2271 | HE 2268 | 0.00057816 | 0.80317 | 1.5927 | 1.3093 | 0.00046436 | 0.00092083 | 0.00075698 | 2020-04-04 11:00
2272 | HE 2269 | 0.00061608 | 0.95746 | 2.8119 | 1.3332 | 0.00058988 | 0.0017324 | 0.00082134 | 2020-04-04 12:00
2273 | HE 2270 | 0.00061088 | 0.76622 | 3.5497 | 1.3826 | 0.00046806 | 0.0021684 | 0.00084462 | 2020-04-04 13:00
2274 | HE 2271 | 0.0005472 | 0.77435 | 5.2515 | 1.2455 | 0.00042372 | 0.0028736 | 0.00068154 | 2020-04-04 14:00
2275 | HE 2272 | 0.00045442 | 0.72089 | 7.1441 | 1.1086 | 0.00032759 | 0.0032464 | 0.00050376 | 2020-04-04 15:00
2276 | HE 2273 | 0.0003264 | 0.93324 | 5.9954 | 1.2295 | 0.00030461 | 0.0019569 | 0.00040131 | 2020-04-04 16:00
2277 | HE 2274 | 0.00015901 | 0.63872 | 4.0653 | 1.3019 | 0.00010157 | 0.00064644 | 0.00020701 | 2020-04-04 17:00
2278 | HE 2275 | 2.2692e-05 | 0.70901 | 3.7508 | 2.0251 | 1.6089e-05 | 8.5112e-05 | 4.5953e-05 | 2020-04-04 18:00
2279 | HE 2276 | 0 | 1.175 | 2.5908 | 2.2572 | 0 | 0 | 0 | 2020-04-04 19:00
2280 | HE 2277 | 0 | 1.9773 | 1.2436 | 1.6429 | 0 | 0 | 0 | 2020-04-04 20:00
2281 | HE 2278 | 0 | 1.183 | 1.2286 | 1.388 | 0 | 0 | 0 | 2020-04-04 21:00
2282 | HE 2279 | 0 | 2.5199 | 1.4405 | 0.82602 | 0 | 0 | 0 | 2020-04-04 22:00
2283 | HE 2280 | 0 | 3.4455 | 1.3247 | 0.78764 | 0 | 0 | 0 | 2020-04-04 23:00
2284 | HE 2281 | 0 | 2.6031 | 0.6182 | 0.5521 | 0 | 0 | 0 | 2020-04-05
2285 | HE 2282 | 0 | 2.0011 | 0.7463 | 0.44574 | 0 | 0 | 0 | 2020-04-05 01:00
2286 | HE 2283 | 0 | 2.0366 | 0.70509 | 0.4257 | 0 | 0 | 0 | 2020-04-05 02:00
2287 | HE 2284 | 0 | 2.0292 | 0.74334 | 0.41581 | 0 | 0 | 0 | 2020-04-05 03:00
2288 | HE 2285 | 0 | 1.9329 | 1.541 | 0.4176 | 0 | 0 | 0 | 2020-04-05 04:00
2289 | HE 2286 | 0 | 2.2242 | 2.7066 | 0.50207 | 0 | 0 | 0 | 2020-04-05 05:00
2290 | HE 2287 | 1.5499e-05 | 1.6237 | 1.6679 | 1.0016 | 2.5166e-05 | 2.585e-05 | 1.5524e-05 | 2020-04-05 06:00
2291 | HE 2288 | 0.00011426 | 1.0654 | 1.2311 | 0.93909 | 0.00012173 | 0.00014066 | 0.0001073 | 2020-04-05 07:00
2292 | HE 2289 | 0.00025006 | 0.95906 | 1.4429 | 1.0822 | 0.00023983 | 0.00036081 | 0.00027062 | 2020-04-05 08:00
2293 | HE 2290 | 0.00039649 | 0.95734 | 2.1265 | 1.1571 | 0.00037957 | 0.00084315 | 0.00045879 | 2020-04-05 09:00
2294 | HE 2291 | 0.00051666 | 0.66207 | 1.1024 | 0.90189 | 0.00034207 | 0.00056956 | 0.00046597 | 2020-04-05 10:00
2295 | HE 2292 | 0.00057816 | 0.70439 | 1.2364 | 0.86642 | 0.00040725 | 0.00071481 | 0.00050093 | 2020-04-05 11:00
2296 | HE 2293 | 0.00061608 | 0.66438 | 1.3382 | 0.86686 | 0.00040931 | 0.00082444 | 0.00053406 | 2020-04-05 12:00
2297 | HE 2294 | 0.00061088 | 0.96452 | 1.4689 | 1.0609 | 0.0005892 | 0.00089732 | 0.00064808 | 2020-04-05 13:00
2298 | HE 2295 | 0.0005472 | 1.148 | 2.3707 | 0.9877 | 0.00062818 | 0.0012972 | 0.00054046 | 2020-04-05 14:00
2299 | HE 2296 | 0.00045442 | 1.3555 | 3.1218 | 1.1145 | 0.00061597 | 0.0014186 | 0.00050643 | 2020-04-05 15:00
2300 | HE 2297 | 0.0003264 | 2.9228 | 2.0893 | 1.2124 | 0.00095399 | 0.00068194 | 0.00039572 | 2020-04-05 16:00
2301 | HE 2298 | 0.00015901 | 1.6886 | 1.6414 | 1.2736 | 0.00026851 | 0.000261 | 0.00020252 | 2020-04-05 17:00
2302 | HE 2299 | 2.2692e-05 | 1.2236 | 1.4658 | 1.9281 | 2.7766e-05 | 3.3261e-05 | 4.3752e-05 | 2020-04-05 18:00
2303 | HE 2300 | 0 | 1.1344 | 1.508 | 1.8188 | 0 | 0 | 0 | 2020-04-05 19:00
2304 | HE 2301 | 0 | 1.3175 | 1.2491 | 1.3808 | 0 | 0 | 0 | 2020-04-05 20:00
2305 | HE 2302 | 0 | 0.83869 | 1.1042 | 1.045 | 0 | 0 | 0 | 2020-04-05 21:00
2306 | HE 2303 | 0 | 2.2276 | 1.7038 | 0.85626 | 0 | 0 | 0 | 2020-04-05 22:00
2307 | HE 2304 | 0 | 2.719 | 2.225 | 1.1151 | 0 | 0 | 0 | 2020-04-05 23:00
2308 | HE 2305 | 0 | 2.1689 | 0.59259 | 0.48719 | 0 | 0 | 0 | 2020-04-06
2309 | HE 2306 | 0 | 1.7745 | 0.79387 | 0.40674 | 0 | 0 | 0 | 2020-04-06 01:00
2310 | HE 2307 | 0 | 1.8407 | 0.79296 | 0.44176 | 0 | 0 | 0 | 2020-04-06 02:00
2311 | HE 2308 | 0 | 1.8355 | 0.97879 | 0.44353 | 0 | 0 | 0 | 2020-04-06 03:00
2312 | HE 2309 | 0 | 1.8683 | 1.8976 | 0.48372 | 0 | 0 | 0 | 2020-04-06 04:00
2313 | HE 2310 | 0 | 1.9702 | 2.7994 | 0.56939 | 0 | 0 | 0 | 2020-04-06 05:00
2314 | HE 2311 | 1.5499e-05 | 1.4375 | 1.1991 | 1.3468 | 2.228e-05 | 1.8585e-05 | 2.0874e-05 | 2020-04-06 06:00
2315 | HE 2312 | 0.00011426 | 0.88938 | 1.2618 | 1.1517 | 0.00010162 | 0.00014417 | 0.00013159 | 2020-04-06 07:00
2316 | HE 2313 | 0.00025006 | 0.82199 | 1.2736 | 1.0592 | 0.00020555 | 0.00031848 | 0.00026486 | 2020-04-06 08:00
2317 | HE 2314 | 0.00039649 | 0.90619 | 1.0659 | 1.0701 | 0.00035929 | 0.00042263 | 0.00042428 | 2020-04-06 09:00
2318 | HE 2315 | 0.00051666 | 0.64797 | 1.0038 | 0.84821 | 0.00033478 | 0.00051864 | 0.00043824 | 2020-04-06 10:00
2319 | HE 2316 | 0.00057816 | 0.69184 | 0.98319 | 0.80598 | 0.0004 | 0.00056845 | 0.00046599 | 2020-04-06 11:00
2320 | HE 2317 | 0.00061608 | 0.72364 | 1.0487 | 0.84323 | 0.00044582 | 0.00064609 | 0.0005195 | 2020-04-06 12:00
2321 | HE 2318 | 0.00061088 | 1.3114 | 1.0171 | 0.95906 | 0.0008011 | 0.00062131 | 0.00058587 | 2020-04-06 13:00
2322 | HE 2319 | 0.0005472 | 1.6714 | 1.4502 | 1.3755 | 0.00091459 | 0.00079352 | 0.00075265 | 2020-04-06 14:00
2323 | HE 2320 | 0.00045442 | 1.7502 | 1.9562 | 1.3667 | 0.00079533 | 0.00088894 | 0.00062104 | 2020-04-06 15:00
2324 | HE 2321 | 0.0003264 | 2.3227 | 1.8238 | 1.1535 | 0.00075813 | 0.00059529 | 0.00037649 | 2020-04-06 16:00
2325 | HE 2322 | 0.00015901 | 1.348 | 1.7716 | 1.3842 | 0.00021435 | 0.00028171 | 0.00022011 | 2020-04-06 17:00
2326 | HE 2323 | 2.2692e-05 | 0.86571 | 1.8184 | 2.1107 | 1.9644e-05 | 4.1262e-05 | 4.7894e-05 | 2020-04-06 18:00
2327 | HE 2324 | 0 | 1.0537 | 2.0821 | 2.0042 | 0 | 0 | 0 | 2020-04-06 19:00
2328 | HE 2325 | 0 | 1.0657 | 1.2794 | 1.37 | 0 | 0 | 0 | 2020-04-06 20:00
2329 | HE 2326 | 0 | 1.1735 | 1.895 | 0.92415 | 0 | 0 | 0 | 2020-04-06 21:00
2330 | HE 2327 | 0 | 2.2823 | 2.3671 | 0.57749 | 0 | 0 | 0 | 2020-04-06 22:00
2331 | HE 2328 | 0 | 2.3434 | 0.65224 | 0.81537 | 0 | 0 | 0 | 2020-04-06 23:00
2332 | HE 2329 | 0 | 2.2541 | 0.55817 | 0.58726 | 0 | 0 | 0 | 2020-04-07
2333 | HE 2330 | 0 | 1.9453 | 0.74084 | 0.55379 | 0 | 0 | 0 | 2020-04-07 01:00
2334 | HE 2331 | 0 | 2.0449 | 0.7403 | 0.58445 | 0 | 0 | 0 | 2020-04-07 02:00
2335 | HE 2332 | 0 | 2.0578 | 0.81192 | 0.58937 | 0 | 0 | 0 | 2020-04-07 03:00
2336 | HE 2333 | 0 | 2.1017 | 1.3192 | 0.59287 | 0 | 0 | 0 | 2020-04-07 04:00
2337 | HE 2334 | 0 | 2.7017 | 2.2215 | 0.8784 | 0 | 0 | 0 | 2020-04-07 05:00
2338 | HE 2335 | 1.5499e-05 | 1.9407 | 1.653 | 1.3881 | 3.0079e-05 | 2.5619e-05 | 2.1514e-05 | 2020-04-07 06:00
2339 | HE 2336 | 0.00011426 | 1.0766 | 1.2789 | 0.9554 | 0.000123 | 0.00014612 | 0.00010916 | 2020-04-07 07:00
2340 | HE 2337 | 0.00025006 | 1.1746 | 1.3398 | 0.87907 | 0.00029372 | 0.00033504 | 0.00021982 | 2020-04-07 08:00
2341 | HE 2338 | 0.00039649 | 1.8943 | 0.94684 | 0.90628 | 0.00075108 | 0.00037541 | 0.00035933 | 2020-04-07 09:00
2342 | HE 2339 | 0.00051666 | 1.7011 | 0.8875 | 0.75103 | 0.00087887 | 0.00045854 | 0.00038803 | 2020-04-07 10:00
2343 | HE 2340 | 0.00057816 | 1.7609 | 0.97812 | 0.70927 | 0.0010181 | 0.00056551 | 0.00041007 | 2020-04-07 11:00
2344 | HE 2341 | 0.00061608 | 1.2668 | 0.96591 | 0.88806 | 0.00078047 | 0.00059508 | 0.00054712 | 2020-04-07 12:00
2345 | HE 2342 | 0.00061088 | 1.1734 | 1.1495 | 1.5541 | 0.00071682 | 0.0007022 | 0.00094939 | 2020-04-07 13:00
2346 | HE 2343 | 0.0005472 | 1.0106 | 1.4072 | 1.6875 | 0.00055301 | 0.00077 | 0.00092337 | 2020-04-07 14:00
2347 | HE 2344 | 0.00045442 | 0.72436 | 1.7897 | 2.824 | 0.00032916 | 0.00081327 | 0.0012833 | 2020-04-07 15:00
2348 | HE 2345 | 0.0003264 | 0.89735 | 2.2711 | 3.4992 | 0.00029289 | 0.00074128 | 0.0011421 | 2020-04-07 16:00
2349 | HE 2346 | 0.00015901 | 0.86478 | 2.1427 | 2.6723 | 0.00013751 | 0.00034072 | 0.00042492 | 2020-04-07 17:00
2350 | HE 2347 | 2.2692e-05 | 1.035 | 2.8179 | 3.6019 | 2.3486e-05 | 6.3943e-05 | 8.1734e-05 | 2020-04-07 18:00
2351 | HE 2348 | 0 | 1.7124 | 3.1339 | 2.8712 | 0 | 0 | 0 | 2020-04-07 19:00
2352 | HE 2349 | 0 | 2.7486 | 1.4357 | 1.6428 | 0 | 0 | 0 | 2020-04-07 20:00
2353 | HE 2350 | 0 | 1.47 | 1.1446 | 1.0982 | 0 | 0 | 0 | 2020-04-07 21:00
2354 | HE 2351 | 0 | 1.1984 | 1.5263 | 0.50866 | 0 | 0 | 0 | 2020-04-07 22:00
2355 | HE 2352 | 0 | 1.0789 | 1.6587 | 0.67809 | 0 | 0 | 0 | 2020-04-07 23:00
2356 | HE 2353 | 0 | 0.99693 | 0.64455 | 0.33973 | 0 | 0 | 0 | 2020-04-08
2357 | HE 2354 | 0 | 0.76761 | 0.83414 | 0.33726 | 0 | 0 | 0 | 2020-04-08 01:00
2358 | HE 2355 | 0 | 0.81067 | 0.82813 | 0.3692 | 0 | 0 | 0 | 2020-04-08 02:00
2359 | HE 2356 | 0 | 0.90076 | 0.85028 | 0.36753 | 0 | 0 | 0 | 2020-04-08 03:00
2360 | HE 2357 | 0 | 0.91112 | 0.989 | 0.37528 | 0 | 0 | 0 | 2020-04-08 04:00
2361 | HE 2358 | 0 | 1.0347 | 1.8771 | 0.50945 | 0 | 0 | 0 | 2020-04-08 05:00
2362 | HE 2359 | 1.5499e-05 | 1.4511 | 1.3509 | 1.1537 | 2.249e-05 | 2.0938e-05 | 1.7881e-05 | 2020-04-08 06:00
2363 | HE 2360 | 0.00011426 | 1.1393 | 1.1481 | 0.72851 | 0.00013017 | 0.00013117 | 8.3237e-05 | 2020-04-08 07:00
2364 | HE 2361 | 0.00025006 | 1.3366 | 1.3656 | 0.84569 | 0.00033424 | 0.0003415 | 0.00021148 | 2020-04-08 08:00
2365 | HE 2362 | 0.00039649 | 1.4017 | 1.0807 | 0.96392 | 0.00055577 | 0.00042849 | 0.00038218 | 2020-04-08 09:00
2366 | HE 2363 | 0.00051666 | 0.72263 | 1.2027 | 0.87375 | 0.00037335 | 0.00062137 | 0.00045143 | 2020-04-08 10:00
2367 | HE 2364 | 0.00057816 | 0.70811 | 1.2753 | 1.1493 | 0.0004094 | 0.00073733 | 0.00066446 | 2020-04-08 11:00
2368 | HE 2365 | 0.00061608 | 0.56155 | 1.884 | 1.766 | 0.00034596 | 0.0011607 | 0.001088 | 2020-04-08 12:00
2369 | HE 2366 | 0.00061088 | 0.60778 | 2.5882 | 3.6524 | 0.00037128 | 0.001581 | 0.0022312 | 2020-04-08 13:00
2370 | HE 2367 | 0.0005472 | 0.53611 | 5.5204 | 10.3992 | 0.00029336 | 0.0030207 | 0.0056904 | 2020-04-08 14:00
2371 | HE 2368 | 0.00045442 | 0.70635 | 7.3448 | 16.4708 | 0.00032098 | 0.0033376 | 0.0074847 | 2020-04-08 15:00
2372 | HE 2369 | 0.0003264 | 0.83089 | 6.1216 | 18.6994 | 0.0002712 | 0.0019981 | 0.0061035 | 2020-04-08 16:00
2373 | HE 2370 | 0.00015901 | 0.87671 | 3.4056 | 16.3382 | 0.00013941 | 0.00054154 | 0.002598 | 2020-04-08 17:00
2374 | HE 2371 | 2.2692e-05 | 0.85014 | 3.8731 | 17.6057 | 1.9291e-05 | 8.7888e-05 | 0.0003995 | 2020-04-08 18:00
2375 | HE 2372 | 0 | 1.9795 | 2.975 | 6.6498 | 0 | 0 | 0 | 2020-04-08 19:00
2376 | HE 2373 | 0 | 2.6662 | 1.8435 | 3.1428 | 0 | 0 | 0 | 2020-04-08 20:00
2377 | HE 2374 | 0 | 0.9555 | 1.0101 | 1.9112 | 0 | 0 | 0 | 2020-04-08 21:00
2378 | HE 2375 | 0 | 1.0554 | 1.0034 | 0.66534 | 0 | 0 | 0 | 2020-04-08 22:00
2379 | HE 2376 | 0 | 1.4592 | 0.35033 | 0.55181 | 0 | 0 | 0 | 2020-04-08 23:00
2380 | HE 2377 | 0 | 1.1926 | 0.20056 | 0.3373 | 0 | 0 | 0 | 2020-04-09
2381 | HE 2378 | 0 | 1.3194 | 0.29367 | 0.26467 | 0 | 0 | 0 | 2020-04-09 01:00
2382 | HE 2379 | 0 | 1.1221 | 0.33412 | 0.25815 | 0 | 0 | 0 | 2020-04-09 02:00
2383 | HE 2380 | 0 | 1.1356 | 0.35746 | 0.20283 | 0 | 0 | 0 | 2020-04-09 03:00
2384 | HE 2381 | 0 | 1.1515 | 0.62915 | 0.34973 | 0 | 0 | 0 | 2020-04-09 04:00
2385 | HE 2382 | 0 | 1.2347 | 1.2479 | 0.42991 | 0 | 0 | 0 | 2020-04-09 05:00
2386 | HE 2383 | 1.5499e-05 | 3.4146 | 0.96822 | 0.72391 | 5.2923e-05 | 1.5006e-05 | 1.122e-05 | 2020-04-09 06:00
2387 | HE 2384 | 0.00011426 | 2.3755 | 0.86922 | 0.62874 | 0.00027141 | 9.9314e-05 | 7.1837e-05 | 2020-04-09 07:00
2388 | HE 2385 | 0.00025006 | 2.0001 | 1.038 | 0.7604 | 0.00050015 | 0.00025957 | 0.00019015 | 2020-04-09 08:00
2389 | HE 2386 | 0.00039649 | 2.1973 | 0.96374 | 0.78889 | 0.00087121 | 0.00038211 | 0.00031278 | 2020-04-09 09:00
2390 | HE 2387 | 0.00051666 | 1.3362 | 0.9995 | 0.58388 | 0.00069037 | 0.00051641 | 0.00030167 | 2020-04-09 10:00
2391 | HE 2388 | 0.00057816 | 1.4414 | 1.128 | 0.60925 | 0.00083338 | 0.00065219 | 0.00035225 | 2020-04-09 11:00
2392 | HE 2389 | 0.00061608 | 1.488 | 1.7078 | 1.0219 | 0.00091674 | 0.0010522 | 0.00062958 | 2020-04-09 12:00
2393 | HE 2390 | 0.00061088 | 1.9442 | 2.4252 | 1.3845 | 0.0011877 | 0.0014815 | 0.00084575 | 2020-04-09 13:00
2394 | HE 2391 | 0.0005472 | 1.9007 | 6.3418 | 1.9119 | 0.0010401 | 0.0034702 | 0.0010462 | 2020-04-09 14:00
2395 | HE 2392 | 0.00045442 | 1.8385 | 7.3642 | 1.6785 | 0.00083545 | 0.0033464 | 0.00076276 | 2020-04-09 15:00
2396 | HE 2393 | 0.0003264 | 2.2622 | 6.6548 | 1.6981 | 0.00073839 | 0.0021721 | 0.00055425 | 2020-04-09 16:00
2397 | HE 2394 | 0.00015901 | 1.5505 | 2.7711 | 1.2771 | 0.00024655 | 0.00044064 | 0.00020308 | 2020-04-09 17:00
2398 | HE 2395 | 2.2692e-05 | 1.437 | 1.5885 | 1.9231 | 3.2608e-05 | 3.6045e-05 | 4.3639e-05 | 2020-04-09 18:00
2399 | HE 2396 | 0 | 1.4346 | 0.84493 | 1.5811 | 0 | 0 | 0 | 2020-04-09 19:00
2400 | HE 2397 | 0 | 1.4816 | 1.3367 | 1.3157 | 0 | 0 | 0 | 2020-04-09 20:00
2401 | HE 2398 | 0 | 1.073 | 0.81187 | 1.0389 | 0 | 0 | 0 | 2020-04-09 21:00
2402 | HE 2399 | 0 | 1.3501 | 1.1272 | 0.62205 | 0 | 0 | 0 | 2020-04-09 22:00
2403 | HE 2400 | 0 | 1.3069 | 1.1465 | 0.62802 | 0 | 0 | 0 | 2020-04-09 23:00
2404 | HE 2401 | 0 | 0.40611 | 0.60955 | 0.40247 | 0 | 0 | 0 | 2020-04-10
2405 | HE 2402 | 0 | 0.29889 | 0.74314 | 0.36545 | 0 | 0 | 0 | 2020-04-10 01:00
2406 | HE 2403 | 0 | 0.31669 | 0.76881 | 0.38616 | 0 | 0 | 0 | 2020-04-10 02:00
2407 | HE 2404 | 0 | 0.33635 | 0.88494 | 0.39338 | 0 | 0 | 0 | 2020-04-10 03:00
2408 | HE 2405 | 0 | 0.35886 | 1.2551 | 0.39841 | 0 | 0 | 0 | 2020-04-10 04:00
2409 | HE 2406 | 0 | 0.53301 | 2.0746 | 0.45987 | 0 | 0 | 0 | 2020-04-10 05:00
2410 | HE 2407 | 1.5499e-05 | 2.8301 | 1.4229 | 0.9622 | 4.3863e-05 | 2.2053e-05 | 1.4913e-05 | 2020-04-10 06:00
2411 | HE 2408 | 0.00011426 | 2.2799 | 1.4744 | 0.79353 | 0.0002605 | 0.00016846 | 9.0665e-05 | 2020-04-10 07:00
2412 | HE 2409 | 0.00025006 | 1.9826 | 1.2263 | 0.79534 | 0.00049578 | 0.00030664 | 0.00019889 | 2020-04-10 08:00
2413 | HE 2410 | 0.00039649 | 1.804 | 0.84597 | 0.89043 | 0.00071527 | 0.00033542 | 0.00035304 | 2020-04-10 09:00
2414 | HE 2411 | 0.00051666 | 1.1651 | 0.84171 | 0.72 | 0.00060196 | 0.00043488 | 0.000372 | 2020-04-10 10:00
2415 | HE 2412 | 0.00057816 | 1.0318 | 0.82678 | 0.73572 | 0.00059655 | 0.00047802 | 0.00042537 | 2020-04-10 11:00
2416 | HE 2413 | 0.00061608 | 0.94968 | 0.73361 | 0.82235 | 0.00058508 | 0.00045197 | 0.00050664 | 2020-04-10 12:00
2417 | HE 2414 | 0.00061088 | 1.0632 | 1.4665 | 0.80228 | 0.00064946 | 0.00089587 | 0.0004901 | 2020-04-10 13:00
2418 | HE 2415 | 0.0005472 | 0.97166 | 3.0307 | 0.77802 | 0.00053169 | 0.0016584 | 0.00042573 | 2020-04-10 14:00
2419 | HE 2416 | 0.00045442 | 1.0521 | 3.8282 | 0.76538 | 0.0004781 | 0.0017396 | 0.00034781 | 2020-04-10 15:00
2420 | HE 2417 | 0.0003264 | 1.2596 | 2.973 | 0.92157 | 0.00041114 | 0.00097039 | 0.0003008 | 2020-04-10 16:00
2421 | HE 2418 | 0.00015901 | 0.9661 | 1.8803 | 0.91455 | 0.00015362 | 0.00029899 | 0.00014543 | 2020-04-10 17:00
2422 | HE 2419 | 2.2692e-05 | 0.8146 | 1.2598 | 1.2685 | 1.8485e-05 | 2.8587e-05 | 2.8783e-05 | 2020-04-10 18:00
2423 | HE 2420 | 0 | 1.0774 | 1.1717 | 1.2312 | 0 | 0 | 0 | 2020-04-10 19:00
2424 | HE 2421 | 0 | 0.92633 | 0.67643 | 1.2596 | 0 | 0 | 0 | 2020-04-10 20:00
2425 | HE 2422 | 0 | 1.113 | 0.55827 | 1.1464 | 0 | 0 | 0 | 2020-04-10 21:00
2426 | HE 2423 | 0 | 1.1694 | 1.7839 | 0.86039 | 0 | 0 | 0 | 2020-04-10 22:00
2427 | HE 2424 | 0 | 2.218 | 1.2619 | 1.2448 | 0 | 0 | 0 | 2020-04-10 23:00
2428 | HE 2425 | 0 | 2.1874 | 0.61386 | 1.0952 | 0 | 0 | 0 | 2020-04-11
2429 | HE 2426 | 0 | 2.1086 | 0.66703 | 1.042 | 0 | 0 | 0 | 2020-04-11 01:00
2430 | HE 2427 | 0 | 2.1912 | 0.86589 | 1.0829 | 0 | 0 | 0 | 2020-04-11 02:00
2431 | HE 2428 | 0 | 2.2244 | 0.76796 | 1.0987 | 0 | 0 | 0 | 2020-04-11 03:00
2432 | HE 2429 | 0 | 2.2844 | 1.1649 | 1.1266 | 0 | 0 | 0 | 2020-04-11 04:00
2433 | HE 2430 | 0 | 2.5956 | 2.7703 | 1.4197 | 0 | 0 | 0 | 2020-04-11 05:00
2434 | HE 2431 | 1.5499e-05 | 3.2116 | 1.2777 | 1.6286 | 4.9776e-05 | 1.9803e-05 | 2.5242e-05 | 2020-04-11 06:00
2435 | HE 2432 | 0.00011426 | 2.4174 | 1.2654 | 1.2977 | 0.00027621 | 0.00014458 | 0.00014827 | 2020-04-11 07:00
2436 | HE 2433 | 0.00025006 | 2.421 | 1.1541 | 1.3513 | 0.00060541 | 0.00028861 | 0.00033791 | 2020-04-11 08:00
2437 | HE 2434 | 0.00039649 | 2.5098 | 0.778 | 1.5204 | 0.00099508 | 0.00030847 | 0.00060283 | 2020-04-11 09:00
2438 | HE 2435 | 0.00051666 | 1.4705 | 0.65044 | 1.1588 | 0.00075974 | 0.00033606 | 0.0005987 | 2020-04-11 10:00
2439 | HE 2436 | 0.00057816 | 1.3444 | 0.68632 | 1.1352 | 0.00077728 | 0.0003968 | 0.00065632 | 2020-04-11 11:00
2440 | HE 2437 | 0.00061608 | 1.3928 | 0.51877 | 1.1876 | 0.00085805 | 0.0003196 | 0.00073167 | 2020-04-11 12:00
2441 | HE 2438 | 0.00061088 | 1.5416 | 1.0487 | 0.98111 | 0.00094174 | 0.0006406 | 0.00059934 | 2020-04-11 13:00
2442 | HE 2439 | 0.0005472 | 1.2733 | 1.5273 | 0.99882 | 0.00069673 | 0.00083571 | 0.00054655 | 2020-04-11 14:00
2443 | HE 2440 | 0.00045442 | 1.629 | 2.7864 | 1.0552 | 0.00074023 | 0.0012662 | 0.00047952 | 2020-04-11 15:00
2444 | HE 2441 | 0.0003264 | 2.3369 | 2.09 | 0.88188 | 0.00076276 | 0.00068216 | 0.00028785 | 2020-04-11 16:00
2445 | HE 2442 | 0.00015901 | 1.6994 | 1.1785 | 0.98283 | 0.00027022 | 0.0001874 | 0.00015628 | 2020-04-11 17:00
2446 | HE 2443 | 2.2692e-05 | 2.2615 | 1.6884 | 1.2799 | 5.1317e-05 | 3.8313e-05 | 2.9043e-05 | 2020-04-11 18:00
2447 | HE 2444 | 0 | 1.4993 | 1.5171 | 1.5653 | 0 | 0 | 0 | 2020-04-11 19:00
2448 | HE 2445 | 0 | 1.6962 | 1.1352 | 1.3371 | 0 | 0 | 0 | 2020-04-11 20:00
2449 | HE 2446 | 0 | 1.2424 | 0.61066 | 1.2819 | 0 | 0 | 0 | 2020-04-11 21:00
2450 | HE 2447 | 0 | 2.425 | 1.8656 | 1.3002 | 0 | 0 | 0 | 2020-04-11 22:00
2451 | HE 2448 | 0 | 2.5442 | 0.78689 | 1.3257 | 0 | 0 | 0 | 2020-04-11 23:00
2452 | HE 2449 | 0 | 2.1625 | 0.50724 | 1.0057 | 0 | 0 | 0 | 2020-04-12
2453 | HE 2450 | 0 | 1.9861 | 0.63077 | 0.95886 | 0 | 0 | 0 | 2020-04-12 01:00
2454 | HE 2451 | 0 | 2.0805 | 0.617 | 1.0107 | 0 | 0 | 0 | 2020-04-12 02:00
2455 | HE 2452 | 0 | 2.1142 | 0.64837 | 1.0392 | 0 | 0 | 0 | 2020-04-12 03:00
2456 | HE 2453 | 0 | 2.1038 | 0.98713 | 1.0563 | 0 | 0 | 0 | 2020-04-12 04:00
2457 | HE 2454 | 0 | 2.3165 | 1.6511 | 1.3865 | 0 | 0 | 0 | 2020-04-12 05:00
2458 | HE 2455 | 1.5499e-05 | 3.0677 | 0.83289 | 1.555 | 4.7546e-05 | 1.2909e-05 | 2.41e-05 | 2020-04-12 06:00
2459 | HE 2456 | 0.00011426 | 1.7116 | 0.87916 | 1.2373 | 0.00019556 | 0.00010045 | 0.00014136 | 2020-04-12 07:00
2460 | HE 2457 | 0.00025006 | 2.1354 | 0.86958 | 1.1331 | 0.00053398 | 0.00021745 | 0.00028334 | 2020-04-12 08:00
2461 | HE 2458 | 0.00039649 | 1.847 | 0.67386 | 1.2035 | 0.0007323 | 0.00026718 | 0.00047715 | 2020-04-12 09:00
2462 | HE 2459 | 0.00051666 | 1.0912 | 0.63988 | 1.2351 | 0.0005638 | 0.0003306 | 0.00063812 | 2020-04-12 10:00
2463 | HE 2460 | 0.00057816 | 0.89866 | 0.63762 | 2.1885 | 0.00051957 | 0.00036865 | 0.0012653 | 2020-04-12 11:00
2464 | HE 2461 | 0.00061608 | 0.91251 | 0.60962 | 1.2943 | 0.00056218 | 0.00037558 | 0.00079741 | 2020-04-12 12:00
2465 | HE 2462 | 0.00061088 | 0.85795 | 0.84485 | 0.82304 | 0.0005241 | 0.0005161 | 0.00050278 | 2020-04-12 13:00
2466 | HE 2463 | 0.0005472 | 0.93762 | 1.0306 | 0.86724 | 0.00051306 | 0.00056393 | 0.00047455 | 2020-04-12 14:00
2467 | HE 2464 | 0.00045442 | 1.3267 | 2.324 | 0.92926 | 0.00060287 | 0.0010561 | 0.00042227 | 2020-04-12 15:00
2468 | HE 2465 | 0.0003264 | 1.6486 | 1.198 | 1.0699 | 0.0005381 | 0.00039101 | 0.00034922 | 2020-04-12 16:00
2469 | HE 2466 | 0.00015901 | 1.5761 | 0.86957 | 1.1648 | 0.00025062 | 0.00013827 | 0.00018522 | 2020-04-12 17:00
2470 | HE 2467 | 2.2692e-05 | 1.2875 | 0.79614 | 1.4607 | 2.9216e-05 | 1.8066e-05 | 3.3147e-05 | 2020-04-12 18:00
2471 | HE 2468 | 0 | 1.3421 | 1.07 | 1.2211 | 0 | 0 | 0 | 2020-04-12 19:00
2472 | HE 2469 | 0 | 1.542 | 3.3821 | 1.3101 | 0 | 0 | 0 | 2020-04-12 20:00
2473 | HE 2470 | 0 | 1.3561 | 1.787 | 1.2538 | 0 | 0 | 0 | 2020-04-12 21:00
2474 | HE 2471 | 0 | 2.1928 | 2.1082 | 1.045 | 0 | 0 | 0 | 2020-04-12 22:00
2475 | HE 2472 | 0 | 2.4613 | 1.6001 | 1.211 | 0 | 0 | 0 | 2020-04-12 23:00
2476 | HE 2473 | 0 | 1.8949 | 0.99735 | 1.2764 | 0 | 0 | 0 | 2020-04-13
2477 | HE 2474 | 0 | 1.7835 | 1.1363 | 1.0536 | 0 | 0 | 0 | 2020-04-13 01:00
2478 | HE 2475 | 0 | 1.8579 | 1.1206 | 1.1002 | 0 | 0 | 0 | 2020-04-13 02:00
2479 | HE 2476 | 0 | 1.8884 | 1.1314 | 1.2081 | 0 | 0 | 0 | 2020-04-13 03:00
2480 | HE 2477 | 0 | 1.9218 | 1.6312 | 1.2818 | 0 | 0 | 0 | 2020-04-13 04:00
2481 | HE 2478 | 0 | 2.0919 | 2.7696 | 1.0443 | 0 | 0 | 0 | 2020-04-13 05:00
2482 | HE 2479 | 1.5499e-05 | 3.0898 | 1.4674 | 1.2743 | 4.7888e-05 | 2.2743e-05 | 1.975e-05 | 2020-04-13 06:00
2483 | HE 2480 | 0.00011426 | 2.1703 | 1.3637 | 1.1453 | 0.00024797 | 0.00015581 | 0.00013086 | 2020-04-13 07:00
2484 | HE 2481 | 0.00025006 | 2.0692 | 1.3161 | 1.0079 | 0.00051743 | 0.00032911 | 0.00025203 | 2020-04-13 08:00
2485 | HE 2482 | 0.00039649 | 1.9567 | 1.0729 | 1.2256 | 0.0007758 | 0.00042538 | 0.00048595 | 2020-04-13 09:00
2486 | HE 2483 | 0.00051666 | 1.172 | 1.0528 | 1.0043 | 0.00060553 | 0.00054396 | 0.00051889 | 2020-04-13 10:00
2487 | HE 2484 | 0.00057816 | 1.0163 | 1.5973 | 0.9603 | 0.00058757 | 0.00092347 | 0.00055521 | 2020-04-13 11:00
2488 | HE 2485 | 0.00061608 | 0.88195 | 1.6181 | 1.2344 | 0.00054336 | 0.00099691 | 0.00076049 | 2020-04-13 12:00
2489 | HE 2486 | 0.00061088 | 0.92094 | 0.98049 | 1.0029 | 0.00056258 | 0.00059896 | 0.00061268 | 2020-04-13 13:00
2490 | HE 2487 | 0.0005472 | 1.2084 | 1.9807 | 0.98723 | 0.00066124 | 0.0010838 | 0.00054021 | 2020-04-13 14:00
2491 | HE 2488 | 0.00045442 | 1.6219 | 2.3285 | 0.98627 | 0.00073703 | 0.0010581 | 0.00044818 | 2020-04-13 15:00
2492 | HE 2489 | 0.0003264 | 2.0821 | 1.821 | 1.0013 | 0.00067961 | 0.00059437 | 0.00032683 | 2020-04-13 16:00
2493 | HE 2490 | 0.00015901 | 1.5142 | 1.9717 | 1.0541 | 0.00024079 | 0.00031352 | 0.00016762 | 2020-04-13 17:00
2494 | HE 2491 | 2.2692e-05 | 1.4271 | 1.9608 | 1.3333 | 3.2384e-05 | 4.4493e-05 | 3.0255e-05 | 2020-04-13 18:00
2495 | HE 2492 | 0 | 1.3795 | 2.3511 | 1.6496 | 0 | 0 | 0 | 2020-04-13 19:00
2496 | HE 2493 | 0 | 1.6433 | 2.1902 | 1.7084 | 0 | 0 | 0 | 2020-04-13 20:00
2497 | HE 2494 | 0 | 1.3447 | 2.0007 | 1.2141 | 0 | 0 | 0 | 2020-04-13 21:00
2498 | HE 2495 | 0 | 2.0342 | 2.2391 | 0.67851 | 0 | 0 | 0 | 2020-04-13 22:00
2499 | HE 2496 | 0 | 1.9214 | 1.7552 | 1.1057 | 0 | 0 | 0 | 2020-04-13 23:00
2500 | HE 2497 | 0 | 2.0842 | 1.0193 | 0.58766 | 0 | 0 | 0 | 2020-04-14
2501 | HE 2498 | 0 | 1.9523 | 1.0943 | 0.3926 | 0 | 0 | 0 | 2020-04-14 01:00
2502 | HE 2499 | 0 | 2.0168 | 1.095 | 0.41466 | 0 | 0 | 0 | 2020-04-14 02:00
2503 | HE 2500 | 0 | 2.0884 | 1.1048 | 0.41487 | 0 | 0 | 0 | 2020-04-14 03:00
2504 | HE 2501 | 0 | 2.2119 | 1.5902 | 0.49967 | 0 | 0 | 0 | 2020-04-14 04:00
2505 | HE 2502 | 0 | 2.5035 | 2.2254 | 0.638 | 0 | 0 | 0 | 2020-04-14 05:00
2506 | HE 2503 | 1.5499e-05 | 4.139 | 1.504 | 1.5193 | 6.4149e-05 | 2.3311e-05 | 2.3548e-05 | 2020-04-14 06:00
2507 | HE 2504 | 0.00011426 | 2.6011 | 1.5273 | 1.3978 | 0.00029719 | 0.0001745 | 0.00015971 | 2020-04-14 07:00
2508 | HE 2505 | 0.00025006 | 2.5009 | 1.6871 | 1.4422 | 0.00062539 | 0.00042189 | 0.00036064 | 2020-04-14 08:00
2509 | HE 2506 | 0.00039649 | 1.9894 | 1.2597 | 1.4933 | 0.00078879 | 0.00049946 | 0.00059208 | 2020-04-14 09:00
2510 | HE 2507 | 0.00051666 | 1.4362 | 1.2563 | 1.164 | 0.00074205 | 0.00064909 | 0.00060141 | 2020-04-14 10:00
2511 | HE 2508 | 0.00057816 | 1.2502 | 0.97871 | 1.0623 | 0.00072284 | 0.00056586 | 0.00061415 | 2020-04-14 11:00
2512 | HE 2509 | 0.00061608 | 1.0364 | 0.85525 | 1.1481 | 0.00063851 | 0.00052691 | 0.0007073 | 2020-04-14 12:00
2513 | HE 2510 | 0.00061088 | 1.147 | 1.0072 | 1.2235 | 0.00070067 | 0.00061526 | 0.0007474 | 2020-04-14 13:00
2514 | HE 2511 | 0.0005472 | 1.2069 | 1.0193 | 1.2942 | 0.00066042 | 0.00055776 | 0.00070817 | 2020-04-14 14:00
2515 | HE 2512 | 0.00045442 | 1.1562 | 1.2242 | 1.1956 | 0.0005254 | 0.0005563 | 0.00054332 | 2020-04-14 15:00
2516 | HE 2513 | 0.0003264 | 1.4206 | 1.3978 | 1.4691 | 0.00046368 | 0.00045623 | 0.00047951 | 2020-04-14 16:00
2517 | HE 2514 | 0.00015901 | 1.4634 | 1.5313 | 1.5675 | 0.00023271 | 0.00024349 | 0.00024926 | 2020-04-14 17:00
2518 | HE 2515 | 2.2692e-05 | 1.6997 | 2.0116 | 2.0454 | 3.8568e-05 | 4.5646e-05 | 4.6413e-05 | 2020-04-14 18:00
2519 | HE 2516 | 0 | 1.5744 | 1.7175 | 2.6671 | 0 | 0 | 0 | 2020-04-14 19:00
2520 | HE 2517 | 0 | 2.2101 | 1.7723 | 3.0135 | 0 | 0 | 0 | 2020-04-14 20:00
2521 | HE 2518 | 0 | 2.084 | 1.8868 | 1.4751 | 0 | 0 | 0 | 2020-04-14 21:00
2522 | HE 2519 | 0 | 2.3313 | 2.4135 | 0.735 | 0 | 0 | 0 | 2020-04-14 22:00
2523 | HE 2520 | 0 | 2.29 | 1.3418 | 0.82882 | 0 | 0 | 0 | 2020-04-14 23:00
2524 | HE 2521 | 0 | 1.5156 | 0.70785 | 0.54249 | 0 | 0 | 0 | 2020-04-15
2525 | HE 2522 | 0 | 1.0521 | 1.2311 | 0.40371 | 0 | 0 | 0 | 2020-04-15 01:00
2526 | HE 2523 | 0 | 1.115 | 1.0632 | 0.42104 | 0 | 0 | 0 | 2020-04-15 02:00
2527 | HE 2524 | 0 | 1.0411 | 1.2746 | 0.50689 | 0 | 0 | 0 | 2020-04-15 03:00
2528 | HE 2525 | 0 | 1.1163 | 1.8445 | 0.50338 | 0 | 0 | 0 | 2020-04-15 04:00
2529 | HE 2526 | 0 | 1.3846 | 3.2017 | 0.76966 | 0 | 0 | 0 | 2020-04-15 05:00
2530 | HE 2527 | 1.5499e-05 | 1.896 | 1.4589 | 2.9869 | 2.9385e-05 | 2.2611e-05 | 4.6294e-05 | 2020-04-15 06:00
2531 | HE 2528 | 0.00011426 | 1.3656 | 1.558 | 2.5119 | 0.00015603 | 0.00017801 | 0.000287 | 2020-04-15 07:00
2532 | HE 2529 | 0.00025006 | 1.9502 | 1.5497 | 1.9535 | 0.00048769 | 0.00038752 | 0.00048851 | 2020-04-15 08:00
2533 | HE 2530 | 0.00039649 | 1.813 | 1.1045 | 2.0494 | 0.00071883 | 0.00043792 | 0.00081257 | 2020-04-15 09:00
2534 | HE 2531 | 0.00051666 | 1.268 | 1.1122 | 1.4545 | 0.00065513 | 0.00057462 | 0.00075148 | 2020-04-15 10:00
2535 | HE 2532 | 0.00057816 | 0.83796 | 1.6219 | 1.283 | 0.00048448 | 0.00093772 | 0.00074179 | 2020-04-15 11:00
2536 | HE 2533 | 0.00061608 | 0.68567 | 1.2249 | 1.2618 | 0.00042243 | 0.00075463 | 0.00077737 | 2020-04-15 12:00
2537 | HE 2534 | 0.00061088 | 0.72384 | 1.0045 | 1.3248 | 0.00044218 | 0.00061365 | 0.00080931 | 2020-04-15 13:00
2538 | HE 2535 | 0.0005472 | 0.49573 | 1.362 | 1.3285 | 0.00027126 | 0.00074529 | 0.00072694 | 2020-04-15 14:00
2539 | HE 2536 | 0.00045442 | 0.53718 | 1.7943 | 1.3517 | 0.00024411 | 0.00081534 | 0.00061425 | 2020-04-15 15:00
2540 | HE 2537 | 0.0003264 | 0.80519 | 1.4917 | 1.0631 | 0.00026282 | 0.0004869 | 0.00034698 | 2020-04-15 16:00
2541 | HE 2538 | 0.00015901 | 0.9855 | 1.7128 | 1.1524 | 0.00015671 | 0.00027235 | 0.00018324 | 2020-04-15 17:00
2542 | HE 2539 | 2.2692e-05 | 1.0854 | 2.0625 | 1.4262 | 2.4629e-05 | 4.6801e-05 | 3.2364e-05 | 2020-04-15 18:00
2543 | HE 2540 | 0 | 1.9772 | 1.7228 | 1.9692 | 0 | 0 | 0 | 2020-04-15 19:00
2544 | HE 2541 | 0 | 1.9556 | 2.3932 | 1.8803 | 0 | 0 | 0 | 2020-04-15 20:00
2545 | HE 2542 | 0 | 0.90437 | 1.4233 | 1.5169 | 0 | 0 | 0 | 2020-04-15 21:00
2546 | HE 2543 | 0 | 1.5521 | 3.4384 | 1.0261 | 0 | 0 | 0 | 2020-04-15 22:00
2547 | HE 2544 | 0 | 2.2512 | 1.3596 | 1.1385 | 0 | 0 | 0 | 2020-04-15 23:00
2548 | HE 2545 | 0 | 2.4792 | 1.159 | 1.0372 | 0 | 0 | 0 | 2020-04-16
2549 | HE 2546 | 0 | 2.65 | 1.5703 | 0.88647 | 0 | 0 | 0 | 2020-04-16 01:00
2550 | HE 2547 | 0 | 2.6896 | 1.5895 | 0.87159 | 0 | 0 | 0 | 2020-04-16 02:00
2551 | HE 2548 | 0 | 2.1943 | 1.6185 | 0.97383 | 0 | 0 | 0 | 2020-04-16 03:00
2552 | HE 2549 | 0 | 2.1818 | 3.2741 | 0.95394 | 0 | 0 | 0 | 2020-04-16 04:00
2553 | HE 2550 | 0 | 2.3365 | 3.731 | 0.99682 | 0 | 0 | 0 | 2020-04-16 05:00
2554 | HE 2551 | 1.5499e-05 | 3.1362 | 1.4501 | 1.4373 | 4.8608e-05 | 2.2476e-05 | 2.2277e-05 | 2020-04-16 06:00
2555 | HE 2552 | 0.00011426 | 2.3477 | 1.5984 | 1.1061 | 0.00026824 | 0.00018263 | 0.00012638 | 2020-04-16 07:00
2556 | HE 2553 | 0.00025006 | 2.2236 | 1.5096 | 0.95737 | 0.00055603 | 0.00037749 | 0.0002394 | 2020-04-16 08:00
2557 | HE 2554 | 0.00039649 | 1.7581 | 1.4043 | 1.0702 | 0.00069708 | 0.0005568 | 0.00042433 | 2020-04-16 09:00
2558 | HE 2555 | 0.00051666 | 1.3682 | 1.2521 | 0.8031 | 0.00070691 | 0.00064689 | 0.00041493 | 2020-04-16 10:00
2559 | HE 2556 | 0.00057816 | 1.2896 | 1.4365 | 0.86138 | 0.0007456 | 0.00083053 | 0.00049802 | 2020-04-16 11:00
2560 | HE 2557 | 0.00061608 | 1.135 | 1.5078 | 0.87784 | 0.00069924 | 0.00092892 | 0.00054082 | 2020-04-16 12:00
2561 | HE 2558 | 0.00061088 | 1.1416 | 1.5228 | 0.87455 | 0.00069736 | 0.00093025 | 0.00053424 | 2020-04-16 13:00
2562 | HE 2559 | 0.0005472 | 1.1723 | 1.9454 | 0.78074 | 0.00064147 | 0.0010645 | 0.00042722 | 2020-04-16 14:00
2563 | HE 2560 | 0.00045442 | 1.3434 | 2.3 | 0.79479 | 0.00061047 | 0.0010452 | 0.00036117 | 2020-04-16 15:00
2564 | HE 2561 | 0.0003264 | 1.7921 | 1.9045 | 0.84135 | 0.00058495 | 0.00062162 | 0.00027462 | 2020-04-16 16:00
2565 | HE 2562 | 0.00015901 | 1.6587 | 1.5527 | 0.84635 | 0.00026376 | 0.00024689 | 0.00013458 | 2020-04-16 17:00
2566 | HE 2563 | 2.2692e-05 | 2.989 | 1.9521 | 1.0754 | 6.7824e-05 | 4.4297e-05 | 2.4402e-05 | 2020-04-16 18:00
2567 | HE 2564 | 0 | 3.409 | 2.0931 | 1.1223 | 0 | 0 | 0 | 2020-04-16 19:00
2568 | HE 2565 | 0 | 3.1348 | 1.8294 | 1.1932 | 0 | 0 | 0 | 2020-04-16 20:00
2569 | HE 2566 | 0 | 2.2024 | 1.9552 | 1.1293 | 0 | 0 | 0 | 2020-04-16 21:00
2570 | HE 2567 | 0 | 3.2694 | 4.462 | 0.99265 | 0 | 0 | 0 | 2020-04-16 22:00
2571 | HE 2568 | 0 | 3.5887 | 2.8608 | 1.1457 | 0 | 0 | 0 | 2020-04-16 23:00
2572 | HE 2569 | 0 | 2.3682 | 2.7262 | 0.85327 | 0 | 0 | 0 | 2020-04-17
2573 | HE 2570 | 0 | 1.9787 | 2.8729 | 0.64683 | 0 | 0 | 0 | 2020-04-17 01:00
2574 | HE 2571 | 0 | 2.2687 | 2.8907 | 0.70276 | 0 | 0 | 0 | 2020-04-17 02:00
2575 | HE 2572 | 0 | 2.1769 | 3.0064 | 0.77695 | 0 | 0 | 0 | 2020-04-17 03:00
2576 | HE 2573 | 0 | 2.2856 | 4.516 | 0.84908 | 0 | 0 | 0 | 2020-04-17 04:00
2577 | HE 2574 | 0 | 2.4568 | 4.2623 | 0.96721 | 0 | 0 | 0 | 2020-04-17 05:00
2578 | HE 2575 | 1.5499e-05 | 2.6086 | 1.2637 | 1.1764 | 4.0431e-05 | 1.9585e-05 | 1.8233e-05 | 2020-04-17 06:00
2579 | HE 2576 | 0.00011426 | 2.1476 | 1.2961 | 0.95654 | 0.00024537 | 0.00014809 | 0.00010929 | 2020-04-17 07:00
2580 | HE 2577 | 0.00025006 | 2.2295 | 2.7441 | 0.93838 | 0.00055751 | 0.0006862 | 0.00023465 | 2020-04-17 08:00
2581 | HE 2578 | 0.00039649 | 1.902 | 1.3672 | 0.95894 | 0.00075412 | 0.0005421 | 0.00038021 | 2020-04-17 09:00
2582 | HE 2579 | 0.00051666 | 0.87282 | 1.1901 | 0.69834 | 0.00045095 | 0.0006149 | 0.0003608 | 2020-04-17 10:00
2583 | HE 2580 | 0.00057816 | 0.8544 | 1.5988 | 0.7885 | 0.00049398 | 0.00092439 | 0.00045588 | 2020-04-17 11:00
2584 | HE 2581 | 0.00061608 | 0.97044 | 1.5815 | 0.99051 | 0.00059787 | 0.00097431 | 0.00061023 | 2020-04-17 12:00
2585 | HE 2582 | 0.00061088 | 0.963 | 1.8998 | 0.95136 | 0.00058827 | 0.0011605 | 0.00058117 | 2020-04-17 13:00
2586 | HE 2583 | 0.0005472 | 1.0171 | 1.9982 | 1.183 | 0.00055655 | 0.0010934 | 0.00064733 | 2020-04-17 14:00
2587 | HE 2584 | 0.00045442 | 1.29 | 2.7678 | 1.2214 | 0.00058622 | 0.0012578 | 0.00055502 | 2020-04-17 15:00
2588 | HE 2585 | 0.0003264 | 2.03 | 2.2593 | 1.3597 | 0.0006626 | 0.00073743 | 0.0004438 | 2020-04-17 16:00
2589 | HE 2586 | 0.00015901 | 1.9126 | 1.9125 | 1.5137 | 0.00030413 | 0.00030412 | 0.00024071 | 2020-04-17 17:00
2590 | HE 2587 | 2.2692e-05 | 1.6102 | 2.3882 | 1.7784 | 3.6539e-05 | 5.4193e-05 | 4.0354e-05 | 2020-04-17 18:00
2591 | HE 2588 | 0 | 1.2828 | 2.6506 | 1.7875 | 0 | 0 | 0 | 2020-04-17 19:00
2592 | HE 2589 | 0 | 1.6379 | 1.9558 | 2.0376 | 0 | 0 | 0 | 2020-04-17 20:00
2593 | HE 2590 | 0 | 1.3792 | 2.3362 | 1.5309 | 0 | 0 | 0 | 2020-04-17 21:00
2594 | HE 2591 | 0 | 1.902 | 5.1893 | 0.85305 | 0 | 0 | 0 | 2020-04-17 22:00
2595 | HE 2592 | 0 | 2.2267 | 1.2237 | 0.88853 | 0 | 0 | 0 | 2020-04-17 23:00
2596 | HE 2593 | 0 | 1.3731 | 0.96294 | 0.52125 | 0 | 0 | 0 | 2020-04-18
2597 | HE 2594 | 0 | 0.94755 | 1.1627 | 0.43627 | 0 | 0 | 0 | 2020-04-18 01:00
2598 | HE 2595 | 0 | 1.1883 | 1.187 | 0.43322 | 0 | 0 | 0 | 2020-04-18 02:00
2599 | HE 2596 | 0 | 1.1912 | 1.2382 | 0.41765 | 0 | 0 | 0 | 2020-04-18 03:00
2600 | HE 2597 | 0 | 1.2609 | 2.5992 | 0.49483 | 0 | 0 | 0 | 2020-04-18 04:00
2601 | HE 2598 | 0 | 1.3835 | 3.1009 | 0.58786 | 0 | 0 | 0 | 2020-04-18 05:00
2602 | HE 2599 | 1.5499e-05 | 2.6209 | 1.6656 | 1.2248 | 4.0621e-05 | 2.5815e-05 | 1.8983e-05 | 2020-04-18 06:00
2603 | HE 2600 | 0.00011426 | 1.7692 | 1.6602 | 1.2255 | 0.00020214 | 0.00018969 | 0.00014002 | 2020-04-18 07:00
2604 | HE 2601 | 0.00025006 | 1.9013 | 1.6874 | 1.1779 | 0.00047545 | 0.00042196 | 0.00029455 | 2020-04-18 08:00
2605 | HE 2602 | 0.00039649 | 2.0336 | 1.836 | 1.4636 | 0.00080628 | 0.00072796 | 0.00058028 | 2020-04-18 09:00
2606 | HE 2603 | 0.00051666 | 1.1688 | 1.4172 | 0.89325 | 0.00060386 | 0.00073222 | 0.00046151 | 2020-04-18 10:00
2607 | HE 2604 | 0.00057816 | 1.5782 | 1.7238 | 0.88641 | 0.00091244 | 0.00099666 | 0.00051249 | 2020-04-18 11:00
2608 | HE 2605 | 0.00061608 | 0.90446 | 2.1191 | 1.0316 | 0.00055722 | 0.0013056 | 0.00063554 | 2020-04-18 12:00
2609 | HE 2606 | 0.00061088 | 0.96176 | 1.9362 | 1.0093 | 0.00058751 | 0.0011828 | 0.00061657 | 2020-04-18 13:00
2610 | HE 2607 | 0.0005472 | 1.2951 | 1.9846 | 0.91166 | 0.00070868 | 0.001086 | 0.00049885 | 2020-04-18 14:00
2611 | HE 2608 | 0.00045442 | 1.8853 | 2.0828 | 1.034 | 0.00085671 | 0.00094645 | 0.00046987 | 2020-04-18 15:00
2612 | HE 2609 | 0.0003264 | 2.8675 | 1.5043 | 1.0759 | 0.00093595 | 0.00049099 | 0.00035117 | 2020-04-18 16:00
2613 | HE 2610 | 0.00015901 | 2.1579 | 1.5044 | 1.0762 | 0.00034313 | 0.00023922 | 0.00017112 | 2020-04-18 17:00
2614 | HE 2611 | 2.2692e-05 | 1.8515 | 1.7299 | 1.2726 | 4.2015e-05 | 3.9254e-05 | 2.8878e-05 | 2020-04-18 18:00
2615 | HE 2612 | 0 | 2.3965 | 2.6461 | 1.328 | 0 | 0 | 0 | 2020-04-18 19:00
2616 | HE 2613 | 0 | 2.9629 | 1.6896 | 1.4425 | 0 | 0 | 0 | 2020-04-18 20:00
2617 | HE 2614 | 0 | 1.3095 | 1.3768 | 1.5916 | 0 | 0 | 0 | 2020-04-18 21:00
2618 | HE 2615 | 0 | 1.2554 | 1.8629 | 1.7895 | 0 | 0 | 0 | 2020-04-18 22:00
2619 | HE 2616 | 0 | 1.6577 | 1.5752 | 1.7923 | 0 | 0 | 0 | 2020-04-18 23:00
2620 | HE 2617 | 0 | 0.87202 | 1.3742 | 2.1063 | 0 | 0 | 0 | 2020-04-19
2621 | HE 2618 | 0 | 0.55179 | 2.2468 | 1.9068 | 0 | 0 | 0 | 2020-04-19 01:00
2622 | HE 2619 | 0 | 0.65237 | 1.4787 | 1.381 | 0 | 0 | 0 | 2020-04-19 02:00
2623 | HE 2620 | 0 | 0.7944 | 1.4985 | 1.3926 | 0 | 0 | 0 | 2020-04-19 03:00
2624 | HE 2621 | 0 | 0.7714 | 1.5938 | 1.4066 | 0 | 0 | 0 | 2020-04-19 04:00
2625 | HE 2622 | 0 | 0.98979 | 2.0651 | 2.1967 | 0 | 0 | 0 | 2020-04-19 05:00
2626 | HE 2623 | 1.5499e-05 | 1.6037 | 1.2103 | 1.4884 | 2.4856e-05 | 1.8758e-05 | 2.3069e-05 | 2020-04-19 06:00
2627 | HE 2624 | 0.00011426 | 1.0689 | 1.0085 | 1.2997 | 0.00012213 | 0.00011522 | 0.0001485 | 2020-04-19 07:00
2628 | HE 2625 | 0.00025006 | 1.1685 | 0.91605 | 1.1015 | 0.00029221 | 0.00022907 | 0.00027545 | 2020-04-19 08:00
2629 | HE 2626 | 0.00039649 | 1.3343 | 0.76535 | 1.1856 | 0.00052903 | 0.00030345 | 0.00047007 | 2020-04-19 09:00
2630 | HE 2627 | 0.00051666 | 1.0785 | 0.75511 | 0.95934 | 0.00055725 | 0.00039014 | 0.00049566 | 2020-04-19 10:00
2631 | HE 2628 | 0.00057816 | 0.50523 | 0.86157 | 0.78093 | 0.0002921 | 0.00049813 | 0.00045151 | 2020-04-19 11:00
2632 | HE 2629 | 0.00061608 | 0.49262 | 0.77117 | 0.77704 | 0.00030349 | 0.0004751 | 0.00047872 | 2020-04-19 12:00
2633 | HE 2630 | 0.00061088 | 0.52186 | 0.96375 | 0.8087 | 0.00031879 | 0.00058873 | 0.00049401 | 2020-04-19 13:00
2634 | HE 2631 | 0.0005472 | 0.70531 | 0.67371 | 0.84377 | 0.00038594 | 0.00036865 | 0.00046171 | 2020-04-19 14:00
2635 | HE 2632 | 0.00045442 | 1.0229 | 1.1678 | 0.93779 | 0.00046481 | 0.00053066 | 0.00042615 | 2020-04-19 15:00
2636 | HE 2633 | 0.0003264 | 1.3394 | 1.3811 | 1.5448 | 0.00043717 | 0.00045078 | 0.00050423 | 2020-04-19 16:00
2637 | HE 2634 | 0.00015901 | 0.88648 | 1.6003 | 1.8519 | 0.00014096 | 0.00025447 | 0.00029448 | 2020-04-19 17:00
2638 | HE 2635 | 2.2692e-05 | 0.73999 | 1.6359 | 4.9572 | 1.6792e-05 | 3.7121e-05 | 0.00011249 | 2020-04-19 18:00
2639 | HE 2636 | 0 | 0.94217 | 2.0361 | 5.8726 | 0 | 0 | 0 | 2020-04-19 19:00
2640 | HE 2637 | 0 | 1.6308 | 1.2041 | 3.5107 | 0 | 0 | 0 | 2020-04-19 20:00
2641 | HE 2638 | 0 | 1.2561 | 1.2076 | 1.5803 | 0 | 0 | 0 | 2020-04-19 21:00
2642 | HE 2639 | 0 | 1.7885 | 1.7346 | 0.7861 | 0 | 0 | 0 | 2020-04-19 22:00
2643 | HE 2640 | 0 | 2.2644 | 0.7841 | 0.92441 | 0 | 0 | 0 | 2020-04-19 23:00
2644 | HE 2641 | 0 | 2.7675 | 0.91474 | 0.50837 | 0 | 0 | 0 | 2020-04-20
2645 | HE 2642 | 0 | 2.183 | 0.87999 | 0.4066 | 0 | 0 | 0 | 2020-04-20 01:00
2646 | HE 2643 | 0 | 2.3524 | 0.97964 | 0.43534 | 0 | 0 | 0 | 2020-04-20 02:00
2647 | HE 2644 | 0 | 2.4227 | 1.0177 | 0.46501 | 0 | 0 | 0 | 2020-04-20 03:00
2648 | HE 2645 | 0 | 2.4429 | 1.2232 | 0.53525 | 0 | 0 | 0 | 2020-04-20 04:00
2649 | HE 2646 | 0 | 2.8882 | 1.9702 | 0.71508 | 0 | 0 | 0 | 2020-04-20 05:00
2650 | HE 2647 | 1.5499e-05 | 4.3138 | 1.34 | 1.7074 | 6.6859e-05 | 2.0768e-05 | 2.6462e-05 | 2020-04-20 06:00
2651 | HE 2648 | 0.00011426 | 2.4279 | 1.2814 | 1.1961 | 0.0002774 | 0.00014641 | 0.00013666 | 2020-04-20 07:00
2652 | HE 2649 | 0.00025006 | 2.5931 | 1.232 | 1.0726 | 0.00064845 | 0.00030808 | 0.00026822 | 2020-04-20 08:00
2653 | HE 2650 | 0.00039649 | 2.4376 | 1.068 | 1.1228 | 0.00096646 | 0.00042347 | 0.00044516 | 2020-04-20 09:00
2654 | HE 2651 | 0.00051666 | 1.9856 | 1.0001 | 0.84706 | 0.0010259 | 0.00051673 | 0.00043764 | 2020-04-20 10:00
2655 | HE 2652 | 0.00057816 | 1.8238 | 1.0705 | 0.93368 | 0.0010545 | 0.00061892 | 0.00053982 | 2020-04-20 11:00
2656 | HE 2653 | 0.00061608 | 1.8498 | 1.2162 | 1.5756 | 0.0011396 | 0.0007493 | 0.00097068 | 2020-04-20 12:00
2657 | HE 2654 | 0.00061088 | 1.8795 | 1.3657 | 2.1059 | 0.0011481 | 0.00083425 | 0.0012864 | 2020-04-20 13:00
2658 | HE 2655 | 0.0005472 | 1.8535 | 1.2134 | 3 | 0.0010142 | 0.00066395 | 0.0016416 | 2020-04-20 14:00
2659 | HE 2656 | 0.00045442 | 1.8505 | 1.8668 | 4.5133 | 0.00084091 | 0.0008483 | 0.0020509 | 2020-04-20 15:00
2660 | HE 2657 | 0.0003264 | 2.0124 | 1.5527 | 7.2338 | 0.00065684 | 0.00050681 | 0.0023611 | 2020-04-20 16:00
2661 | HE 2658 | 0.00015901 | 1.8311 | 1.2913 | 5.861 | 0.00029117 | 0.00020533 | 0.00093198 | 2020-04-20 17:00
2662 | HE 2659 | 2.2692e-05 | 1.9505 | 2.4086 | 5.4963 | 4.4261e-05 | 5.4654e-05 | 0.00012472 | 2020-04-20 18:00
2663 | HE 2660 | 0 | 1.5481 | 3.1989 | 3.5111 | 0 | 0 | 0 | 2020-04-20 19:00
2664 | HE 2661 | 0 | 1.9977 | 1.967 | 2.3353 | 0 | 0 | 0 | 2020-04-20 20:00
2665 | HE 2662 | 0 | 2.3205 | 3.4899 | 1.5744 | 0 | 0 | 0 | 2020-04-20 21:00
2666 | HE 2663 | 0 | 3.0282 | 3.2364 | 0.83309 | 0 | 0 | 0 | 2020-04-20 22:00
2667 | HE 2664 | 0 | 3.5302 | 1.6417 | 1.0383 | 0 | 0 | 0 | 2020-04-20 23:00
2668 | HE 2665 | 0 | 2.693 | 1.0873 | 0.49107 | 0 | 0 | 0 | 2020-04-21
2669 | HE 2666 | 0 | 4.7225 | 1.1323 | 0.43425 | 0 | 0 | 0 | 2020-04-21 01:00
2670 | HE 2667 | 0 | 5.0319 | 1.1329 | 0.44057 | 0 | 0 | 0 | 2020-04-21 02:00
2671 | HE 2668 | 0 | 2.8728 | 1.5833 | 0.4473 | 0 | 0 | 0 | 2020-04-21 03:00
2672 | HE 2669 | 0 | 2.9049 | 3.2715 | 0.4926 | 0 | 0 | 0 | 2020-04-21 04:00
2673 | HE 2670 | 0 | 3.0499 | 4.951 | 0.59001 | 0 | 0 | 0 | 2020-04-21 05:00
2674 | HE 2671 | 1.5499e-05 | 3.5552 | 1.9263 | 1.4461 | 5.5102e-05 | 2.9856e-05 | 2.2413e-05 | 2020-04-21 06:00
2675 | HE 2672 | 0.00011426 | 2.3054 | 1.868 | 1.1809 | 0.00026341 | 0.00021343 | 0.00013493 | 2020-04-21 07:00
2676 | HE 2673 | 0.00025006 | 1.9498 | 1.8532 | 1.2166 | 0.00048757 | 0.00046341 | 0.00030423 | 2020-04-21 08:00
2677 | HE 2674 | 0.00039649 | 1.6692 | 1.6427 | 1.3578 | 0.00066182 | 0.00065132 | 0.00053835 | 2020-04-21 09:00
2678 | HE 2675 | 0.00051666 | 0.99711 | 1.5331 | 0.83837 | 0.00051517 | 0.00079208 | 0.00043315 | 2020-04-21 10:00
2679 | HE 2676 | 0.00057816 | 1.1256 | 1.8217 | 0.95537 | 0.00065081 | 0.0010532 | 0.00055236 | 2020-04-21 11:00
2680 | HE 2677 | 0.00061608 | 0.82042 | 1.7614 | 0.72502 | 0.00050544 | 0.0010852 | 0.00044667 | 2020-04-21 12:00
2681 | HE 2678 | 0.00061088 | 1.0474 | 1.292 | 0.96236 | 0.00063984 | 0.00078928 | 0.00058788 | 2020-04-21 13:00
2682 | HE 2679 | 0.0005472 | 0.68836 | 1.6632 | 1.2696 | 0.00037667 | 0.00091007 | 0.00069475 | 2020-04-21 14:00
2683 | HE 2680 | 0.00045442 | 0.63373 | 2.4723 | 1.4005 | 0.00028798 | 0.0011235 | 0.00063642 | 2020-04-21 15:00
2684 | HE 2681 | 0.0003264 | 1.0994 | 2.0985 | 1.7895 | 0.00035883 | 0.00068494 | 0.0005841 | 2020-04-21 16:00
2685 | HE 2682 | 0.00015901 | 1.0666 | 1.876 | 1.536 | 0.00016961 | 0.00029831 | 0.00024425 | 2020-04-21 17:00
2686 | HE 2683 | 2.2692e-05 | 0.98287 | 2.7647 | 2.0839 | 2.2303e-05 | 6.2736e-05 | 4.7287e-05 | 2020-04-21 18:00
2687 | HE 2684 | 0 | 1.1518 | 2.9965 | 1.9336 | 0 | 0 | 0 | 2020-04-21 19:00
2688 | HE 2685 | 0 | 1.5118 | 2.0458 | 1.4085 | 0 | 0 | 0 | 2020-04-21 20:00
2689 | HE 2686 | 0 | 1.7009 | 5.0229 | 1.0471 | 0 | 0 | 0 | 2020-04-21 21:00
2690 | HE 2687 | 0 | 2.2087 | 5.4026 | 0.65335 | 0 | 0 | 0 | 2020-04-21 22:00
2691 | HE 2688 | 0 | 2.221 | 9.7842 | 0.66531 | 0 | 0 | 0 | 2020-04-21 23:00
2692 | HE 2689 | 0 | 1.6005 | 2.789 | 0.4091 | 0 | 0 | 0 | 2020-04-22
2693 | HE 2690 | 0 | 1.3703 | 1.571 | 0.37654 | 0 | 0 | 0 | 2020-04-22 01:00
2694 | HE 2691 | 0 | 1.548 | 1.5722 | 0.39883 | 0 | 0 | 0 | 2020-04-22 02:00
2695 | HE 2692 | 0 | 1.5675 | 1.2047 | 0.40865 | 0 | 0 | 0 | 2020-04-22 03:00
2696 | HE 2693 | 0 | 1.6514 | 1.6407 | 0.44263 | 0 | 0 | 0 | 2020-04-22 04:00
2697 | HE 2694 | 0 | 1.8624 | 1.407 | 0.55443 | 0 | 0 | 0 | 2020-04-22 05:00
2698 | HE 2695 | 1.5499e-05 | 2.3544 | 0.94237 | 0.82887 | 3.6491e-05 | 1.4606e-05 | 1.2847e-05 | 2020-04-22 06:00
2699 | HE 2696 | 0.00011426 | 1.3816 | 0.84476 | 0.74052 | 0.00015786 | 9.6519e-05 | 8.4609e-05 | 2020-04-22 07:00
2700 | HE 2697 | 0.00025006 | 1.5308 | 0.68827 | 0.67042 | 0.0003828 | 0.00017211 | 0.00016765 | 2020-04-22 08:00
2701 | HE 2698 | 0.00039649 | 1.1535 | 0.66348 | 0.66526 | 0.00045736 | 0.00026306 | 0.00026377 | 2020-04-22 09:00
2702 | HE 2699 | 0.00051666 | 0.66129 | 0.63949 | 0.52778 | 0.00034167 | 0.0003304 | 0.00027269 | 2020-04-22 10:00
2703 | HE 2700 | 0.00057816 | 0.54561 | 0.69349 | 0.58463 | 0.00031545 | 0.00040095 | 0.00033801 | 2020-04-22 11:00
2704 | HE 2701 | 0.00061608 | 0.54 | 0.71006 | 0.65185 | 0.00033269 | 0.00043745 | 0.00040159 | 2020-04-22 12:00
2705 | HE 2702 | 0.00061088 | 0.6047 | 0.82862 | 0.87816 | 0.0003694 | 0.00050619 | 0.00053645 | 2020-04-22 13:00
2706 | HE 2703 | 0.0005472 | 0.66366 | 1.4448 | 1.0536 | 0.00036315 | 0.00079057 | 0.00057654 | 2020-04-22 14:00
2707 | HE 2704 | 0.00045442 | 0.85005 | 2.2504 | 1.2415 | 0.00038628 | 0.0010226 | 0.00056416 | 2020-04-22 15:00
2708 | HE 2705 | 0.0003264 | 1.0509 | 1.6863 | 1.4453 | 0.00034302 | 0.00055041 | 0.00047176 | 2020-04-22 16:00
2709 | HE 2706 | 0.00015901 | 1.3366 | 0.97234 | 1.321 | 0.00021253 | 0.00015462 | 0.00021005 | 2020-04-22 17:00
2710 | HE 2707 | 2.2692e-05 | 0.98719 | 0.94005 | 1.6111 | 2.2401e-05 | 2.1331e-05 | 3.6559e-05 | 2020-04-22 18:00
2711 | HE 2708 | 0 | 1.2632 | 1.2971 | 2.0987 | 0 | 0 | 0 | 2020-04-22 19:00
2712 | HE 2709 | 0 | 2.187 | 0.96672 | 2.5233 | 0 | 0 | 0 | 2020-04-22 20:00
2713 | HE 2710 | 0 | 0.91236 | 0.86016 | 1.2642 | 0 | 0 | 0 | 2020-04-22 21:00
2714 | HE 2711 | 0 | 0.99161 | 1.234 | 0.61733 | 0 | 0 | 0 | 2020-04-22 22:00
2715 | HE 2712 | 0 | 1.0364 | 0.78045 | 0.56327 | 0 | 0 | 0 | 2020-04-22 23:00
2716 | HE 2713 | 0 | 1.0738 | 0.49429 | 0.40187 | 0 | 0 | 0 | 2020-04-23
2717 | HE 2714 | 0 | 0.94189 | 0.80974 | 0.35763 | 0 | 0 | 0 | 2020-04-23 01:00
2718 | HE 2715 | 0 | 0.96074 | 0.79115 | 0.39222 | 0 | 0 | 0 | 2020-04-23 02:00
2719 | HE 2716 | 0 | 0.94339 | 0.79297 | 0.41906 | 0 | 0 | 0 | 2020-04-23 03:00
2720 | HE 2717 | 0 | 1.0149 | 0.92834 | 0.46963 | 0 | 0 | 0 | 2020-04-23 04:00
2721 | HE 2718 | 0 | 1.1098 | 1.734 | 0.63956 | 0 | 0 | 0 | 2020-04-23 05:00
2722 | HE 2719 | 1.5499e-05 | 1.8681 | 1.1312 | 1.3382 | 2.8954e-05 | 1.7532e-05 | 2.074e-05 | 2020-04-23 06:00
2723 | HE 2720 | 0.00011426 | 1.1478 | 0.98919 | 1.1259 | 0.00013114 | 0.00011302 | 0.00012864 | 2020-04-23 07:00
2724 | HE 2721 | 0.00025006 | 1.2429 | 1.0185 | 1.0619 | 0.0003108 | 0.0002547 | 0.00026553 | 2020-04-23 08:00
2725 | HE 2722 | 0.00039649 | 1.3232 | 0.79225 | 1.0618 | 0.00052462 | 0.00031412 | 0.00042099 | 2020-04-23 09:00
2726 | HE 2723 | 0.00051666 | 0.81821 | 0.73157 | 0.83721 | 0.00042274 | 0.00037797 | 0.00043256 | 2020-04-23 10:00
2727 | HE 2724 | 0.00057816 | 0.74152 | 0.62223 | 0.89867 | 0.00042872 | 0.00035975 | 0.00051958 | 2020-04-23 11:00
2728 | HE 2725 | 0.00061608 | 0.78564 | 0.77489 | 1.2253 | 0.00048402 | 0.00047739 | 0.00075487 | 2020-04-23 12:00
2729 | HE 2726 | 0.00061088 | 1.0468 | 0.97478 | 1.7327 | 0.00063949 | 0.00059547 | 0.0010585 | 2020-04-23 13:00
2730 | HE 2727 | 0.0005472 | 1.2995 | 1.6097 | 3.2522 | 0.00071106 | 0.00088081 | 0.0017796 | 2020-04-23 14:00
2731 | HE 2728 | 0.00045442 | 1.4502 | 2.4193 | 4.448 | 0.00065902 | 0.0010994 | 0.0020213 | 2020-04-23 15:00
2732 | HE 2729 | 0.0003264 | 2.5295 | 1.3316 | 5.6339 | 0.00082562 | 0.00043464 | 0.0018389 | 2020-04-23 16:00
2733 | HE 2730 | 0.00015901 | 1.9817 | 1.3367 | 5.2475 | 0.00031512 | 0.00021255 | 0.00083442 | 2020-04-23 17:00
2734 | HE 2731 | 2.2692e-05 | 1.1901 | 1.2716 | 4.9182 | 2.7005e-05 | 2.8854e-05 | 0.0001116 | 2020-04-23 18:00
2735 | HE 2732 | 0 | 1.1286 | 2.4312 | 3.3076 | 0 | 0 | 0 | 2020-04-23 19:00
2736 | HE 2733 | 0 | 1.333 | 1.1348 | 1.677 | 0 | 0 | 0 | 2020-04-23 20:00
2737 | HE 2734 | 0 | 0.6794 | 0.8211 | 1.1493 | 0 | 0 | 0 | 2020-04-23 21:00
2738 | HE 2735 | 0 | 1.0365 | 1.2455 | 0.54544 | 0 | 0 | 0 | 2020-04-23 22:00
2739 | HE 2736 | 0 | 1.8563 | 0.64299 | 0.5726 | 0 | 0 | 0 | 2020-04-23 23:00
2740 | HE 2737 | 0 | 0.95113 | 0.56608 | 0.39191 | 0 | 0 | 0 | 2020-04-24
2741 | HE 2738 | 0 | 0.75169 | 0.72676 | 0.39037 | 0 | 0 | 0 | 2020-04-24 01:00
2742 | HE 2739 | 0 | 0.83136 | 0.73339 | 0.43322 | 0 | 0 | 0 | 2020-04-24 02:00
2743 | HE 2740 | 0 | 0.82664 | 0.79298 | 0.47886 | 0 | 0 | 0 | 2020-04-24 03:00
2744 | HE 2741 | 0 | 0.89334 | 1.1115 | 0.45875 | 0 | 0 | 0 | 2020-04-24 04:00
2745 | HE 2742 | 0 | 1.0456 | 2.0989 | 0.54428 | 0 | 0 | 0 | 2020-04-24 05:00
2746 | HE 2743 | 1.5499e-05 | 1.3823 | 1.1623 | 0.94969 | 2.1424e-05 | 1.8014e-05 | 1.4719e-05 | 2020-04-24 06:00
2747 | HE 2744 | 0.00011426 | 1.1434 | 1.1218 | 0.87717 | 0.00013064 | 0.00012817 | 0.00010022 | 2020-04-24 07:00
2748 | HE 2745 | 0.00025006 | 1.1355 | 0.98332 | 0.80777 | 0.00028395 | 0.00024589 | 0.00020199 | 2020-04-24 08:00
2749 | HE 2746 | 0.00039649 | 1.0522 | 0.59483 | 0.85421 | 0.0004172 | 0.00023584 | 0.00033868 | 2020-04-24 09:00
2750 | HE 2747 | 0.00051666 | 0.56299 | 0.6624 | 0.73461 | 0.00029087 | 0.00034224 | 0.00037954 | 2020-04-24 10:00
2751 | HE 2748 | 0.00057816 | 0.51314 | 0.6586 | 0.6321 | 0.00029668 | 0.00038077 | 0.00036546 | 2020-04-24 11:00
2752 | HE 2749 | 0.00061608 | 0.71266 | 0.82718 | 0.66412 | 0.00043906 | 0.00050961 | 0.00040915 | 2020-04-24 12:00
2753 | HE 2750 | 0.00061088 | 0.98897 | 1.0393 | 0.94733 | 0.00060414 | 0.00063489 | 0.0005787 | 2020-04-24 13:00
2754 | HE 2751 | 0.0005472 | 1.1261 | 1.3195 | 1.5058 | 0.0006162 | 0.000722 | 0.00082398 | 2020-04-24 14:00
2755 | HE 2752 | 0.00045442 | 2.0287 | 1.9636 | 1.7767 | 0.00092188 | 0.00089229 | 0.00080735 | 2020-04-24 15:00
2756 | HE 2753 | 0.0003264 | 2.1103 | 1.5229 | 3.1686 | 0.0006888 | 0.00049707 | 0.0010342 | 2020-04-24 16:00
2757 | HE 2754 | 0.00015901 | 1.3965 | 1.6579 | 2.6187 | 0.00022206 | 0.00026364 | 0.00041641 | 2020-04-24 17:00
2758 | HE 2755 | 2.2692e-05 | 1.2088 | 1.8499 | 2.4839 | 2.7429e-05 | 4.1977e-05 | 5.6364e-05 | 2020-04-24 18:00
2759 | HE 2756 | 0 | 0.80254 | 4.2535 | 1.7971 | 0 | 0 | 0 | 2020-04-24 19:00
2760 | HE 2757 | 0 | 1.1106 | 1.5152 | 1.3745 | 0 | 0 | 0 | 2020-04-24 20:00
2761 | HE 2758 | 0 | 0.85851 | 1.2499 | 1.0923 | 0 | 0 | 0 | 2020-04-24 21:00
2762 | HE 2759 | 0 | 1.0992 | 1.253 | 0.58947 | 0 | 0 | 0 | 2020-04-24 22:00
2763 | HE 2760 | 0 | 1.4518 | 0.98127 | 0.62637 | 0 | 0 | 0 | 2020-04-24 23:00
2764 | HE 2761 | 0 | 1.023 | 0.63986 | 0.44389 | 0 | 0 | 0 | 2020-04-25
2765 | HE 2762 | 0 | 0.82226 | 0.81942 | 0.38636 | 0 | 0 | 0 | 2020-04-25 01:00
2766 | HE 2763 | 0 | 0.93226 | 0.82079 | 0.43225 | 0 | 0 | 0 | 2020-04-25 02:00
2767 | HE 2764 | 0 | 0.95491 | 0.91974 | 0.44693 | 0 | 0 | 0 | 2020-04-25 03:00
2768 | HE 2765 | 0 | 0.84777 | 1.6407 | 0.51876 | 0 | 0 | 0 | 2020-04-25 04:00
2769 | HE 2766 | 0 | 1.1496 | 2.5251 | 0.76114 | 0 | 0 | 0 | 2020-04-25 05:00
2770 | HE 2767 | 1.5499e-05 | 2.3485 | 1.6555 | 0.76387 | 3.6399e-05 | 2.5658e-05 | 1.1839e-05 | 2020-04-25 06:00
2771 | HE 2768 | 0.00011426 | 1.5165 | 1.353 | 0.5967 | 0.00017327 | 0.00015459 | 6.8176e-05 | 2020-04-25 07:00
2772 | HE 2769 | 0.00025006 | 1.5845 | 1.2842 | 0.77201 | 0.00039622 | 0.00032113 | 0.00019305 | 2020-04-25 08:00
2773 | HE 2770 | 0.00039649 | 1.3118 | 0.92332 | 0.95472 | 0.00052012 | 0.00036608 | 0.00037853 | 2020-04-25 09:00
2774 | HE 2771 | 0.00051666 | 0.74378 | 0.87328 | 0.80461 | 0.00038428 | 0.00045119 | 0.00041571 | 2020-04-25 10:00
2775 | HE 2772 | 0.00057816 | 0.7253 | 0.82578 | 0.80615 | 0.00041934 | 0.00047744 | 0.00046609 | 2020-04-25 11:00
2776 | HE 2773 | 0.00061608 | 0.73931 | 0.85077 | 1.0929 | 0.00045547 | 0.00052415 | 0.00067334 | 2020-04-25 12:00
2777 | HE 2774 | 0.00061088 | 0.76456 | 1.0038 | 0.9592 | 0.00046705 | 0.00061319 | 0.00058595 | 2020-04-25 13:00
2778 | HE 2775 | 0.0005472 | 0.66141 | 1.4102 | 1.331 | 0.00036192 | 0.00077167 | 0.00072833 | 2020-04-25 14:00
2779 | HE 2776 | 0.00045442 | 0.90819 | 2.9896 | 2.085 | 0.0004127 | 0.0013585 | 0.00094745 | 2020-04-25 15:00
2780 | HE 2777 | 0.0003264 | 1.1809 | 2.591 | 2.2933 | 0.00038546 | 0.0008457 | 0.00074855 | 2020-04-25 16:00
2781 | HE 2778 | 0.00015901 | 1.5209 | 2.361 | 1.801 | 0.00024185 | 0.00037544 | 0.00028638 | 2020-04-25 17:00
2782 | HE 2779 | 2.2692e-05 | 1.4085 | 1.9425 | 1.9308 | 3.1962e-05 | 4.4079e-05 | 4.3812e-05 | 2020-04-25 18:00
2783 | HE 2780 | 0 | 1.3442 | 2.9464 | 1.7188 | 0 | 0 | 0 | 2020-04-25 19:00
2784 | HE 2781 | 0 | 2.4622 | 1.2734 | 1.18 | 0 | 0 | 0 | 2020-04-25 20:00
2785 | HE 2782 | 0 | 1.0497 | 0.77158 | 1.1839 | 0 | 0 | 0 | 2020-04-25 21:00
2786 | HE 2783 | 0 | 0.95166 | 1.1431 | 1.0616 | 0 | 0 | 0 | 2020-04-25 22:00
2787 | HE 2784 | 0 | 0.83568 | 0.5892 | 1.1123 | 0 | 0 | 0 | 2020-04-25 23:00
2788 | HE 2785 | 0 | 0.82466 | 0.50932 | 1.0648 | 0 | 0 | 0 | 2020-04-26
2789 | HE 2786 | 0 | 0.52898 | 0.56749 | 1.5929 | 0 | 0 | 0 | 2020-04-26 01:00
2790 | HE 2787 | 0 | 0.59951 | 0.56517 | 1.6848 | 0 | 0 | 0 | 2020-04-26 02:00
2791 | HE 2788 | 0 | 0.62607 | 0.5809 | 1.7317 | 0 | 0 | 0 | 2020-04-26 03:00
2792 | HE 2789 | 0 | 0.56664 | 0.90663 | 1.7541 | 0 | 0 | 0 | 2020-04-26 04:00
2793 | HE 2790 | 0 | 0.9917 | 1.9107 | 1.8414 | 0 | 0 | 0 | 2020-04-26 05:00
2794 | HE 2791 | 1.5499e-05 | 1.8027 | 1.5324 | 1.2543 | 2.794e-05 | 2.375e-05 | 1.944e-05 | 2020-04-26 06:00
2795 | HE 2792 | 0.00011426 | 1.3007 | 1.3261 | 1.1099 | 0.00014861 | 0.00015151 | 0.00012681 | 2020-04-26 07:00
2796 | HE 2793 | 0.00025006 | 1.2758 | 1.1983 | 1.0555 | 0.00031904 | 0.00029966 | 0.00026395 | 2020-04-26 08:00
2797 | HE 2794 | 0.00039649 | 1.3225 | 0.89968 | 1.0173 | 0.00052435 | 0.00035671 | 0.00040333 | 2020-04-26 09:00
2798 | HE 2795 | 0.00051666 | 0.9209 | 0.85591 | 0.61979 | 0.0004758 | 0.00044222 | 0.00032022 | 2020-04-26 10:00
2799 | HE 2796 | 0.00057816 | 0.77838 | 0.84042 | 0.64567 | 0.00045003 | 0.0004859 | 0.0003733 | 2020-04-26 11:00
2800 | HE 2797 | 0.00061608 | 0.8126 | 0.96033 | 1.0969 | 0.00050063 | 0.00059165 | 0.00067576 | 2020-04-26 12:00
2801 | HE 2798 | 0.00061088 | 1.0396 | 1.1561 | 1.1195 | 0.00063508 | 0.00070624 | 0.00068387 | 2020-04-26 13:00
2802 | HE 2799 | 0.0005472 | 0.9577 | 1.8858 | 0.93474 | 0.00052405 | 0.0010319 | 0.00051149 | 2020-04-26 14:00
2803 | HE 2800 | 0.00045442 | 1.0598 | 2.1008 | 1.2255 | 0.0004816 | 0.00095466 | 0.00055691 | 2020-04-26 15:00
2804 | HE 2801 | 0.0003264 | 2.3272 | 1.4124 | 1.4471 | 0.00075961 | 0.000461 | 0.00047234 | 2020-04-26 16:00
2805 | HE 2802 | 0.00015901 | 1.5836 | 0.78918 | 1.4101 | 0.00025182 | 0.00012549 | 0.00022423 | 2020-04-26 17:00
2806 | HE 2803 | 2.2692e-05 | 1.5779 | 0.91002 | 1.8747 | 3.5804e-05 | 2.065e-05 | 4.2541e-05 | 2020-04-26 18:00
2807 | HE 2804 | 0 | 1.0925 | 1.1005 | 1.2603 | 0 | 0 | 0 | 2020-04-26 19:00
2808 | HE 2805 | 0 | 1.4626 | 1.3931 | 1.2785 | 0 | 0 | 0 | 2020-04-26 20:00
2809 | HE 2806 | 0 | 1.1502 | 1.2816 | 1.1755 | 0 | 0 | 0 | 2020-04-26 21:00
2810 | HE 2807 | 0 | 1.188 | 1.4835 | 1.6911 | 0 | 0 | 0 | 2020-04-26 22:00
2811 | HE 2808 | 0 | 1.3171 | 0.6983 | 1.6576 | 0 | 0 | 0 | 2020-04-26 23:00
2812 | HE 2809 | 0 | 0.9848 | 0.49766 | 1.8472 | 0 | 0 | 0 | 2020-04-27
2813 | HE 2810 | 0 | 0.8149 | 0.84712 | 1.9022 | 0 | 0 | 0 | 2020-04-27 01:00
2814 | HE 2811 | 0 | 0.73339 | 0.83192 | 1.966 | 0 | 0 | 0 | 2020-04-27 02:00
2815 | HE 2812 | 0 | 0.7982 | 1.0312 | 1.981 | 0 | 0 | 0 | 2020-04-27 03:00
2816 | HE 2813 | 0 | 0.94918 | 1.2306 | 1.992 | 0 | 0 | 0 | 2020-04-27 04:00
2817 | HE 2814 | 0 | 1.3624 | 4.4482 | 2.8754 | 0 | 0 | 0 | 2020-04-27 05:00
2818 | HE 2815 | 1.5499e-05 | 1.4681 | 1.1363 | 1.9447 | 2.2753e-05 | 1.7612e-05 | 3.0141e-05 | 2020-04-27 06:00
2819 | HE 2816 | 0.00011426 | 1.1711 | 1.0629 | 1.1027 | 0.00013381 | 0.00012144 | 0.00012599 | 2020-04-27 07:00
2820 | HE 2817 | 0.00025006 | 1.1822 | 1.3954 | 1.011 | 0.00029562 | 0.00034895 | 0.00025282 | 2020-04-27 08:00
2821 | HE 2818 | 0.00039649 | 1.3245 | 0.85982 | 1.152 | 0.00052516 | 0.00034091 | 0.00045677 | 2020-04-27 09:00
2822 | HE 2819 | 0.00051666 | 0.79189 | 0.91221 | 0.93312 | 0.00040914 | 0.00047131 | 0.00048211 | 2020-04-27 10:00
2823 | HE 2820 | 0.00057816 | 0.76132 | 0.6327 | 0.94475 | 0.00044017 | 0.0003658 | 0.00054622 | 2020-04-27 11:00
2824 | HE 2821 | 0.00061608 | 0.84115 | 0.58465 | 1.0251 | 0.00051822 | 0.00036019 | 0.00063156 | 2020-04-27 12:00
2825 | HE 2822 | 0.00061088 | 0.91691 | 0.81377 | 1.1194 | 0.00056012 | 0.00049711 | 0.00068383 | 2020-04-27 13:00
2826 | HE 2823 | 0.0005472 | 0.93157 | 1.5013 | 1.1685 | 0.00050975 | 0.00082149 | 0.0006394 | 2020-04-27 14:00
2827 | HE 2824 | 0.00045442 | 1.8168 | 2.3248 | 1.109 | 0.00082558 | 0.0010564 | 0.00050393 | 2020-04-27 15:00
2828 | HE 2825 | 0.0003264 | 2.489 | 1.86 | 2.1461 | 0.00081241 | 0.0006071 | 0.00070048 | 2020-04-27 16:00
2829 | HE 2826 | 0.00015901 | 1.7529 | 1.2837 | 1.6094 | 0.00027873 | 0.00020413 | 0.00025592 | 2020-04-27 17:00
2830 | HE 2827 | 2.2692e-05 | 1.4611 | 0.83836 | 1.7962 | 3.3156e-05 | 1.9024e-05 | 4.0758e-05 | 2020-04-27 18:00
2831 | HE 2828 | 0 | 1.277 | 0.93193 | 1.8712 | 0 | 0 | 0 | 2020-04-27 19:00
2832 | HE 2829 | 0 | 1.405 | 0.73848 | 1.1439 | 0 | 0 | 0 | 2020-04-27 20:00
2833 | HE 2830 | 0 | 1.0567 | 0.86564 | 1.1738 | 0 | 0 | 0 | 2020-04-27 21:00
2834 | HE 2831 | 0 | 1.1784 | 1.0666 | 1.4128 | 0 | 0 | 0 | 2020-04-27 22:00
2835 | HE 2832 | 0 | 1.0653 | 0.61572 | 2.5334 | 0 | 0 | 0 | 2020-04-27 23:00
2836 | HE 2833 | 0 | 1.2255 | 0.40553 | 0.94443 | 0 | 0 | 0 | 2020-04-28
2837 | HE 2834 | 0 | 1.0289 | 0.55901 | 1.3712 | 0 | 0 | 0 | 2020-04-28 01:00
2838 | HE 2835 | 0 | 0.98503 | 0.56842 | 1.4518 | 0 | 0 | 0 | 2020-04-28 02:00
2839 | HE 2836 | 0 | 0.92108 | 0.61108 | 1.4854 | 0 | 0 | 0 | 2020-04-28 03:00
2840 | HE 2837 | 0 | 0.94683 | 0.70317 | 1.0879 | 0 | 0 | 0 | 2020-04-28 04:00
2841 | HE 2838 | 0 | 1.4341 | 1.4255 | 1.1462 | 0 | 0 | 0 | 2020-04-28 05:00
2842 | HE 2839 | 1.5499e-05 | 1.9173 | 1.1271 | 1.3894 | 2.9716e-05 | 1.7469e-05 | 2.1534e-05 | 2020-04-28 06:00
2843 | HE 2840 | 0.00011426 | 1.2313 | 1.0174 | 0.96827 | 0.00014068 | 0.00011625 | 0.00011063 | 2020-04-28 07:00
2844 | HE 2841 | 0.00025006 | 1.2103 | 0.86473 | 0.92973 | 0.00030266 | 0.00021624 | 0.00023249 | 2020-04-28 08:00
2845 | HE 2842 | 0.00039649 | 1.2131 | 0.78959 | 0.80322 | 0.00048097 | 0.00031306 | 0.00031847 | 2020-04-28 09:00
2846 | HE 2843 | 0.00051666 | 0.60286 | 0.84115 | 0.7166 | 0.00031148 | 0.00043459 | 0.00037024 | 2020-04-28 10:00
2847 | HE 2844 | 0.00057816 | 0.87786 | 0.82144 | 0.58745 | 0.00050754 | 0.00047493 | 0.00033964 | 2020-04-28 11:00
2848 | HE 2845 | 0.00061608 | 0.92144 | 0.84533 | 0.91653 | 0.00056768 | 0.00052079 | 0.00056466 | 2020-04-28 12:00
2849 | HE 2846 | 0.00061088 | 1.0339 | 0.80717 | 1.2617 | 0.0006316 | 0.00049308 | 0.00077077 | 2020-04-28 13:00
2850 | HE 2847 | 0.0005472 | 0.9726 | 0.88891 | 1.7159 | 0.0005322 | 0.00048641 | 0.00093893 | 2020-04-28 14:00
2851 | HE 2848 | 0.00045442 | 1.7245 | 1.1719 | 1.7834 | 0.00078364 | 0.00053252 | 0.00081042 | 2020-04-28 15:00
2852 | HE 2849 | 0.0003264 | 2.2775 | 1.2742 | 3.7292 | 0.00074337 | 0.00041589 | 0.0012172 | 2020-04-28 16:00
2853 | HE 2850 | 0.00015901 | 1.3742 | 1.2341 | 2.6227 | 0.00021852 | 0.00019625 | 0.00041704 | 2020-04-28 17:00
2854 | HE 2851 | 2.2692e-05 | 0.82184 | 1.3427 | 2.5866 | 1.8649e-05 | 3.0468e-05 | 5.8695e-05 | 2020-04-28 18:00
2855 | HE 2852 | 0 | 1.1682 | 1.486 | 1.9796 | 0 | 0 | 0 | 2020-04-28 19:00
2856 | HE 2853 | 0 | 1.3441 | 1.1973 | 1.798 | 0 | 0 | 0 | 2020-04-28 20:00
2857 | HE 2854 | 0 | 1.0714 | 1.0352 | 1.2432 | 0 | 0 | 0 | 2020-04-28 21:00
2858 | HE 2855 | 0 | 2.7259 | 1.1101 | 0.498 | 0 | 0 | 0 | 2020-04-28 22:00
2859 | HE 2856 | 0 | 3.0761 | 0.63588 | 0.60473 | 0 | 0 | 0 | 2020-04-28 23:00
2860 | HE 2857 | 0 | 2.5879 | 0.50069 | 0.35922 | 0 | 0 | 0 | 2020-04-29
2861 | HE 2858 | 0 | 2.1874 | 0.69211 | 0.33219 | 0 | 0 | 0 | 2020-04-29 01:00
2862 | HE 2859 | 0 | 2.3122 | 0.68501 | 0.80078 | 0 | 0 | 0 | 2020-04-29 02:00
2863 | HE 2860 | 0 | 2.3629 | 0.76961 | 0.83986 | 0 | 0 | 0 | 2020-04-29 03:00
2864 | HE 2861 | 0 | 2.4468 | 1.0317 | 0.83029 | 0 | 0 | 0 | 2020-04-29 04:00
2865 | HE 2862 | 0 | 3.1541 | 1.6117 | 0.97591 | 0 | 0 | 0 | 2020-04-29 05:00
2866 | HE 2863 | 1.5499e-05 | 3.8041 | 1.2686 | 1.1137 | 5.896e-05 | 1.9662e-05 | 1.7261e-05 | 2020-04-29 06:00
2867 | HE 2864 | 0.00011426 | 2.5645 | 1.3297 | 0.67046 | 0.000293 | 0.00015192 | 7.6604e-05 | 2020-04-29 07:00
2868 | HE 2865 | 0.00025006 | 1.9312 | 1.0964 | 0.70645 | 0.00048292 | 0.00027417 | 0.00017666 | 2020-04-29 08:00
2869 | HE 2866 | 0.00039649 | 1.7882 | 0.9886 | 0.7691 | 0.000709 | 0.00039197 | 0.00030494 | 2020-04-29 09:00
2870 | HE 2867 | 0.00051666 | 1.3689 | 0.82531 | 0.639 | 0.00070727 | 0.00042641 | 0.00033015 | 2020-04-29 10:00
2871 | HE 2868 | 0.00057816 | 1.3027 | 0.78967 | 0.79796 | 0.00075314 | 0.00045656 | 0.00046135 | 2020-04-29 11:00
2872 | HE 2869 | 0.00061608 | 1.3512 | 1.1258 | 0.98643 | 0.00083248 | 0.0006936 | 0.00060772 | 2020-04-29 12:00
2873 | HE 2870 | 0.00061088 | 1.1176 | 0.92072 | 1.2505 | 0.00068271 | 0.00056245 | 0.00076388 | 2020-04-29 13:00
2874 | HE 2871 | 0.0005472 | 1.1613 | 1.5777 | 1.012 | 0.00063546 | 0.00086332 | 0.00055374 | 2020-04-29 14:00
2875 | HE 2872 | 0.00045442 | 1.6448 | 3.0768 | 1.0385 | 0.00074745 | 0.0013982 | 0.00047189 | 2020-04-29 15:00
2876 | HE 2873 | 0.0003264 | 2.1502 | 1.9104 | 2.0451 | 0.00070182 | 0.00062355 | 0.00066752 | 2020-04-29 16:00
2877 | HE 2874 | 0.00015901 | 1.5182 | 1.1908 | 1.972 | 0.00024141 | 0.00018935 | 0.00031358 | 2020-04-29 17:00
2878 | HE 2875 | 2.2692e-05 | 2.0776 | 0.98252 | 2.5371 | 4.7144e-05 | 2.2295e-05 | 5.757e-05 | 2020-04-29 18:00
2879 | HE 2876 | 0 | 1.7141 | 0.85798 | 2.2791 | 0 | 0 | 0 | 2020-04-29 19:00
2880 | HE 2877 | 0 | 2.1966 | 0.80924 | 2.8711 | 0 | 0 | 0 | 2020-04-29 20:00
2881 | HE 2878 | 0 | 1.7548 | 0.66415 | 1.5933 | 0 | 0 | 0 | 2020-04-29 21:00
2882 | HE 2879 | 0 | 3.221 | 1.04 | 0.64987 | 0 | 0 | 0 | 2020-04-29 22:00
2883 | HE 2880 | 0 | 3.5179 | 0.50068 | 0.78754 | 0 | 0 | 0 | 2020-04-29 23:00
2884 | HE 2881 | 0 | 2.2298 | 0.37431 | 0.40484 | 0 | 0 | 0 | 2020-04-30
2885 | HE 2882 | 0 | 2.6251 | 0.48333 | 0.3763 | 0 | 0 | 0 | 2020-04-30 01:00
2886 | HE 2883 | 0 | 2.0754 | 0.48846 | 0.35583 | 0 | 0 | 0 | 2020-04-30 02:00
2887 | HE 2884 | 0 | 2.1292 | 0.50612 | 0.42758 | 0 | 0 | 0 | 2020-04-30 03:00
2888 | HE 2885 | 0 | 2.1359 | 0.59063 | 0.42688 | 0 | 0 | 0 | 2020-04-30 04:00
2889 | HE 2886 | 0 | 2.8241 | 1.2442 | 0.54447 | 0 | 0 | 0 | 2020-04-30 05:00
2890 | HE 2887 | 1.5499e-05 | 3.0013 | 1.1843 | 0.99301 | 4.6517e-05 | 1.8356e-05 | 1.539e-05 | 2020-04-30 06:00
2891 | HE 2888 | 0.00011426 | 1.9714 | 0.79502 | 0.71732 | 0.00022524 | 9.0836e-05 | 8.1958e-05 | 2020-04-30 07:00
2892 | HE 2889 | 0.00025006 | 1.9629 | 0.74173 | 0.65754 | 0.00049084 | 0.00018548 | 0.00016443 | 2020-04-30 08:00
2893 | HE 2890 | 0.00039649 | 1.6091 | 0.67372 | 0.85909 | 0.00063798 | 0.00026712 | 0.00034062 | 2020-04-30 09:00
2894 | HE 2891 | 0.00051666 | 1.2058 | 0.63889 | 0.60255 | 0.00062297 | 0.00033009 | 0.00031132 | 2020-04-30 10:00
2895 | HE 2892 | 0.00057816 | 1.0795 | 0.77004 | 0.74993 | 0.00062414 | 0.00044521 | 0.00043358 | 2020-04-30 11:00
2896 | HE 2893 | 0.00061608 | 0.97502 | 0.63743 | 0.72421 | 0.00060069 | 0.00039271 | 0.00044617 | 2020-04-30 12:00
2897 | HE 2894 | 0.00061088 | 1.2458 | 0.9593 | 0.75194 | 0.00076104 | 0.00058601 | 0.00045934 | 2020-04-30 13:00
2898 | HE 2895 | 0.0005472 | 1.0631 | 1.4074 | 0.85114 | 0.00058173 | 0.0007701 | 0.00046574 | 2020-04-30 14:00
2899 | HE 2896 | 0.00045442 | 1.6464 | 2.0999 | 1.1685 | 0.00074816 | 0.00095422 | 0.00053101 | 2020-04-30 15:00
2900 | HE 2897 | 0.0003264 | 1.8967 | 1.0242 | 1.4937 | 0.00061907 | 0.0003343 | 0.00048754 | 2020-04-30 16:00
2901 | HE 2898 | 0.00015901 | 1.671 | 0.85365 | 1.253 | 0.00026572 | 0.00013574 | 0.00019925 | 2020-04-30 17:00
2902 | HE 2899 | 2.2692e-05 | 2.0279 | 0.80466 | 1.3569 | 4.6017e-05 | 1.8259e-05 | 3.0791e-05 | 2020-04-30 18:00
2903 | HE 2900 | 0 | 1.8356 | 0.90491 | 1.1976 | 0 | 0 | 0 | 2020-04-30 19:00
2904 | HE 2901 | 0 | 2.0835 | 0.59341 | 1.0117 | 0 | 0 | 0 | 2020-04-30 20:00
2905 | HE 2902 | 0 | 1.7381 | 0.51553 | 0.92959 | 0 | 0 | 0 | 2020-04-30 21:00
2906 | HE 2903 | 0 | 2.5138 | 0.68218 | 0.89234 | 0 | 0 | 0 | 2020-04-30 22:00
2907 | HE 2904 | 0 | 2.7007 | 0.74832 | 1.5996 | 0 | 0 | 0 | 2020-04-30 23:00
2908 | HE 2905 | 0 | 2.3904 | 0.52537 | 1.0135 | 0 | 0 | 0 | 2020-05-01
2909 | HE 2906 | 0 | 1.9155 | 0.58962 | 0.91694 | 0 | 0 | 0 | 2020-05-01 01:00
2910 | HE 2907 | 0 | 1.9961 | 0.58295 | 0.92908 | 0 | 0 | 0 | 2020-05-01 02:00
2911 | HE 2908 | 0 | 1.9777 | 0.60133 | 0.93462 | 0 | 0 | 0 | 2020-05-01 03:00
2912 | HE 2909 | 0 | 1.9798 | 0.80778 | 0.95347 | 0 | 0 | 0 | 2020-05-01 04:00
2913 | HE 2910 | 0 | 2.2261 | 1.6351 | 1.1314 | 0 | 0 | 0 | 2020-05-01 05:00
2914 | HE 2911 | 3.836e-05 | 2.4449 | 1.3689 | 1.697 | 9.3787e-05 | 5.2512e-05 | 6.5098e-05 | 2020-05-01 06:00
2915 | HE 2912 | 0.00014345 | 1.8172 | 1.2581 | 1.3788 | 0.00026068 | 0.00018047 | 0.00019779 | 2020-05-01 07:00
2916 | HE 2913 | 0.00027598 | 1.903 | 1.5711 | 1.3195 | 0.00052519 | 0.00043358 | 0.00036414 | 2020-05-01 08:00
2917 | HE 2914 | 0.00040848 | 1.5189 | 0.963 | 1.299 | 0.00062043 | 0.00039337 | 0.00053063 | 2020-05-01 09:00
2918 | HE 2915 | 0.00050054 | 1.1035 | 1.3247 | 1.0626 | 0.00055236 | 0.00066308 | 0.00053186 | 2020-05-01 10:00
2919 | HE 2916 | 0.00058023 | 1.211 | 0.96774 | 0.84356 | 0.00070265 | 0.00056151 | 0.00048946 | 2020-05-01 11:00
2920 | HE 2917 | 0.00060689 | 0.9982 | 0.98424 | 0.80083 | 0.00060579 | 0.00059732 | 0.00048601 | 2020-05-01 12:00
2921 | HE 2918 | 0.00058876 | 0.95738 | 1.2453 | 0.80045 | 0.00056367 | 0.00073318 | 0.00047127 | 2020-05-01 13:00
2922 | HE 2919 | 0.00054901 | 1.1456 | 1.8342 | 0.48874 | 0.00062894 | 0.001007 | 0.00026832 | 2020-05-01 14:00
2923 | HE 2920 | 0.00043571 | 1.5442 | 2.3639 | 1.242 | 0.00067283 | 0.00103 | 0.00054118 | 2020-05-01 15:00
2924 | HE 2921 | 0.00030393 | 1.4958 | 1.1388 | 1.6251 | 0.00045461 | 0.0003461 | 0.00049391 | 2020-05-01 16:00
2925 | HE 2922 | 0.00016608 | 1.4504 | 0.671 | 1.0004 | 0.00024089 | 0.00011144 | 0.00016615 | 2020-05-01 17:00
2926 | HE 2923 | 4.0266e-05 | 1.2744 | 0.8345 | 1.0297 | 5.1316e-05 | 3.3603e-05 | 4.1463e-05 | 2020-05-01 18:00
2927 | HE 2924 | 0 | 1.0821 | 0.6737 | 0.88107 | 0 | 0 | 0 | 2020-05-01 19:00
2928 | HE 2925 | 0 | 1.2209 | 0.56723 | 0.46232 | 0 | 0 | 0 | 2020-05-01 20:00
2929 | HE 2926 | 0 | 1.8276 | 0.64379 | 1.332 | 0 | 0 | 0 | 2020-05-01 21:00
2930 | HE 2927 | 0 | 2.1011 | 0.607 | 1.2841 | 0 | 0 | 0 | 2020-05-01 22:00
2931 | HE 2928 | 0 | 1.9275 | 0.50184 | 1.5098 | 0 | 0 | 0 | 2020-05-01 23:00
2932 | HE 2929 | 0 | 1.6921 | 0.32772 | 0.92111 | 0 | 0 | 0 | 2020-05-02
2933 | HE 2930 | 0 | 1.317 | 0.36287 | 0.8393 | 0 | 0 | 0 | 2020-05-02 01:00
2934 | HE 2931 | 0 | 1.8285 | 0.36496 | 0.9301 | 0 | 0 | 0 | 2020-05-02 02:00
2935 | HE 2932 | 0 | 1.813 | 0.38666 | 0.93599 | 0 | 0 | 0 | 2020-05-02 03:00
2936 | HE 2933 | 0 | 1.7817 | 0.70651 | 0.98005 | 0 | 0 | 0 | 2020-05-02 04:00
2937 | HE 2934 | 0 | 1.9449 | 2.2362 | 1.7404 | 0 | 0 | 0 | 2020-05-02 05:00
2938 | HE 2935 | 3.836e-05 | 2.098 | 1.8333 | 1.358 | 8.0481e-05 | 7.0325e-05 | 5.2093e-05 | 2020-05-02 06:00
2939 | HE 2936 | 0.00014345 | 1.7038 | 1.7516 | 0.93791 | 0.0002444 | 0.00025127 | 0.00013454 | 2020-05-02 07:00
2940 | HE 2937 | 0.00027598 | 1.5978 | 1.6821 | 0.89718 | 0.00044096 | 0.00046423 | 0.0002476 | 2020-05-02 08:00
2941 | HE 2938 | 0.00040848 | 1.4246 | 1.2535 | 0.82502 | 0.00058192 | 0.00051205 | 0.00033701 | 2020-05-02 09:00
2942 | HE 2939 | 0.00050054 | 1.0678 | 1.5718 | 0.6063 | 0.0005345 | 0.00078675 | 0.00030348 | 2020-05-02 10:00
2943 | HE 2940 | 0.00058023 | 0.95898 | 1.6852 | 0.50603 | 0.00055643 | 0.0009778 | 0.00029361 | 2020-05-02 11:00
2944 | HE 2941 | 0.00060689 | 0.872 | 1.9351 | 0.57835 | 0.00052921 | 0.0011744 | 0.00035099 | 2020-05-02 12:00
2945 | HE 2942 | 0.00058876 | 0.8576 | 3.01 | 0.73815 | 0.00050492 | 0.0017721 | 0.00043459 | 2020-05-02 13:00
2946 | HE 2943 | 0.00054901 | 0.85499 | 3.6505 | 0.87563 | 0.0004694 | 0.0020042 | 0.00048073 | 2020-05-02 14:00
2947 | HE 2944 | 0.00043571 | 1.6767 | 3.8738 | 1.4976 | 0.00073057 | 0.0016879 | 0.00065254 | 2020-05-02 15:00
2948 | HE 2945 | 0.00030393 | 2.0784 | 2.3206 | 1.3176 | 0.00063169 | 0.00070531 | 0.00040045 | 2020-05-02 16:00
2949 | HE 2946 | 0.00016608 | 1.5173 | 1.196 | 1.0831 | 0.00025199 | 0.00019863 | 0.00017989 | 2020-05-02 17:00
2950 | HE 2947 | 4.0266e-05 | 1.5462 | 1.0416 | 1.0128 | 6.2261e-05 | 4.1942e-05 | 4.0781e-05 | 2020-05-02 18:00
2951 | HE 2948 | 0 | 0.96765 | 1.2325 | 0.74049 | 0 | 0 | 0 | 2020-05-02 19:00
2952 | HE 2949 | 0 | 1.1063 | 0.83765 | 0.36219 | 0 | 0 | 0 | 2020-05-02 20:00
2953 | HE 2950 | 0 | 1.0343 | 0.96867 | 0.89791 | 0 | 0 | 0 | 2020-05-02 21:00
2954 | HE 2951 | 0 | 1.0343 | 0.74589 | 1.1618 | 0 | 0 | 0 | 2020-05-02 22:00
2955 | HE 2952 | 0 | 1.597 | 0.49602 | 1.0701 | 0 | 0 | 0 | 2020-05-02 23:00
2956 | HE 2953 | 0 | 0.9063 | 0.29109 | 0.34024 | 0 | 0 | 0 | 2020-05-03
2957 | HE 2954 | 0 | 0.51026 | 0.37726 | 0.2737 | 0 | 0 | 0 | 2020-05-03 01:00
2958 | HE 2955 | 0 | 0.57808 | 0.3618 | 0.31103 | 0 | 0 | 0 | 2020-05-03 02:00
2959 | HE 2956 | 0 | 0.5245 | 0.40783 | 0.30964 | 0 | 0 | 0 | 2020-05-03 03:00
2960 | HE 2957 | 0 | 1.1051 | 0.66593 | 0.31695 | 0 | 0 | 0 | 2020-05-03 04:00
2961 | HE 2958 | 0 | 0.83191 | 1.7622 | 0.54337 | 0 | 0 | 0 | 2020-05-03 05:00
2962 | HE 2959 | 3.836e-05 | 2.0821 | 1.6305 | 0.84874 | 7.9871e-05 | 6.2545e-05 | 3.2558e-05 | 2020-05-03 06:00
2963 | HE 2960 | 0.00014345 | 1.4439 | 1.6545 | 0.72818 | 0.00020713 | 0.00023733 | 0.00010446 | 2020-05-03 07:00
2964 | HE 2961 | 0.00027598 | 1.1469 | 1.8094 | 0.64036 | 0.00031653 | 0.00049936 | 0.00017672 | 2020-05-03 08:00
2965 | HE 2962 | 0.00040848 | 1.0308 | 1.276 | 0.63216 | 0.00042108 | 0.00052122 | 0.00025823 | 2020-05-03 09:00
2966 | HE 2963 | 0.00050054 | 0.87325 | 1.5931 | 0.49777 | 0.0004371 | 0.00079742 | 0.00024915 | 2020-05-03 10:00
2967 | HE 2964 | 0.00058023 | 0.69563 | 1.5063 | 0.72496 | 0.00040363 | 0.000874 | 0.00042064 | 2020-05-03 11:00
2968 | HE 2965 | 0.00060689 | 0.83298 | 1.8037 | 1.0836 | 0.00050552 | 0.0010946 | 0.00065765 | 2020-05-03 12:00
2969 | HE 2966 | 0.00058876 | 0.95922 | 1.7038 | 1.764 | 0.00056475 | 0.0010032 | 0.0010386 | 2020-05-03 13:00
2970 | HE 2967 | 0.00054901 | 1.8077 | 2.4411 | 2.6429 | 0.00099244 | 0.0013402 | 0.001451 | 2020-05-03 14:00
2971 | HE 2968 | 0.00043571 | 2.4832 | 2.268 | 5.2146 | 0.001082 | 0.00098819 | 0.0022721 | 2020-05-03 15:00
2972 | HE 2969 | 0.00030393 | 2.8773 | 1.5799 | 6.4626 | 0.00087451 | 0.00048018 | 0.0019642 | 2020-05-03 16:00
2973 | HE 2970 | 0.00016608 | 1.7476 | 1.0701 | 4.6537 | 0.00029024 | 0.00017773 | 0.00077289 | 2020-05-03 17:00
2974 | HE 2971 | 4.0266e-05 | 1.5618 | 1.1093 | 1.8509 | 6.2887e-05 | 4.4667e-05 | 7.4529e-05 | 2020-05-03 18:00
2975 | HE 2972 | 0 | 0.92399 | 1.1966 | 1.3862 | 0 | 0 | 0 | 2020-05-03 19:00
2976 | HE 2973 | 0 | 1.2011 | 0.92045 | 0.65842 | 0 | 0 | 0 | 2020-05-03 20:00
2977 | HE 2974 | 0 | 1.0133 | 0.94674 | 0.60266 | 0 | 0 | 0 | 2020-05-03 21:00
2978 | HE 2975 | 0 | 1.272 | 0.74383 | 0.58553 | 0 | 0 | 0 | 2020-05-03 22:00
2979 | HE 2976 | 0 | 0.70827 | 0.43355 | 0.51392 | 0 | 0 | 0 | 2020-05-03 23:00
2980 | HE 2977 | 0 | 0.50565 | 0.25423 | 0.20564 | 0 | 0 | 0 | 2020-05-04
2981 | HE 2978 | 0 | 0.42789 | 0.36451 | 0.24607 | 0 | 0 | 0 | 2020-05-04 01:00
2982 | HE 2979 | 0 | 0.43074 | 0.30546 | 0.27972 | 0 | 0 | 0 | 2020-05-04 02:00
2983 | HE 2980 | 0 | 0.38809 | 0.41244 | 0.28081 | 0 | 0 | 0 | 2020-05-04 03:00
2984 | HE 2981 | 0 | 0.40092 | 0.55115 | 0.29079 | 0 | 0 | 0 | 2020-05-04 04:00
2985 | HE 2982 | 0 | 0.65521 | 1.3747 | 0.42449 | 0 | 0 | 0 | 2020-05-04 05:00
2986 | HE 2983 | 3.836e-05 | 1.4315 | 1.2384 | 0.82962 | 5.4915e-05 | 4.7504e-05 | 3.1825e-05 | 2020-05-04 06:00
2987 | HE 2984 | 0.00014345 | 1.0978 | 1.4247 | 0.60216 | 0.00015748 | 0.00020437 | 8.6378e-05 | 2020-05-04 07:00
2988 | HE 2985 | 0.00027598 | 1.1477 | 1.4309 | 0.6553 | 0.00031672 | 0.00039491 | 0.00018085 | 2020-05-04 08:00
2989 | HE 2986 | 0.00040848 | 1.082 | 1.0917 | 0.59276 | 0.00044197 | 0.00044594 | 0.00024213 | 2020-05-04 09:00
2990 | HE 2987 | 0.00050054 | 0.77379 | 1.3128 | 0.42052 | 0.00038731 | 0.0006571 | 0.00021048 | 2020-05-04 10:00
2991 | HE 2988 | 0.00058023 | 0.78884 | 1.3469 | 0.56098 | 0.00045771 | 0.00078151 | 0.0003255 | 2020-05-04 11:00
2992 | HE 2989 | 0.00060689 | 0.99955 | 1.5045 | 0.78837 | 0.00060662 | 0.00091304 | 0.00047845 | 2020-05-04 12:00
2993 | HE 2990 | 0.00058876 | 1.1192 | 1.6607 | 1.2506 | 0.00065894 | 0.00097773 | 0.00073627 | 2020-05-04 13:00
2994 | HE 2991 | 0.00054901 | 1.5813 | 3.0071 | 2.41 | 0.00086815 | 0.0016509 | 0.0013231 | 2020-05-04 14:00
2995 | HE 2992 | 0.00043571 | 1.2886 | 3.5421 | 4.2251 | 0.00056144 | 0.0015433 | 0.0018409 | 2020-05-04 15:00
2996 | HE 2993 | 0.00030393 | 1.9585 | 2.589 | 5.6398 | 0.00059525 | 0.00078688 | 0.0017141 | 2020-05-04 16:00
2997 | HE 2994 | 0.00016608 | 1.1795 | 1.4347 | 5.1373 | 0.00019589 | 0.00023828 | 0.00085321 | 2020-05-04 17:00
2998 | HE 2995 | 4.0266e-05 | 0.88885 | 1.143 | 2.1691 | 3.5791e-05 | 4.6024e-05 | 8.7341e-05 | 2020-05-04 18:00
2999 | HE 2996 | 0 | 1.263 | 1.1076 | 1.2833 | 0 | 0 | 0 | 2020-05-04 19:00
3000 | HE 2997 | 0 | 1.652 | 0.79088 | 0.71566 | 0 | 0 | 0 | 2020-05-04 20:00
3001 | HE 2998 | 0 | 1.0025 | 0.67866 | 0.59294 | 0 | 0 | 0 | 2020-05-04 21:00
3002 | HE 2999 | 0 | 1.1735 | 0.54286 | 1.1005 | 0 | 0 | 0 | 2020-05-04 22:00
3003 | HE 3000 | 0 | 0.93264 | 0.56184 | 0.52104 | 0 | 0 | 0 | 2020-05-04 23:00
3004 | HE 3001 | 0 | 0.5508 | 0.41824 | 0.26811 | 0 | 0 | 0 | 2020-05-05
3005 | HE 3002 | 0 | 0.34522 | 0.63196 | 0.26655 | 0 | 0 | 0 | 2020-05-05 01:00
3006 | HE 3003 | 0 | 0.40462 | 0.61768 | 0.30904 | 0 | 0 | 0 | 2020-05-05 02:00
3007 | HE 3004 | 0 | 0.41589 | 0.67005 | 0.31505 | 0 | 0 | 0 | 2020-05-05 03:00
3008 | HE 3005 | 0 | 0.42706 | 0.98461 | 0.32672 | 0 | 0 | 0 | 2020-05-05 04:00
3009 | HE 3006 | 0 | 0.7253 | 2.4698 | 0.43014 | 0 | 0 | 0 | 2020-05-05 05:00
3010 | HE 3007 | 3.836e-05 | 1.4534 | 1.2587 | 0.5814 | 5.5752e-05 | 4.8283e-05 | 2.2303e-05 | 2020-05-05 06:00
3011 | HE 3008 | 0.00014345 | 1.2111 | 1.3172 | 0.49164 | 0.00017373 | 0.00018894 | 7.0524e-05 | 2020-05-05 07:00
3012 | HE 3009 | 0.00027598 | 1.5331 | 1.342 | 0.54198 | 0.00042311 | 0.00037035 | 0.00014957 | 2020-05-05 08:00
3013 | HE 3010 | 0.00040848 | 1.4823 | 0.90518 | 0.52471 | 0.00060548 | 0.00036975 | 0.00021434 | 2020-05-05 09:00
3014 | HE 3011 | 0.00050054 | 0.9309 | 0.95603 | 0.41807 | 0.00046595 | 0.00047853 | 0.00020926 | 2020-05-05 10:00
3015 | HE 3012 | 0.00058023 | 1.1731 | 0.85413 | 0.5139 | 0.00068068 | 0.00049559 | 0.00029818 | 2020-05-05 11:00
3016 | HE 3013 | 0.00060689 | 1.2904 | 1.2815 | 0.52151 | 0.00078315 | 0.00077774 | 0.0003165 | 2020-05-05 12:00
3017 | HE 3014 | 0.00058876 | 1.5614 | 1.1541 | 0.74716 | 0.00091929 | 0.00067949 | 0.0004399 | 2020-05-05 13:00
3018 | HE 3015 | 0.00054901 | 1.626 | 1.7727 | 0.86631 | 0.00089272 | 0.00097322 | 0.00047561 | 2020-05-05 14:00
3019 | HE 3016 | 0.00043571 | 2.6902 | 2.3138 | 0.87077 | 0.0011721 | 0.0010081 | 0.0003794 | 2020-05-05 15:00
3020 | HE 3017 | 0.00030393 | 3.1283 | 1.639 | 1.2325 | 0.00095077 | 0.00049814 | 0.00037459 | 2020-05-05 16:00
3021 | HE 3018 | 0.00016608 | 2.9177 | 1.2186 | 1.2895 | 0.00048458 | 0.00020238 | 0.00021417 | 2020-05-05 17:00
3022 | HE 3019 | 4.0266e-05 | 1.8941 | 0.9776 | 0.94171 | 7.6269e-05 | 3.9364e-05 | 3.792e-05 | 2020-05-05 18:00
3023 | HE 3020 | 0 | 1.2826 | 0.82073 | 0.93076 | 0 | 0 | 0 | 2020-05-05 19:00
3024 | HE 3021 | 0 | 1.4929 | 1.2734 | 0.83201 | 0 | 0 | 0 | 2020-05-05 20:00
3025 | HE 3022 | 0 | 1.0391 | 0.91998 | 0.69573 | 0 | 0 | 0 | 2020-05-05 21:00
3026 | HE 3023 | 0 | 0.94879 | 0.95979 | 0.61432 | 0 | 0 | 0 | 2020-05-05 22:00
3027 | HE 3024 | 0 | 1.1006 | 0.64357 | 0.61042 | 0 | 0 | 0 | 2020-05-05 23:00
3028 | HE 3025 | 0 | 0.87861 | 0.3234 | 0.30345 | 0 | 0 | 0 | 2020-05-06
3029 | HE 3026 | 0 | 0.79394 | 0.35742 | 0.18139 | 0 | 0 | 0 | 2020-05-06 01:00
3030 | HE 3027 | 0 | 0.87199 | 0.33047 | 0.17292 | 0 | 0 | 0 | 2020-05-06 02:00
3031 | HE 3028 | 0 | 0.88134 | 0.47407 | 0.17984 | 0 | 0 | 0 | 2020-05-06 03:00
3032 | HE 3029 | 0 | 0.90492 | 0.70124 | 0.20225 | 0 | 0 | 0 | 2020-05-06 04:00
3033 | HE 3030 | 0 | 1.1501 | 1.4994 | 0.41943 | 0 | 0 | 0 | 2020-05-06 05:00
3034 | HE 3031 | 3.836e-05 | 1.6553 | 0.91636 | 0.70985 | 6.3496e-05 | 3.5152e-05 | 2.723e-05 | 2020-05-06 06:00
3035 | HE 3032 | 0.00014345 | 1.3608 | 1.3653 | 0.5245 | 0.0001952 | 0.00019585 | 7.5238e-05 | 2020-05-06 07:00
3036 | HE 3033 | 0.00027598 | 1.3391 | 1.3519 | 0.48923 | 0.00036956 | 0.00037308 | 0.00013501 | 2020-05-06 08:00
3037 | HE 3034 | 0.00040848 | 1.3621 | 1.215 | 0.57813 | 0.00055641 | 0.0004963 | 0.00023616 | 2020-05-06 09:00
3038 | HE 3035 | 0.00050054 | 0.93168 | 0.79135 | 0.52849 | 0.00046634 | 0.0003961 | 0.00026453 | 2020-05-06 10:00
3039 | HE 3036 | 0.00058023 | 0.80302 | 1.1657 | 0.4767 | 0.00046594 | 0.00067639 | 0.00027659 | 2020-05-06 11:00
3040 | HE 3037 | 0.00060689 | 0.88412 | 1.1618 | 0.57868 | 0.00053656 | 0.00070508 | 0.00035119 | 2020-05-06 12:00
3041 | HE 3038 | 0.00058876 | 1.4082 | 1.2321 | 0.7588 | 0.00082909 | 0.00072539 | 0.00044675 | 2020-05-06 13:00
3042 | HE 3039 | 0.00054901 | 1.6813 | 1.8534 | 0.86052 | 0.00092303 | 0.0010175 | 0.00047243 | 2020-05-06 14:00
3043 | HE 3040 | 0.00043571 | 2.7671 | 1.9161 | 1.5474 | 0.0012057 | 0.00083486 | 0.00067423 | 2020-05-06 15:00
3044 | HE 3041 | 0.00030393 | 3.1755 | 1.2374 | 1.6074 | 0.00096512 | 0.00037608 | 0.00048854 | 2020-05-06 16:00
3045 | HE 3042 | 0.00016608 | 2.6719 | 0.89925 | 1.2202 | 0.00044376 | 0.00014935 | 0.00020265 | 2020-05-06 17:00
3046 | HE 3043 | 4.0266e-05 | 1.4385 | 0.80273 | 0.8554 | 5.7925e-05 | 3.2323e-05 | 3.4444e-05 | 2020-05-06 18:00
3047 | HE 3044 | 0 | 1.0001 | 0.72982 | 0.8934 | 0 | 0 | 0 | 2020-05-06 19:00
3048 | HE 3045 | 0 | 0.78027 | 0.66208 | 0.59513 | 0 | 0 | 0 | 2020-05-06 20:00
3049 | HE 3046 | 0 | 0.86343 | 0.71446 | 0.71276 | 0 | 0 | 0 | 2020-05-06 21:00
3050 | HE 3047 | 0 | 1.0615 | 1.2889 | 0.70333 | 0 | 0 | 0 | 2020-05-06 22:00
3051 | HE 3048 | 0 | 1.1856 | 0.55761 | 0.73558 | 0 | 0 | 0 | 2020-05-06 23:00
3052 | HE 3049 | 0 | 0.57447 | 0.29258 | 0.94034 | 0 | 0 | 0 | 2020-05-07
3053 | HE 3050 | 0 | 0.50789 | 0.263 | 0.56798 | 0 | 0 | 0 | 2020-05-07 01:00
3054 | HE 3051 | 0 | 0.61799 | 0.23215 | 0.51312 | 0 | 0 | 0 | 2020-05-07 02:00
3055 | HE 3052 | 0 | 0.60441 | 0.26856 | 0.50348 | 0 | 0 | 0 | 2020-05-07 03:00
3056 | HE 3053 | 0 | 0.60938 | 0.56026 | 0.63509 | 0 | 0 | 0 | 2020-05-07 04:00
3057 | HE 3054 | 0 | 0.95474 | 1.2524 | 0.84884 | 0 | 0 | 0 | 2020-05-07 05:00
3058 | HE 3055 | 3.836e-05 | 1.5814 | 1.0637 | 0.97257 | 6.0663e-05 | 4.0802e-05 | 3.7308e-05 | 2020-05-07 06:00
3059 | HE 3056 | 0.00014345 | 1.671 | 1.2197 | 0.94965 | 0.0002397 | 0.00017496 | 0.00013622 | 2020-05-07 07:00
3060 | HE 3057 | 0.00027598 | 1.4779 | 1.0064 | 0.91177 | 0.00040785 | 0.00027773 | 0.00025163 | 2020-05-07 08:00
3061 | HE 3058 | 0.00040848 | 1.3829 | 0.91318 | 0.94194 | 0.00056491 | 0.00037302 | 0.00038477 | 2020-05-07 09:00
3062 | HE 3059 | 0.00050054 | 0.86774 | 1.034 | 0.73764 | 0.00043434 | 0.00051754 | 0.00036922 | 2020-05-07 10:00
3063 | HE 3060 | 0.00058023 | 0.82847 | 1.1754 | 0.75451 | 0.0004807 | 0.00068202 | 0.00043779 | 2020-05-07 11:00
3064 | HE 3061 | 0.00060689 | 1.141 | 1.2801 | 0.74734 | 0.00069245 | 0.00077688 | 0.00045355 | 2020-05-07 12:00
3065 | HE 3062 | 0.00058876 | 1.8269 | 1.1913 | 0.82902 | 0.0010756 | 0.00070139 | 0.00048809 | 2020-05-07 13:00
3066 | HE 3063 | 0.00054901 | 2.7103 | 1.6184 | 0.81609 | 0.001488 | 0.00088854 | 0.00044804 | 2020-05-07 14:00
3067 | HE 3064 | 0.00043571 | 3.4431 | 1.0353 | 1.0523 | 0.0015002 | 0.00045108 | 0.00045849 | 2020-05-07 15:00
3068 | HE 3065 | 0.00030393 | 3.801 | 0.61674 | 1.5188 | 0.0011552 | 0.00018745 | 0.0004616 | 2020-05-07 16:00
3069 | HE 3066 | 0.00016608 | 3.0626 | 0.73859 | 0.71373 | 0.00050864 | 0.00012267 | 0.00011854 | 2020-05-07 17:00
3070 | HE 3067 | 4.0266e-05 | 1.8834 | 0.77888 | 1.0952 | 7.5839e-05 | 3.1363e-05 | 4.4101e-05 | 2020-05-07 18:00
3071 | HE 3068 | 0 | 1.0864 | 0.65279 | 0.7545 | 0 | 0 | 0 | 2020-05-07 19:00
3072 | HE 3069 | 0 | 0.93948 | 0.76764 | 0.48271 | 0 | 0 | 0 | 2020-05-07 20:00
3073 | HE 3070 | 0 | 1.3557 | 0.77799 | 0.81118 | 0 | 0 | 0 | 2020-05-07 21:00
3074 | HE 3071 | 0 | 1.1447 | 0.94347 | 0.9078 | 0 | 0 | 0 | 2020-05-07 22:00
3075 | HE 3072 | 0 | 1.1339 | 0.56243 | 0.86745 | 0 | 0 | 0 | 2020-05-07 23:00
3076 | HE 3073 | 0 | 0.90133 | 0.45125 | 0.82169 | 0 | 0 | 0 | 2020-05-08
3077 | HE 3074 | 0 | 1.0567 | 0.46668 | 0.7277 | 0 | 0 | 0 | 2020-05-08 01:00
3078 | HE 3075 | 0 | 1.1216 | 0.4446 | 0.77799 | 0 | 0 | 0 | 2020-05-08 02:00
3079 | HE 3076 | 0 | 1.1509 | 0.49427 | 0.77626 | 0 | 0 | 0 | 2020-05-08 03:00
3080 | HE 3077 | 0 | 1.1639 | 1.0857 | 0.8419 | 0 | 0 | 0 | 2020-05-08 04:00
3081 | HE 3078 | 0 | 1.5586 | 1.4646 | 0.9871 | 0 | 0 | 0 | 2020-05-08 05:00
3082 | HE 3079 | 3.836e-05 | 1.9203 | 1.015 | 1.4045 | 7.3664e-05 | 3.8934e-05 | 5.3878e-05 | 2020-05-08 06:00
3083 | HE 3080 | 0.00014345 | 1.5065 | 1.025 | 0.96894 | 0.0002161 | 0.00014704 | 0.00013899 | 2020-05-08 07:00
3084 | HE 3081 | 0.00027598 | 1.8213 | 0.97056 | 0.93708 | 0.00050262 | 0.00026785 | 0.00025861 | 2020-05-08 08:00
3085 | HE 3082 | 0.00040848 | 1.7205 | 0.80476 | 1.0944 | 0.00070281 | 0.00032873 | 0.00044703 | 2020-05-08 09:00
3086 | HE 3083 | 0.00050054 | 1.1399 | 0.89452 | 0.96285 | 0.00057058 | 0.00044774 | 0.00048195 | 2020-05-08 10:00
3087 | HE 3084 | 0.00058023 | 1.0498 | 1.1781 | 0.73092 | 0.00060915 | 0.00068355 | 0.0004241 | 2020-05-08 11:00
3088 | HE 3085 | 0.00060689 | 1.7245 | 1.3322 | 0.7399 | 0.0010466 | 0.00080852 | 0.00044904 | 2020-05-08 12:00
3089 | HE 3086 | 0.00058876 | 1.4238 | 1.118 | 0.8635 | 0.0008383 | 0.00065821 | 0.00050839 | 2020-05-08 13:00
3090 | HE 3087 | 0.00054901 | 2.073 | 1.3485 | 0.90661 | 0.0011381 | 0.00074035 | 0.00049774 | 2020-05-08 14:00
3091 | HE 3088 | 0.00043571 | 3.0594 | 1.7676 | 0.69374 | 0.001333 | 0.00077016 | 0.00030227 | 2020-05-08 15:00
3092 | HE 3089 | 0.00030393 | 3.4677 | 1.2585 | 1.2445 | 0.0010539 | 0.0003825 | 0.00037823 | 2020-05-08 16:00
3093 | HE 3090 | 0.00016608 | 2.5867 | 0.59911 | 1.1003 | 0.0004296 | 9.9501e-05 | 0.00018274 | 2020-05-08 17:00
3094 | HE 3091 | 4.0266e-05 | 1.711 | 0.969 | 0.95548 | 6.8898e-05 | 3.9018e-05 | 3.8474e-05 | 2020-05-08 18:00
3095 | HE 3092 | 0 | 0.97629 | 1.0488 | 0.99292 | 0 | 0 | 0 | 2020-05-08 19:00
3096 | HE 3093 | 0 | 1.0122 | 0.73035 | 0.88854 | 0 | 0 | 0 | 2020-05-08 20:00
3097 | HE 3094 | 0 | 1.3263 | 0.77578 | 1.1091 | 0 | 0 | 0 | 2020-05-08 21:00
3098 | HE 3095 | 0 | 1.3022 | 0.66891 | 1.7779 | 0 | 0 | 0 | 2020-05-08 22:00
3099 | HE 3096 | 0 | 1.2785 | 0.33554 | 0.85193 | 0 | 0 | 0 | 2020-05-08 23:00
3100 | HE 3097 | 0 | 0.6672 | 0.28555 | 0.56662 | 0 | 0 | 0 | 2020-05-09
3101 | HE 3098 | 0 | 0.57347 | 0.30558 | 0.46515 | 0 | 0 | 0 | 2020-05-09 01:00
3102 | HE 3099 | 0 | 0.64986 | 0.27207 | 0.44932 | 0 | 0 | 0 | 2020-05-09 02:00
3103 | HE 3100 | 0 | 0.63611 | 0.30337 | 0.39751 | 0 | 0 | 0 | 2020-05-09 03:00
3104 | HE 3101 | 0 | 0.64236 | 0.61776 | 0.40028 | 0 | 0 | 0 | 2020-05-09 04:00
3105 | HE 3102 | 0 | 1.0751 | 1.377 | 0.53446 | 0 | 0 | 0 | 2020-05-09 05:00
3106 | HE 3103 | 3.836e-05 | 1.7592 | 1.0591 | 1.0913 | 6.7485e-05 | 4.0627e-05 | 4.1864e-05 | 2020-05-09 06:00
3107 | HE 3104 | 0.00014345 | 1.554 | 1.523 | 0.93124 | 0.00022292 | 0.00021847 | 0.00013358 | 2020-05-09 07:00
3108 | HE 3105 | 0.00027598 | 1.5847 | 1.3794 | 0.93582 | 0.00043733 | 0.00038068 | 0.00025826 | 2020-05-09 08:00
3109 | HE 3106 | 0.00040848 | 1.8968 | 1.2504 | 1.0401 | 0.0007748 | 0.00051078 | 0.00042485 | 2020-05-09 09:00
3110 | HE 3107 | 0.00050054 | 1.023 | 1.3758 | 1.1206 | 0.00051207 | 0.00068866 | 0.00056091 | 2020-05-09 10:00
3111 | HE 3108 | 0.00058023 | 0.80516 | 1.2034 | 0.96273 | 0.00046718 | 0.00069824 | 0.0005586 | 2020-05-09 11:00
3112 | HE 3109 | 0.00060689 | 0.76806 | 1.4697 | 0.93541 | 0.00046612 | 0.00089196 | 0.00056769 | 2020-05-09 12:00
3113 | HE 3110 | 0.00058876 | 1.6375 | 1.6348 | 0.97594 | 0.00096408 | 0.00096253 | 0.00057459 | 2020-05-09 13:00
3114 | HE 3111 | 0.00054901 | 1.9379 | 2.2476 | 0.92961 | 0.0010639 | 0.0012339 | 0.00051037 | 2020-05-09 14:00
3115 | HE 3112 | 0.00043571 | 2.5065 | 1.907 | 1.0429 | 0.0010921 | 0.00083091 | 0.00045441 | 2020-05-09 15:00
3116 | HE 3113 | 0.00030393 | 2.9413 | 1.0906 | 1.3027 | 0.00089397 | 0.00033148 | 0.00039594 | 2020-05-09 16:00
3117 | HE 3114 | 0.00016608 | 2.1011 | 0.7768 | 1.5452 | 0.00034895 | 0.00012901 | 0.00025663 | 2020-05-09 17:00
3118 | HE 3115 | 4.0266e-05 | 1.4113 | 1.0349 | 1.0593 | 5.6828e-05 | 4.167e-05 | 4.2656e-05 | 2020-05-09 18:00
3119 | HE 3116 | 0 | 1.1921 | 1.4377 | 0.97136 | 0 | 0 | 0 | 2020-05-09 19:00
3120 | HE 3117 | 0 | 1.1458 | 1.2243 | 0.76733 | 0 | 0 | 0 | 2020-05-09 20:00
3121 | HE 3118 | 0 | 1.0158 | 1.4646 | 0.69604 | 0 | 0 | 0 | 2020-05-09 21:00
3122 | HE 3119 | 0 | 1.0581 | 1.879 | 1.4903 | 0 | 0 | 0 | 2020-05-09 22:00
3123 | HE 3120 | 0 | 1.2276 | 1.088 | 0.73346 | 0 | 0 | 0 | 2020-05-09 23:00
3124 | HE 3121 | 0 | 0.6649 | 1.0772 | 0.39592 | 0 | 0 | 0 | 2020-05-10
3125 | HE 3122 | 0 | 0.55965 | 1.0195 | 0.37387 | 0 | 0 | 0 | 2020-05-10 01:00
3126 | HE 3123 | 0 | 0.60614 | 1.1339 | 0.34578 | 0 | 0 | 0 | 2020-05-10 02:00
3127 | HE 3124 | 0 | 0.60136 | 1.1898 | 0.3811 | 0 | 0 | 0 | 2020-05-10 03:00
3128 | HE 3125 | 0 | 0.61685 | 1.3829 | 0.41781 | 0 | 0 | 0 | 2020-05-10 04:00
3129 | HE 3126 | 0 | 0.92163 | 1.9324 | 0.61725 | 0 | 0 | 0 | 2020-05-10 05:00
3130 | HE 3127 | 3.836e-05 | 1.252 | 1.26 | 1.2278 | 4.8028e-05 | 4.8332e-05 | 4.7097e-05 | 2020-05-10 06:00
3131 | HE 3128 | 0.00014345 | 1.534 | 1.4314 | 1.0039 | 0.00022005 | 0.00020533 | 0.00014401 | 2020-05-10 07:00
3132 | HE 3129 | 0.00027598 | 1.8456 | 1.4229 | 0.95877 | 0.00050934 | 0.00039268 | 0.0002646 | 2020-05-10 08:00
3133 | HE 3130 | 0.00040848 | 1.3969 | 1.0293 | 0.95299 | 0.00057062 | 0.00042045 | 0.00038928 | 2020-05-10 09:00
3134 | HE 3131 | 0.00050054 | 1.0172 | 1.0182 | 1.0339 | 0.00050914 | 0.00050966 | 0.00051752 | 2020-05-10 10:00
3135 | HE 3132 | 0.00058023 | 0.88874 | 1.1498 | 0.73817 | 0.00051567 | 0.00066713 | 0.00042831 | 2020-05-10 11:00
3136 | HE 3133 | 0.00060689 | 0.66171 | 1.0339 | 0.72553 | 0.00040158 | 0.00062746 | 0.00044031 | 2020-05-10 12:00
3137 | HE 3134 | 0.00058876 | 0.93374 | 1.3326 | 0.70913 | 0.00054975 | 0.00078457 | 0.00041751 | 2020-05-10 13:00
3138 | HE 3135 | 0.00054901 | 0.93603 | 1.1934 | 0.68335 | 0.00051389 | 0.00065522 | 0.00037516 | 2020-05-10 14:00
3139 | HE 3136 | 0.00043571 | 1.5288 | 1.3265 | 0.90274 | 0.0006661 | 0.00057796 | 0.00039334 | 2020-05-10 15:00
3140 | HE 3137 | 0.00030393 | 2.4133 | 0.84616 | 1.2002 | 0.00073348 | 0.00025717 | 0.00036478 | 2020-05-10 16:00
3141 | HE 3138 | 0.00016608 | 1.7006 | 0.76167 | 1.2449 | 0.00028244 | 0.0001265 | 0.00020676 | 2020-05-10 17:00
3142 | HE 3139 | 4.0266e-05 | 1.1076 | 0.9949 | 1.0274 | 4.4598e-05 | 4.0061e-05 | 4.137e-05 | 2020-05-10 18:00
3143 | HE 3140 | 0 | 0.98909 | 0.79376 | 0.83947 | 0 | 0 | 0 | 2020-05-10 19:00
3144 | HE 3141 | 0 | 1.069 | 1.0455 | 0.43806 | 0 | 0 | 0 | 2020-05-10 20:00
3145 | HE 3142 | 0 | 0.87226 | 1.1728 | 0.65532 | 0 | 0 | 0 | 2020-05-10 21:00
3146 | HE 3143 | 0 | 1.0762 | 0.99145 | 0.75588 | 0 | 0 | 0 | 2020-05-10 22:00
3147 | HE 3144 | 0 | 1.175 | 0.44227 | 0.69775 | 0 | 0 | 0 | 2020-05-10 23:00
3148 | HE 3145 | 0 | 0.89625 | 0.2804 | 0.84487 | 0 | 0 | 0 | 2020-05-11
3149 | HE 3146 | 0 | 0.54706 | 0.30341 | 0.85312 | 0 | 0 | 0 | 2020-05-11 01:00
3150 | HE 3147 | 0 | 0.5846 | 0.27637 | 0.6284 | 0 | 0 | 0 | 2020-05-11 02:00
3151 | HE 3148 | 0 | 0.57608 | 0.26516 | 0.62501 | 0 | 0 | 0 | 2020-05-11 03:00
3152 | HE 3149 | 0 | 0.63044 | 0.4969 | 0.64258 | 0 | 0 | 0 | 2020-05-11 04:00
3153 | HE 3150 | 0 | 1.262 | 2.1595 | 0.94256 | 0 | 0 | 0 | 2020-05-11 05:00
3154 | HE 3151 | 3.836e-05 | 1.6158 | 1.3147 | 1.2876 | 6.1981e-05 | 5.0431e-05 | 4.9394e-05 | 2020-05-11 06:00
3155 | HE 3152 | 0.00014345 | 1.2029 | 1.4829 | 1.0585 | 0.00017255 | 0.00021271 | 0.00015183 | 2020-05-11 07:00
3156 | HE 3153 | 0.00027598 | 1.3123 | 1.3944 | 1.0821 | 0.00036218 | 0.00038483 | 0.00029863 | 2020-05-11 08:00
3157 | HE 3154 | 0.00040848 | 1.2549 | 1.0997 | 1.1037 | 0.00051259 | 0.00044922 | 0.00045085 | 2020-05-11 09:00
3158 | HE 3155 | 0.00050054 | 0.94941 | 1.2458 | 0.93062 | 0.00047522 | 0.00062355 | 0.00046581 | 2020-05-11 10:00
3159 | HE 3156 | 0.00058023 | 0.74992 | 1.1149 | 0.88155 | 0.00043512 | 0.00064691 | 0.0005115 | 2020-05-11 11:00
3160 | HE 3157 | 0.00060689 | 0.8149 | 1.1708 | 0.83808 | 0.00049455 | 0.00071056 | 0.00050862 | 2020-05-11 12:00
3161 | HE 3158 | 0.00058876 | 0.91775 | 1.1356 | 0.7978 | 0.00054033 | 0.00066858 | 0.00046971 | 2020-05-11 13:00
3162 | HE 3159 | 0.00054901 | 1.0891 | 1.5146 | 0.77613 | 0.00059795 | 0.00083151 | 0.0004261 | 2020-05-11 14:00
3163 | HE 3160 | 0.00043571 | 1.5789 | 2.0649 | 0.94183 | 0.00068797 | 0.00089972 | 0.00041037 | 2020-05-11 15:00
3164 | HE 3161 | 0.00030393 | 2.1923 | 1.7404 | 1.299 | 0.00066631 | 0.00052895 | 0.00039479 | 2020-05-11 16:00
3165 | HE 3162 | 0.00016608 | 1.6573 | 1.1656 | 1.1365 | 0.00027525 | 0.00019359 | 0.00018876 | 2020-05-11 17:00
3166 | HE 3163 | 4.0266e-05 | 1.0991 | 1.2012 | 0.87826 | 4.4255e-05 | 4.8367e-05 | 3.5364e-05 | 2020-05-11 18:00
3167 | HE 3164 | 0 | 0.84884 | 1.0496 | 0.84286 | 0 | 0 | 0 | 2020-05-11 19:00
3168 | HE 3165 | 0 | 0.99403 | 1.1959 | 0.63816 | 0 | 0 | 0 | 2020-05-11 20:00
3169 | HE 3166 | 0 | 0.93551 | 0.8982 | 0.69339 | 0 | 0 | 0 | 2020-05-11 21:00
3170 | HE 3167 | 0 | 1.0775 | 0.84858 | 0.81803 | 0 | 0 | 0 | 2020-05-11 22:00
3171 | HE 3168 | 0 | 1.3231 | 0.39968 | 0.69315 | 0 | 0 | 0 | 2020-05-11 23:00
3172 | HE 3169 | 0 | 1.0296 | 0.32398 | 0.37448 | 0 | 0 | 0 | 2020-05-12
3173 | HE 3170 | 0 | 0.67443 | 0.30549 | 0.36521 | 0 | 0 | 0 | 2020-05-12 01:00
3174 | HE 3171 | 0 | 0.68556 | 0.33935 | 0.36805 | 0 | 0 | 0 | 2020-05-12 02:00
3175 | HE 3172 | 0 | 0.60553 | 0.344 | 0.36582 | 0 | 0 | 0 | 2020-05-12 03:00
3176 | HE 3173 | 0 | 0.70346 | 0.49921 | 0.41636 | 0 | 0 | 0 | 2020-05-12 04:00
3177 | HE 3174 | 0 | 1.2702 | 1.6921 | 0.58847 | 0 | 0 | 0 | 2020-05-12 05:00
3178 | HE 3175 | 3.836e-05 | 1.6788 | 1.2504 | 0.91443 | 6.44e-05 | 4.7964e-05 | 3.5078e-05 | 2020-05-12 06:00
3179 | HE 3176 | 0.00014345 | 1.057 | 1.2188 | 0.78024 | 0.00015162 | 0.00017483 | 0.00011192 | 2020-05-12 07:00
3180 | HE 3177 | 0.00027598 | 1.2382 | 1.1892 | 0.67338 | 0.00034171 | 0.00032818 | 0.00018584 | 2020-05-12 08:00
3181 | HE 3178 | 0.00040848 | 0.97781 | 1.0267 | 0.65484 | 0.00039942 | 0.0004194 | 0.00026749 | 2020-05-12 09:00
3182 | HE 3179 | 0.00050054 | 0.76163 | 1.0867 | 0.54809 | 0.00038122 | 0.00054393 | 0.00027434 | 2020-05-12 10:00
3183 | HE 3180 | 0.00058023 | 0.54636 | 1.0526 | 0.61313 | 0.00031701 | 0.00061073 | 0.00035576 | 2020-05-12 11:00
3184 | HE 3181 | 0.00060689 | 0.71244 | 1.0627 | 0.77998 | 0.00043237 | 0.00064492 | 0.00047336 | 2020-05-12 12:00
3185 | HE 3182 | 0.00058876 | 1.0816 | 0.85113 | 0.82764 | 0.00063681 | 0.00050111 | 0.00048728 | 2020-05-12 13:00
3186 | HE 3183 | 0.00054901 | 1.4768 | 1.401 | 1.1266 | 0.0008108 | 0.00076918 | 0.00061852 | 2020-05-12 14:00
3187 | HE 3184 | 0.00043571 | 1.8881 | 2.0917 | 1.4108 | 0.00082267 | 0.00091139 | 0.00061468 | 2020-05-12 15:00
3188 | HE 3185 | 0.00030393 | 1.6032 | 1.4834 | 1.7322 | 0.00048727 | 0.00045086 | 0.00052647 | 2020-05-12 16:00
3189 | HE 3186 | 0.00016608 | 1.3437 | 1.0378 | 1.1252 | 0.00022316 | 0.00017236 | 0.00018687 | 2020-05-12 17:00
3190 | HE 3187 | 4.0266e-05 | 0.75886 | 1.059 | 0.95585 | 3.0557e-05 | 4.2643e-05 | 3.8489e-05 | 2020-05-12 18:00
3191 | HE 3188 | 0 | 0.78182 | 1.0784 | 0.88113 | 0 | 0 | 0 | 2020-05-12 19:00
3192 | HE 3189 | 0 | 0.84278 | 0.8003 | 0.59843 | 0 | 0 | 0 | 2020-05-12 20:00
3193 | HE 3190 | 0 | 0.83409 | 0.73353 | 0.61314 | 0 | 0 | 0 | 2020-05-12 21:00
3194 | HE 3191 | 0 | 1.4506 | 0.94361 | 0.68121 | 0 | 0 | 0 | 2020-05-12 22:00
3195 | HE 3192 | 0 | 1.4351 | 0.49253 | 0.59084 | 0 | 0 | 0 | 2020-05-12 23:00
3196 | HE 3193 | 0 | 0.65083 | 0.29901 | 0.35975 | 0 | 0 | 0 | 2020-05-13
3197 | HE 3194 | 0 | 0.51336 | 0.37288 | 0.29054 | 0 | 0 | 0 | 2020-05-13 01:00
3198 | HE 3195 | 0 | 0.45116 | 0.34331 | 0.34803 | 0 | 0 | 0 | 2020-05-13 02:00
3199 | HE 3196 | 0 | 0.44396 | 0.33893 | 0.31651 | 0 | 0 | 0 | 2020-05-13 03:00
3200 | HE 3197 | 0 | 0.49595 | 0.50314 | 0.36467 | 0 | 0 | 0 | 2020-05-13 04:00
3201 | HE 3198 | 0 | 0.76033 | 1.8058 | 0.52571 | 0 | 0 | 0 | 2020-05-13 05:00
3202 | HE 3199 | 3.836e-05 | 1.2218 | 1.2186 | 1.1349 | 4.6869e-05 | 4.6747e-05 | 4.3533e-05 | 2020-05-13 06:00
3203 | HE 3200 | 0.00014345 | 0.98859 | 1.3227 | 0.79558 | 0.00014181 | 0.00018974 | 0.00011412 | 2020-05-13 07:00
3204 | HE 3201 | 0.00027598 | 1.0537 | 1.0407 | 0.93619 | 0.00029081 | 0.0002872 | 0.00025837 | 2020-05-13 08:00
3205 | HE 3202 | 0.00040848 | 1.0356 | 0.94067 | 0.96705 | 0.00042301 | 0.00038425 | 0.00039502 | 2020-05-13 09:00
3206 | HE 3203 | 0.00050054 | 0.51805 | 1.1475 | 0.82766 | 0.0002593 | 0.00057439 | 0.00041428 | 2020-05-13 10:00
3207 | HE 3204 | 0.00058023 | 0.6122 | 1.033 | 0.8062 | 0.00035521 | 0.00059936 | 0.00046778 | 2020-05-13 11:00
3208 | HE 3205 | 0.00060689 | 0.87027 | 1.2279 | 0.67351 | 0.00052815 | 0.00074521 | 0.00040874 | 2020-05-13 12:00
3209 | HE 3206 | 0.00058876 | 1.5338 | 1.1723 | 0.66497 | 0.00090302 | 0.00069023 | 0.00039151 | 2020-05-13 13:00
3210 | HE 3207 | 0.00054901 | 1.8342 | 2.0643 | 0.71069 | 0.001007 | 0.0011333 | 0.00039018 | 2020-05-13 14:00
3211 | HE 3208 | 0.00043571 | 2.8537 | 1.8531 | 1.1172 | 0.0012434 | 0.00080743 | 0.00048677 | 2020-05-13 15:00
3212 | HE 3209 | 0.00030393 | 2.2709 | 1.5523 | 0.94893 | 0.0006902 | 0.00047179 | 0.00028841 | 2020-05-13 16:00
3213 | HE 3210 | 0.00016608 | 1.6717 | 0.74695 | 0.69965 | 0.00027764 | 0.00012405 | 0.0001162 | 2020-05-13 17:00
3214 | HE 3211 | 4.0266e-05 | 1.1124 | 0.69563 | 0.91675 | 4.4793e-05 | 2.8011e-05 | 3.6914e-05 | 2020-05-13 18:00
3215 | HE 3212 | 0 | 0.78431 | 0.523 | 0.66499 | 0 | 0 | 0 | 2020-05-13 19:00
3216 | HE 3213 | 0 | 1.0059 | 0.87262 | 0.5364 | 0 | 0 | 0 | 2020-05-13 20:00
3217 | HE 3214 | 0 | 0.87107 | 0.90608 | 0.73075 | 0 | 0 | 0 | 2020-05-13 21:00
3218 | HE 3215 | 0 | 0.93474 | 0.87166 | 0.57834 | 0 | 0 | 0 | 2020-05-13 22:00
3219 | HE 3216 | 0 | 1.1747 | 0.35774 | 0.45684 | 0 | 0 | 0 | 2020-05-13 23:00
3220 | HE 3217 | 0 | 0.80323 | 0.26771 | 0.32922 | 0 | 0 | 0 | 2020-05-14
3221 | HE 3218 | 0 | 0.4986 | 0.33994 | 0.32312 | 0 | 0 | 0 | 2020-05-14 01:00
3222 | HE 3219 | 0 | 0.59274 | 0.33459 | 0.34122 | 0 | 0 | 0 | 2020-05-14 02:00
3223 | HE 3220 | 0 | 0.57878 | 0.41238 | 0.33737 | 0 | 0 | 0 | 2020-05-14 03:00
3224 | HE 3221 | 0 | 0.61797 | 0.60107 | 0.3418 | 0 | 0 | 0 | 2020-05-14 04:00
3225 | HE 3222 | 0 | 0.8844 | 1.7364 | 0.54489 | 0 | 0 | 0 | 2020-05-14 05:00
3226 | HE 3223 | 3.836e-05 | 1.2528 | 1.7382 | 0.69267 | 4.8058e-05 | 6.6679e-05 | 2.6571e-05 | 2020-05-14 06:00
3227 | HE 3224 | 0.00014345 | 1.0237 | 1.7474 | 0.67067 | 0.00014685 | 0.00025066 | 9.6206e-05 | 2020-05-14 07:00
3228 | HE 3225 | 0.00027598 | 1.0849 | 1.8767 | 0.66735 | 0.00029941 | 0.00051792 | 0.00018417 | 2020-05-14 08:00
3229 | HE 3226 | 0.00040848 | 0.84924 | 1.057 | 0.61387 | 0.0003469 | 0.00043177 | 0.00025076 | 2020-05-14 09:00
3230 | HE 3227 | 0.00050054 | 0.67335 | 1.2585 | 0.56208 | 0.00033704 | 0.00062995 | 0.00028134 | 2020-05-14 10:00
3231 | HE 3228 | 0.00058023 | 0.97721 | 1.545 | 0.60274 | 0.00056701 | 0.00089644 | 0.00034973 | 2020-05-14 11:00
3232 | HE 3229 | 0.00060689 | 1.3468 | 2.0451 | 0.65568 | 0.00081735 | 0.0012412 | 0.00039792 | 2020-05-14 12:00
3233 | HE 3230 | 0.00058876 | 2.031 | 2.3499 | 1.0064 | 0.0011958 | 0.0013835 | 0.0005925 | 2020-05-14 13:00
3234 | HE 3231 | 0.00054901 | 2.0761 | 3.7422 | 1.4338 | 0.0011398 | 0.0020545 | 0.00078719 | 2020-05-14 14:00
3235 | HE 3232 | 0.00043571 | 2.9956 | 3.2494 | 1.5391 | 0.0013052 | 0.0014158 | 0.00067062 | 2020-05-14 15:00
3236 | HE 3233 | 0.00030393 | 2.7353 | 2.2935 | 1.6427 | 0.00083133 | 0.00069705 | 0.00049927 | 2020-05-14 16:00
3237 | HE 3234 | 0.00016608 | 2.043 | 1.2576 | 0.81579 | 0.0003393 | 0.00020886 | 0.00013549 | 2020-05-14 17:00
3238 | HE 3235 | 4.0266e-05 | 1.1629 | 1.0819 | 0.71523 | 4.6826e-05 | 4.3566e-05 | 2.88e-05 | 2020-05-14 18:00
3239 | HE 3236 | 0 | 0.94141 | 0.86574 | 0.74775 | 0 | 0 | 0 | 2020-05-14 19:00
3240 | HE 3237 | 0 | 1.2372 | 0.78118 | 0.54903 | 0 | 0 | 0 | 2020-05-14 20:00
3241 | HE 3238 | 0 | 1.0229 | 0.58421 | 0.60882 | 0 | 0 | 0 | 2020-05-14 21:00
3242 | HE 3239 | 0 | 0.83624 | 0.6135 | 0.51289 | 0 | 0 | 0 | 2020-05-14 22:00
3243 | HE 3240 | 0 | 0.76731 | 0.27313 | 0.51294 | 0 | 0 | 0 | 2020-05-14 23:00
3244 | HE 3241 | 0 | 0.37123 | 0.19763 | 0.388 | 0 | 0 | 0 | 2020-05-15
3245 | HE 3242 | 0 | 0.27733 | 0.25598 | 0.30097 | 0 | 0 | 0 | 2020-05-15 01:00
3246 | HE 3243 | 0 | 0.34702 | 0.24267 | 0.26384 | 0 | 0 | 0 | 2020-05-15 02:00
3247 | HE 3244 | 0 | 0.3421 | 0.23991 | 0.2548 | 0 | 0 | 0 | 2020-05-15 03:00
3248 | HE 3245 | 0 | 0.3697 | 0.3557 | 0.24798 | 0 | 0 | 0 | 2020-05-15 04:00
3249 | HE 3246 | 0 | 0.43385 | 1.5571 | 0.41582 | 0 | 0 | 0 | 2020-05-15 05:00
3250 | HE 3247 | 3.836e-05 | 1.0903 | 1.2981 | 0.51846 | 4.1823e-05 | 4.9797e-05 | 1.9888e-05 | 2020-05-15 06:00
3251 | HE 3248 | 0.00014345 | 0.85258 | 1.1934 | 0.47055 | 0.0001223 | 0.00017119 | 6.75e-05 | 2020-05-15 07:00
3252 | HE 3249 | 0.00027598 | 0.80348 | 1.2489 | 0.4704 | 0.00022174 | 0.00034466 | 0.00012982 | 2020-05-15 08:00
3253 | HE 3250 | 0.00040848 | 0.83724 | 0.90814 | 0.46017 | 0.000342 | 0.00037096 | 0.00018797 | 2020-05-15 09:00
3254 | HE 3251 | 0.00050054 | 0.92808 | 0.83766 | 0.49864 | 0.00046454 | 0.00041928 | 0.00024959 | 2020-05-15 10:00
3255 | HE 3252 | 0.00058023 | 1.1447 | 1.1189 | 0.6123 | 0.0006642 | 0.00064922 | 0.00035527 | 2020-05-15 11:00
3256 | HE 3253 | 0.00060689 | 1.7482 | 2.0062 | 0.60844 | 0.0010609 | 0.0012176 | 0.00036925 | 2020-05-15 12:00
3257 | HE 3254 | 0.00058876 | 2.8356 | 1.8861 | 0.87552 | 0.0016695 | 0.0011105 | 0.00051547 | 2020-05-15 13:00
3258 | HE 3255 | 0.00054901 | 3.6752 | 2.7475 | 1.0123 | 0.0020177 | 0.0015084 | 0.00055575 | 2020-05-15 14:00
3259 | HE 3256 | 0.00043571 | 5.1837 | 2.5901 | 1.4962 | 0.0022586 | 0.0011285 | 0.00065189 | 2020-05-15 15:00
3260 | HE 3257 | 0.00030393 | 6.0056 | 1.7637 | 1.9799 | 0.0018253 | 0.00053603 | 0.00060175 | 2020-05-15 16:00
3261 | HE 3258 | 0.00016608 | 4.1316 | 1.0241 | 0.95533 | 0.00068619 | 0.00017008 | 0.00015866 | 2020-05-15 17:00
3262 | HE 3259 | 4.0266e-05 | 1.3448 | 0.85133 | 0.73133 | 5.415e-05 | 3.428e-05 | 2.9448e-05 | 2020-05-15 18:00
3263 | HE 3260 | 0 | 1.6169 | 0.83663 | 0.78258 | 0 | 0 | 0 | 2020-05-15 19:00
3264 | HE 3261 | 0 | 1.5459 | 0.70076 | 0.50859 | 0 | 0 | 0 | 2020-05-15 20:00
3265 | HE 3262 | 0 | 1.0572 | 0.28814 | 0.63588 | 0 | 0 | 0 | 2020-05-15 21:00
3266 | HE 3263 | 0 | 0.73535 | 0.35211 | 0.70668 | 0 | 0 | 0 | 2020-05-15 22:00
3267 | HE 3264 | 0 | 0.76844 | 0.47383 | 0.5373 | 0 | 0 | 0 | 2020-05-15 23:00
3268 | HE 3265 | 0 | 0.40971 | 0.36799 | 0.3971 | 0 | 0 | 0 | 2020-05-16
3269 | HE 3266 | 0 | 0.38882 | 0.42618 | 0.37124 | 0 | 0 | 0 | 2020-05-16 01:00
3270 | HE 3267 | 0 | 0.48095 | 0.41708 | 0.29876 | 0 | 0 | 0 | 2020-05-16 02:00
3271 | HE 3268 | 0 | 0.48603 | 0.42397 | 0.27664 | 0 | 0 | 0 | 2020-05-16 03:00
3272 | HE 3269 | 0 | 0.46985 | 0.58482 | 0.37829 | 0 | 0 | 0 | 2020-05-16 04:00
3273 | HE 3270 | 0 | 0.54552 | 1.2879 | 0.47475 | 0 | 0 | 0 | 2020-05-16 05:00
3274 | HE 3271 | 3.836e-05 | 1.2226 | 1.065 | 0.84796 | 4.6899e-05 | 4.0853e-05 | 3.2528e-05 | 2020-05-16 06:00
3275 | HE 3272 | 0.00014345 | 1.0784 | 1.4269 | 0.7607 | 0.0001547 | 0.00020468 | 0.00010912 | 2020-05-16 07:00
3276 | HE 3273 | 0.00027598 | 0.97565 | 1.2637 | 0.77588 | 0.00026926 | 0.00034875 | 0.00021412 | 2020-05-16 08:00
3277 | HE 3274 | 0.00040848 | 0.97725 | 0.95276 | 0.9067 | 0.00039919 | 0.00038919 | 0.00037037 | 2020-05-16 09:00
3278 | HE 3275 | 0.00050054 | 1.1557 | 0.8321 | 0.79707 | 0.00057848 | 0.0004165 | 0.00039896 | 2020-05-16 10:00
3279 | HE 3276 | 0.00058023 | 1.9416 | 0.71147 | 0.98431 | 0.0011266 | 0.00041281 | 0.00057113 | 2020-05-16 11:00
3280 | HE 3277 | 0.00060689 | 3.0879 | 0.91153 | 0.94554 | 0.001874 | 0.0005532 | 0.00057383 | 2020-05-16 12:00
3281 | HE 3278 | 0.00058876 | 5.876 | 1.1281 | 0.97666 | 0.0034595 | 0.00066415 | 0.00057502 | 2020-05-16 13:00
3282 | HE 3279 | 0.00054901 | 14.0845 | 1.2025 | 0.99959 | 0.0077325 | 0.00066017 | 0.00054879 | 2020-05-16 14:00
3283 | HE 3280 | 0.00043571 | 25.1021 | 1.2506 | 1.2515 | 0.010937 | 0.0005449 | 0.00054531 | 2020-05-16 15:00
3284 | HE 3281 | 0.00030393 | 37.6099 | 1.0555 | 1.3617 | 0.011431 | 0.00032079 | 0.00041387 | 2020-05-16 16:00
3285 | HE 3282 | 0.00016608 | 26.9596 | 0.44682 | 1.1376 | 0.0044775 | 7.4209e-05 | 0.00018894 | 2020-05-16 17:00
3286 | HE 3283 | 4.0266e-05 | 3.0793 | 0.45386 | 1.0023 | 0.00012399 | 1.8275e-05 | 4.0359e-05 | 2020-05-16 18:00
3287 | HE 3284 | 0 | 1.8899 | 0.57236 | 0.88953 | 0 | 0 | 0 | 2020-05-16 19:00
3288 | HE 3285 | 0 | 1.7087 | 0.6044 | 0.58902 | 0 | 0 | 0 | 2020-05-16 20:00
3289 | HE 3286 | 0 | 0.98288 | 0.56121 | 0.70808 | 0 | 0 | 0 | 2020-05-16 21:00
3290 | HE 3287 | 0 | 0.63156 | 0.57856 | 0.62857 | 0 | 0 | 0 | 2020-05-16 22:00
3291 | HE 3288 | 0 | 0.80594 | 0.37299 | 0.57774 | 0 | 0 | 0 | 2020-05-16 23:00
3292 | HE 3289 | 0 | 0.36693 | 0.35976 | 0.42263 | 0 | 0 | 0 | 2020-05-17
3293 | HE 3290 | 0 | 0.28155 | 0.39524 | 0.28441 | 0 | 0 | 0 | 2020-05-17 01:00
3294 | HE 3291 | 0 | 0.38832 | 0.39205 | 0.25827 | 0 | 0 | 0 | 2020-05-17 02:00
3295 | HE 3292 | 0 | 0.36395 | 0.38546 | 0.25487 | 0 | 0 | 0 | 2020-05-17 03:00
3296 | HE 3293 | 0 | 0.37534 | 0.56434 | 0.27492 | 0 | 0 | 0 | 2020-05-17 04:00
3297 | HE 3294 | 0 | 0.45926 | 1.3058 | 0.37315 | 0 | 0 | 0 | 2020-05-17 05:00
3298 | HE 3295 | 3.836e-05 | 0.98278 | 0.95573 | 0.65488 | 3.77e-05 | 3.6662e-05 | 2.5122e-05 | 2020-05-17 06:00
3299 | HE 3296 | 0.00014345 | 0.91483 | 1.3484 | 0.55608 | 0.00013123 | 0.00019343 | 7.9768e-05 | 2020-05-17 07:00
3300 | HE 3297 | 0.00027598 | 0.86814 | 1.2148 | 0.73029 | 0.00023958 | 0.00033524 | 0.00020154 | 2020-05-17 08:00
3301 | HE 3298 | 0.00040848 | 0.79553 | 0.96168 | 0.79605 | 0.00032496 | 0.00039283 | 0.00032517 | 2020-05-17 09:00
3302 | HE 3299 | 0.00050054 | 0.75195 | 0.77881 | 0.7208 | 0.00037638 | 0.00038982 | 0.00036079 | 2020-05-17 10:00
3303 | HE 3300 | 0.00058023 | 0.96721 | 0.69315 | 0.7894 | 0.0005612 | 0.00040218 | 0.00045804 | 2020-05-17 11:00
3304 | HE 3301 | 0.00060689 | 1.7112 | 0.70189 | 0.87195 | 0.0010385 | 0.00042597 | 0.00052918 | 2020-05-17 12:00
3305 | HE 3302 | 0.00058876 | 2.7874 | 0.83776 | 0.991 | 0.0016411 | 0.00049324 | 0.00058346 | 2020-05-17 13:00
3306 | HE 3303 | 0.00054901 | 4.6591 | 0.75341 | 1.177 | 0.0025579 | 0.00041363 | 0.00064617 | 2020-05-17 14:00
3307 | HE 3304 | 0.00043571 | 7.6158 | 0.8335 | 1.7919 | 0.0033183 | 0.00036316 | 0.00078075 | 2020-05-17 15:00
3308 | HE 3305 | 0.00030393 | 7.1094 | 0.65802 | 2.3704 | 0.0021608 | 0.00019999 | 0.00072044 | 2020-05-17 16:00
3309 | HE 3306 | 0.00016608 | 4.0226 | 0.57672 | 1.9285 | 0.00066809 | 9.5783e-05 | 0.00032029 | 2020-05-17 17:00
3310 | HE 3307 | 4.0266e-05 | 1.5317 | 0.55782 | 1.0022 | 6.1676e-05 | 2.2462e-05 | 4.0354e-05 | 2020-05-17 18:00
3311 | HE 3308 | 0 | 1.3413 | 0.53898 | 0.84601 | 0 | 0 | 0 | 2020-05-17 19:00
3312 | HE 3309 | 0 | 1.0466 | 0.58857 | 0.72027 | 0 | 0 | 0 | 2020-05-17 20:00
3313 | HE 3310 | 0 | 1.0256 | 0.49273 | 0.59729 | 0 | 0 | 0 | 2020-05-17 21:00
3314 | HE 3311 | 0 | 0.70586 | 0.39579 | 0.62991 | 0 | 0 | 0 | 2020-05-17 22:00
3315 | HE 3312 | 0 | 0.7428 | 0.28583 | 0.52278 | 0 | 0 | 0 | 2020-05-17 23:00
3316 | HE 3313 | 0 | 0.4118 | 0.24893 | 0.30709 | 0 | 0 | 0 | 2020-05-18
3317 | HE 3314 | 0 | 0.32316 | 0.26996 | 0.28189 | 0 | 0 | 0 | 2020-05-18 01:00
3318 | HE 3315 | 0 | 0.34985 | 0.25058 | 0.31172 | 0 | 0 | 0 | 2020-05-18 02:00
3319 | HE 3316 | 0 | 0.33855 | 0.2728 | 0.30316 | 0 | 0 | 0 | 2020-05-18 03:00
3320 | HE 3317 | 0 | 0.36069 | 0.42719 | 0.3976 | 0 | 0 | 0 | 2020-05-18 04:00
3321 | HE 3318 | 0 | 0.429 | 1.1221 | 0.49642 | 0 | 0 | 0 | 2020-05-18 05:00
3322 | HE 3319 | 3.836e-05 | 1.0579 | 0.75291 | 0.61683 | 4.0583e-05 | 2.8882e-05 | 2.3662e-05 | 2020-05-18 06:00
3323 | HE 3320 | 0.00014345 | 0.85681 | 0.72458 | 0.43262 | 0.00012291 | 0.00010394 | 6.2058e-05 | 2020-05-18 07:00
3324 | HE 3321 | 0.00027598 | 0.9407 | 0.80977 | 0.52102 | 0.00025961 | 0.00022348 | 0.00014379 | 2020-05-18 08:00
3325 | HE 3322 | 0.00040848 | 0.9248 | 0.52088 | 0.54968 | 0.00037777 | 0.00021277 | 0.00022453 | 2020-05-18 09:00
3326 | HE 3323 | 0.00050054 | 0.68946 | 0.50496 | 0.46042 | 0.0003451 | 0.00025275 | 0.00023046 | 2020-05-18 10:00
3327 | HE 3324 | 0.00058023 | 0.78138 | 0.4658 | 0.58296 | 0.00045338 | 0.00027027 | 0.00033825 | 2020-05-18 11:00
3328 | HE 3325 | 0.00060689 | 1.1402 | 0.45139 | 0.64331 | 0.00069199 | 0.00027394 | 0.00039042 | 2020-05-18 12:00
3329 | HE 3326 | 0.00058876 | 1.8411 | 0.64552 | 0.84366 | 0.001084 | 0.00038006 | 0.00049671 | 2020-05-18 13:00
3330 | HE 3327 | 0.00054901 | 2.5667 | 0.89098 | 0.97607 | 0.0014091 | 0.00048916 | 0.00053588 | 2020-05-18 14:00
3331 | HE 3328 | 0.00043571 | 4.7415 | 0.89124 | 1.7938 | 0.0020659 | 0.00038832 | 0.00078158 | 2020-05-18 15:00
3332 | HE 3329 | 0.00030393 | 5.0592 | 0.8245 | 3.4922 | 0.0015377 | 0.00025059 | 0.0010614 | 2020-05-18 16:00
3333 | HE 3330 | 0.00016608 | 3.4352 | 0.56132 | 1.785 | 0.00057053 | 9.3224e-05 | 0.00029646 | 2020-05-18 17:00
3334 | HE 3331 | 4.0266e-05 | 1.5639 | 0.47723 | 0.80776 | 6.2973e-05 | 1.9217e-05 | 3.2526e-05 | 2020-05-18 18:00
3335 | HE 3332 | 0 | 1.1037 | 0.87068 | 0.6567 | 0 | 0 | 0 | 2020-05-18 19:00
3336 | HE 3333 | 0 | 0.94615 | 0.61558 | 0.3679 | 0 | 0 | 0 | 2020-05-18 20:00
3337 | HE 3334 | 0 | 0.8462 | 0.41552 | 0.49845 | 0 | 0 | 0 | 2020-05-18 21:00
3338 | HE 3335 | 0 | 0.75942 | 0.40321 | 0.56204 | 0 | 0 | 0 | 2020-05-18 22:00
3339 | HE 3336 | 0 | 0.62658 | 0.29562 | 0.44164 | 0 | 0 | 0 | 2020-05-18 23:00
3340 | HE 3337 | 0 | 0.83003 | 0.23515 | 0.27779 | 0 | 0 | 0 | 2020-05-19
3341 | HE 3338 | 0 | 0.44118 | 0.28214 | 0.25131 | 0 | 0 | 0 | 2020-05-19 01:00
3342 | HE 3339 | 0 | 0.42543 | 0.24484 | 0.25204 | 0 | 0 | 0 | 2020-05-19 02:00
3343 | HE 3340 | 0 | 0.41214 | 0.25262 | 0.24989 | 0 | 0 | 0 | 2020-05-19 03:00
3344 | HE 3341 | 0 | 0.43709 | 0.40115 | 0.27068 | 0 | 0 | 0 | 2020-05-19 04:00
3345 | HE 3342 | 0 | 0.58759 | 0.8531 | 0.43742 | 0 | 0 | 0 | 2020-05-19 05:00
3346 | HE 3343 | 3.836e-05 | 1.1692 | 0.67097 | 0.57419 | 4.4852e-05 | 2.5739e-05 | 2.2026e-05 | 2020-05-19 06:00
3347 | HE 3344 | 0.00014345 | 1.0446 | 0.86616 | 0.49006 | 0.00014984 | 0.00012425 | 7.0298e-05 | 2020-05-19 07:00
3348 | HE 3345 | 0.00027598 | 1.1652 | 0.83645 | 0.48239 | 0.00032155 | 0.00023084 | 0.00013313 | 2020-05-19 08:00
3349 | HE 3346 | 0.00040848 | 0.96699 | 0.69936 | 0.46116 | 0.000395 | 0.00028568 | 0.00018838 | 2020-05-19 09:00
3350 | HE 3347 | 0.00050054 | 0.67356 | 0.81637 | 0.43945 | 0.00033714 | 0.00040862 | 0.00021996 | 2020-05-19 10:00
3351 | HE 3348 | 0.00058023 | 0.77448 | 0.8326 | 0.60254 | 0.00044938 | 0.0004831 | 0.00034961 | 2020-05-19 11:00
3352 | HE 3349 | 0.00060689 | 1.113 | 1.4857 | 0.74115 | 0.00067546 | 0.00090166 | 0.00044979 | 2020-05-19 12:00
3353 | HE 3350 | 0.00058876 | 1.591 | 2.0586 | 1.2159 | 0.00093673 | 0.001212 | 0.0007159 | 2020-05-19 13:00
3354 | HE 3351 | 0.00054901 | 1.6141 | 2.1028 | 1.82 | 0.00088618 | 0.0011545 | 0.00099921 | 2020-05-19 14:00
3355 | HE 3352 | 0.00043571 | 2.5425 | 2.3446 | 4.7832 | 0.0011078 | 0.0010216 | 0.0020841 | 2020-05-19 15:00
3356 | HE 3353 | 0.00030393 | 3.1688 | 1.7411 | 7.2772 | 0.00096309 | 0.00052918 | 0.0022118 | 2020-05-19 16:00
3357 | HE 3354 | 0.00016608 | 2.2297 | 0.58074 | 4.2532 | 0.00037032 | 9.6451e-05 | 0.00070638 | 2020-05-19 17:00
3358 | HE 3355 | 4.0266e-05 | 1.2928 | 0.44759 | 0.88541 | 5.2058e-05 | 1.8023e-05 | 3.5652e-05 | 2020-05-19 18:00
3359 | HE 3356 | 0 | 1.0127 | 0.41026 | 0.71265 | 0 | 0 | 0 | 2020-05-19 19:00
3360 | HE 3357 | 0 | 1.0106 | 0.50125 | 0.43513 | 0 | 0 | 0 | 2020-05-19 20:00
3361 | HE 3358 | 0 | 0.76399 | 0.52761 | 0.54047 | 0 | 0 | 0 | 2020-05-19 21:00
3362 | HE 3359 | 0 | 0.81332 | 0.37846 | 0.96244 | 0 | 0 | 0 | 2020-05-19 22:00
3363 | HE 3360 | 0 | 0.82255 | 0.3743 | 0.70718 | 0 | 0 | 0 | 2020-05-19 23:00
3364 | HE 3361 | 0 | 0.72056 | 0.27044 | 0.23658 | 0 | 0 | 0 | 2020-05-20
3365 | HE 3362 | 0 | 0.3677 | 0.29301 | 0.2272 | 0 | 0 | 0 | 2020-05-20 01:00
3366 | HE 3363 | 0 | 0.40805 | 0.278 | 0.24936 | 0 | 0 | 0 | 2020-05-20 02:00
3367 | HE 3364 | 0 | 0.40415 | 0.29052 | 0.2429 | 0 | 0 | 0 | 2020-05-20 03:00
3368 | HE 3365 | 0 | 0.41814 | 0.46858 | 0.2725 | 0 | 0 | 0 | 2020-05-20 04:00
3369 | HE 3366 | 0 | 0.48449 | 1.3146 | 0.40279 | 0 | 0 | 0 | 2020-05-20 05:00
3370 | HE 3367 | 3.836e-05 | 1.1844 | 1.1247 | 0.58066 | 4.5433e-05 | 4.3146e-05 | 2.2274e-05 | 2020-05-20 06:00
3371 | HE 3368 | 0.00014345 | 1.0052 | 1.206 | 0.50687 | 0.00014419 | 0.00017299 | 7.2709e-05 | 2020-05-20 07:00
3372 | HE 3369 | 0.00027598 | 1.1492 | 1.0802 | 0.50586 | 0.00031714 | 0.00029811 | 0.0001396 | 2020-05-20 08:00
3373 | HE 3370 | 0.00040848 | 1.0782 | 0.61536 | 0.51904 | 0.00044041 | 0.00025136 | 0.00021202 | 2020-05-20 09:00
3374 | HE 3371 | 0.00050054 | 0.9408 | 0.66502 | 0.48958 | 0.00047091 | 0.00033287 | 0.00024505 | 2020-05-20 10:00
3375 | HE 3372 | 0.00058023 | 1.0063 | 0.62167 | 0.53756 | 0.00058391 | 0.00036071 | 0.00031191 | 2020-05-20 11:00
3376 | HE 3373 | 0.00060689 | 1.0994 | 0.92202 | 0.62031 | 0.00066722 | 0.00055956 | 0.00037646 | 2020-05-20 12:00
3377 | HE 3374 | 0.00058876 | 1.8199 | 0.95241 | 0.90291 | 0.0010715 | 0.00056074 | 0.0005316 | 2020-05-20 13:00
3378 | HE 3375 | 0.00054901 | 2.3519 | 1.1902 | 1.2334 | 0.0012912 | 0.00065344 | 0.00067717 | 2020-05-20 14:00
3379 | HE 3376 | 0.00043571 | 3.5038 | 1.1052 | 1.4734 | 0.0015266 | 0.00048153 | 0.00064197 | 2020-05-20 15:00
3380 | HE 3377 | 0.00030393 | 3.6071 | 1.1811 | 1.7882 | 0.0010963 | 0.00035897 | 0.00054349 | 2020-05-20 16:00
3381 | HE 3378 | 0.00016608 | 2.585 | 0.60436 | 1.0702 | 0.00042932 | 0.00010037 | 0.00017774 | 2020-05-20 17:00
3382 | HE 3379 | 4.0266e-05 | 1.593 | 0.34321 | 0.56883 | 6.4144e-05 | 1.382e-05 | 2.2905e-05 | 2020-05-20 18:00
3383 | HE 3380 | 0 | 1.452 | 0.46407 | 0.50499 | 0 | 0 | 0 | 2020-05-20 19:00
3384 | HE 3381 | 0 | 1.7267 | 0.44871 | 0.34029 | 0 | 0 | 0 | 2020-05-20 20:00
3385 | HE 3382 | 0 | 1.0407 | 0.36254 | 0.49143 | 0 | 0 | 0 | 2020-05-20 21:00
3386 | HE 3383 | 0 | 0.89379 | 0.30962 | 0.45632 | 0 | 0 | 0 | 2020-05-20 22:00
3387 | HE 3384 | 0 | 0.57034 | 0.31247 | 0.52815 | 0 | 0 | 0 | 2020-05-20 23:00
3388 | HE 3385 | 0 | 0.43441 | 0.21591 | 0.30472 | 0 | 0 | 0 | 2020-05-21
3389 | HE 3386 | 0 | 0.41289 | 0.26501 | 0.23947 | 0 | 0 | 0 | 2020-05-21 01:00
3390 | HE 3387 | 0 | 0.44389 | 0.25272 | 0.26994 | 0 | 0 | 0 | 2020-05-21 02:00
3391 | HE 3388 | 0 | 0.44123 | 0.23746 | 0.2298 | 0 | 0 | 0 | 2020-05-21 03:00
3392 | HE 3389 | 0 | 0.37924 | 0.34178 | 0.30559 | 0 | 0 | 0 | 2020-05-21 04:00
3393 | HE 3390 | 0 | 0.48992 | 1.1029 | 0.4065 | 0 | 0 | 0 | 2020-05-21 05:00
3394 | HE 3391 | 3.836e-05 | 0.97421 | 0.91404 | 0.60502 | 3.7371e-05 | 3.5063e-05 | 2.3209e-05 | 2020-05-21 06:00
3395 | HE 3392 | 0.00014345 | 0.79469 | 1.0493 | 0.54512 | 0.000114 | 0.00015052 | 7.8197e-05 | 2020-05-21 07:00
3396 | HE 3393 | 0.00027598 | 0.91587 | 1.0093 | 0.46089 | 0.00025276 | 0.00027853 | 0.00012719 | 2020-05-21 08:00
3397 | HE 3394 | 0.00040848 | 0.72154 | 0.81914 | 0.45938 | 0.00029474 | 0.00033461 | 0.00018765 | 2020-05-21 09:00
3398 | HE 3395 | 0.00050054 | 0.74217 | 0.75788 | 0.42149 | 0.00037148 | 0.00037935 | 0.00021097 | 2020-05-21 10:00
3399 | HE 3396 | 0.00058023 | 0.91935 | 0.66911 | 0.42006 | 0.00053343 | 0.00038824 | 0.00024373 | 2020-05-21 11:00
3400 | HE 3397 | 0.00060689 | 1.1502 | 1.0695 | 0.5001 | 0.00069806 | 0.00064904 | 0.0003035 | 2020-05-21 12:00
3401 | HE 3398 | 0.00058876 | 1.8946 | 1.229 | 0.77737 | 0.0011154 | 0.00072358 | 0.00045768 | 2020-05-21 13:00
3402 | HE 3399 | 0.00054901 | 2.2976 | 1.3328 | 0.7939 | 0.0012614 | 0.0007317 | 0.00043586 | 2020-05-21 14:00
3403 | HE 3400 | 0.00043571 | 3.6839 | 1.3472 | 0.97114 | 0.0016051 | 0.00058698 | 0.00042314 | 2020-05-21 15:00
3404 | HE 3401 | 0.00030393 | 4.4039 | 1.2867 | 1.2545 | 0.0013385 | 0.00039108 | 0.00038127 | 2020-05-21 16:00
3405 | HE 3402 | 0.00016608 | 2.4329 | 0.63127 | 0.5699 | 0.00040407 | 0.00010484 | 9.465e-05 | 2020-05-21 17:00
3406 | HE 3403 | 4.0266e-05 | 1.1723 | 0.44187 | 0.45731 | 4.7205e-05 | 1.7793e-05 | 1.8414e-05 | 2020-05-21 18:00
3407 | HE 3404 | 0 | 0.88836 | 0.484 | 0.38667 | 0 | 0 | 0 | 2020-05-21 19:00
3408 | HE 3405 | 0 | 1.0508 | 0.42948 | 0.33475 | 0 | 0 | 0 | 2020-05-21 20:00
3409 | HE 3406 | 0 | 0.64734 | 0.42173 | 0.46002 | 0 | 0 | 0 | 2020-05-21 21:00
3410 | HE 3407 | 0 | 0.76394 | 0.34339 | 0.44849 | 0 | 0 | 0 | 2020-05-21 22:00
3411 | HE 3408 | 0 | 0.64278 | 0.28025 | 0.3267 | 0 | 0 | 0 | 2020-05-21 23:00
3412 | HE 3409 | 0 | 0.33779 | 0.2692 | 0.3306 | 0 | 0 | 0 | 2020-05-22
3413 | HE 3410 | 0 | 0.31932 | 0.28863 | 0.24664 | 0 | 0 | 0 | 2020-05-22 01:00
3414 | HE 3411 | 0 | 0.36044 | 0.26992 | 0.25001 | 0 | 0 | 0 | 2020-05-22 02:00
3415 | HE 3412 | 0 | 0.3449 | 0.26147 | 0.24472 | 0 | 0 | 0 | 2020-05-22 03:00
3416 | HE 3413 | 0 | 0.31597 | 0.38044 | 0.23915 | 0 | 0 | 0 | 2020-05-22 04:00
3417 | HE 3414 | 0 | 0.39781 | 1.0452 | 0.44386 | 0 | 0 | 0 | 2020-05-22 05:00
3418 | HE 3415 | 3.836e-05 | 0.87913 | 0.70349 | 0.61389 | 3.3724e-05 | 2.6986e-05 | 2.3549e-05 | 2020-05-22 06:00
3419 | HE 3416 | 0.00014345 | 0.74778 | 0.86363 | 0.50514 | 0.00010727 | 0.00012389 | 7.2461e-05 | 2020-05-22 07:00
3420 | HE 3417 | 0.00027598 | 0.75774 | 0.83633 | 0.45623 | 0.00020912 | 0.00023081 | 0.00012591 | 2020-05-22 08:00
3421 | HE 3418 | 0.00040848 | 0.83833 | 1.2088 | 0.55216 | 0.00034245 | 0.00049376 | 0.00022555 | 2020-05-22 09:00
3422 | HE 3419 | 0.00050054 | 0.77889 | 0.6927 | 0.38367 | 0.00038987 | 0.00034672 | 0.00019204 | 2020-05-22 10:00
3423 | HE 3420 | 0.00058023 | 0.97298 | 0.58943 | 0.42534 | 0.00056455 | 0.00034201 | 0.0002468 | 2020-05-22 11:00
3424 | HE 3421 | 0.00060689 | 0.9637 | 0.81006 | 0.49939 | 0.00058485 | 0.00049161 | 0.00030307 | 2020-05-22 12:00
3425 | HE 3422 | 0.00058876 | 1.299 | 1.0247 | 0.79706 | 0.00076479 | 0.00060331 | 0.00046928 | 2020-05-22 13:00
3426 | HE 3423 | 0.00054901 | 2.0718 | 1.1831 | 0.9157 | 0.0011374 | 0.00064955 | 0.00050273 | 2020-05-22 14:00
3427 | HE 3424 | 0.00043571 | 3.2852 | 1.1493 | 1.2969 | 0.0014314 | 0.00050075 | 0.00056508 | 2020-05-22 15:00
3428 | HE 3425 | 0.00030393 | 3.5035 | 1.3175 | 1.3404 | 0.0010648 | 0.00040042 | 0.00040738 | 2020-05-22 16:00
3429 | HE 3426 | 0.00016608 | 2.257 | 0.66769 | 0.62113 | 0.00037485 | 0.00011089 | 0.00010316 | 2020-05-22 17:00
3430 | HE 3427 | 4.0266e-05 | 1.141 | 0.46369 | 0.49808 | 4.5945e-05 | 1.8671e-05 | 2.0056e-05 | 2020-05-22 18:00
3431 | HE 3428 | 0 | 0.84819 | 0.46285 | 0.43047 | 0 | 0 | 0 | 2020-05-22 19:00
3432 | HE 3429 | 0 | 0.81128 | 0.36525 | 0.26727 | 0 | 0 | 0 | 2020-05-22 20:00
3433 | HE 3430 | 0 | 0.64362 | 0.28901 | 0.37599 | 0 | 0 | 0 | 2020-05-22 21:00
3434 | HE 3431 | 0 | 0.57314 | 0.2399 | 0.42322 | 0 | 0 | 0 | 2020-05-22 22:00
3435 | HE 3432 | 0 | 0.55188 | 0.2785 | 0.36105 | 0 | 0 | 0 | 2020-05-22 23:00
3436 | HE 3433 | 0 | 0.36745 | 0.23053 | 0.33228 | 0 | 0 | 0 | 2020-05-23
3437 | HE 3434 | 0 | 0.31538 | 0.30016 | 0.27182 | 0 | 0 | 0 | 2020-05-23 01:00
3438 | HE 3435 | 0 | 0.34607 | 0.27008 | 0.25229 | 0 | 0 | 0 | 2020-05-23 02:00
3439 | HE 3436 | 0 | 0.33215 | 0.29107 | 0.29682 | 0 | 0 | 0 | 2020-05-23 03:00
3440 | HE 3437 | 0 | 0.35897 | 0.46026 | 0.25655 | 0 | 0 | 0 | 2020-05-23 04:00
3441 | HE 3438 | 0 | 0.43284 | 0.9865 | 0.41552 | 0 | 0 | 0 | 2020-05-23 05:00
3442 | HE 3439 | 3.836e-05 | 1.0727 | 0.61605 | 0.56132 | 4.1149e-05 | 2.3632e-05 | 2.1532e-05 | 2020-05-23 06:00
3443 | HE 3440 | 0.00014345 | 0.89446 | 0.71548 | 0.50542 | 0.00012831 | 0.00010263 | 7.2501e-05 | 2020-05-23 07:00
3444 | HE 3441 | 0.00027598 | 0.99247 | 0.72125 | 0.4549 | 0.0002739 | 0.00019905 | 0.00012554 | 2020-05-23 08:00
3445 | HE 3442 | 0.00040848 | 1.0471 | 0.7116 | 0.51878 | 0.00042771 | 0.00029068 | 0.00021192 | 2020-05-23 09:00
3446 | HE 3443 | 0.00050054 | 0.93957 | 0.82402 | 0.44597 | 0.00047029 | 0.00041245 | 0.00022323 | 2020-05-23 10:00
3447 | HE 3444 | 0.00058023 | 0.99143 | 0.59089 | 0.37237 | 0.00057526 | 0.00034285 | 0.00021606 | 2020-05-23 11:00
3448 | HE 3445 | 0.00060689 | 1.3989 | 0.7686 | 0.4927 | 0.00084899 | 0.00046646 | 0.00029902 | 2020-05-23 12:00
3449 | HE 3446 | 0.00058876 | 1.674 | 0.86301 | 0.39693 | 0.00098556 | 0.0005081 | 0.0002337 | 2020-05-23 13:00
3450 | HE 3447 | 0.00054901 | 2.4443 | 1.0495 | 0.5867 | 0.001342 | 0.00057619 | 0.0003221 | 2020-05-23 14:00
3451 | HE 3448 | 0.00043571 | 4.3992 | 1.3558 | 0.73211 | 0.0019168 | 0.00059074 | 0.00031899 | 2020-05-23 15:00
3452 | HE 3449 | 0.00030393 | 4.6262 | 1.5024 | 0.97488 | 0.001406 | 0.00045662 | 0.0002963 | 2020-05-23 16:00
3453 | HE 3450 | 0.00016608 | 2.5801 | 0.93554 | 0.51632 | 0.00042851 | 0.00015538 | 8.5752e-05 | 2020-05-23 17:00
3454 | HE 3451 | 4.0266e-05 | 1.4448 | 0.32018 | 0.55921 | 5.8178e-05 | 1.2893e-05 | 2.2518e-05 | 2020-05-23 18:00
3455 | HE 3452 | 0 | 0.97796 | 0.32298 | 0.45894 | 0 | 0 | 0 | 2020-05-23 19:00
3456 | HE 3453 | 0 | 0.84342 | 0.36683 | 0.32529 | 0 | 0 | 0 | 2020-05-23 20:00
3457 | HE 3454 | 0 | 0.71001 | 0.27807 | 0.45014 | 0 | 0 | 0 | 2020-05-23 21:00
3458 | HE 3455 | 0 | 0.53168 | 0.26723 | 0.48036 | 0 | 0 | 0 | 2020-05-23 22:00
3459 | HE 3456 | 0 | 0.488 | 0.24142 | 0.39572 | 0 | 0 | 0 | 2020-05-23 23:00
3460 | HE 3457 | 0 | 0.30141 | 0.21245 | 0.35139 | 0 | 0 | 0 | 2020-05-24
3461 | HE 3458 | 0 | 0.30622 | 0.32497 | 0.30552 | 0 | 0 | 0 | 2020-05-24 01:00
3462 | HE 3459 | 0 | 0.33149 | 0.34603 | 0.32886 | 0 | 0 | 0 | 2020-05-24 02:00
3463 | HE 3460 | 0 | 0.33898 | 0.37378 | 0.32087 | 0 | 0 | 0 | 2020-05-24 03:00
3464 | HE 3461 | 0 | 0.33774 | 0.61751 | 0.32778 | 0 | 0 | 0 | 2020-05-24 04:00
3465 | HE 3462 | 0 | 0.35881 | 0.98343 | 0.45638 | 0 | 0 | 0 | 2020-05-24 05:00
3466 | HE 3463 | 3.836e-05 | 0.97402 | 0.76824 | 0.64475 | 3.7364e-05 | 2.947e-05 | 2.4733e-05 | 2020-05-24 06:00
3467 | HE 3464 | 0.00014345 | 0.89872 | 0.7367 | 0.50079 | 0.00012892 | 0.00010568 | 7.1837e-05 | 2020-05-24 07:00
3468 | HE 3465 | 0.00027598 | 0.80798 | 0.75354 | 0.49132 | 0.00022298 | 0.00020796 | 0.00013559 | 2020-05-24 08:00
3469 | HE 3466 | 0.00040848 | 0.97746 | 0.56048 | 0.51303 | 0.00039928 | 0.00022895 | 0.00020956 | 2020-05-24 09:00
3470 | HE 3467 | 0.00050054 | 0.86512 | 0.57648 | 0.45073 | 0.00043302 | 0.00028855 | 0.00022561 | 2020-05-24 10:00
3471 | HE 3468 | 0.00058023 | 0.92429 | 0.56634 | 0.40518 | 0.0005363 | 0.00032861 | 0.0002351 | 2020-05-24 11:00
3472 | HE 3469 | 0.00060689 | 1.4533 | 1.0092 | 0.51921 | 0.00088199 | 0.00061246 | 0.0003151 | 2020-05-24 12:00
3473 | HE 3470 | 0.00058876 | 2.2315 | 0.98709 | 0.43907 | 0.0013138 | 0.00058116 | 0.00025851 | 2020-05-24 13:00
3474 | HE 3471 | 0.00054901 | 3.7111 | 1.4077 | 0.64669 | 0.0020374 | 0.00077284 | 0.00035504 | 2020-05-24 14:00
3475 | HE 3472 | 0.00043571 | 7.5355 | 1.5051 | 0.81141 | 0.0032833 | 0.00065577 | 0.00035354 | 2020-05-24 15:00
3476 | HE 3473 | 0.00030393 | 9.7794 | 1.2387 | 0.74207 | 0.0029723 | 0.00037647 | 0.00022554 | 2020-05-24 16:00
3477 | HE 3474 | 0.00016608 | 5.0785 | 0.99816 | 0.78855 | 0.00084344 | 0.00016578 | 0.00013096 | 2020-05-24 17:00
3478 | HE 3475 | 4.0266e-05 | 2.154 | 0.57959 | 0.69383 | 8.6734e-05 | 2.3338e-05 | 2.7938e-05 | 2020-05-24 18:00
3479 | HE 3476 | 0 | 1.6145 | 0.43633 | 0.53336 | 0 | 0 | 0 | 2020-05-24 19:00
3480 | HE 3477 | 0 | 0.91168 | 0.40144 | 0.56145 | 0 | 0 | 0 | 2020-05-24 20:00
3481 | HE 3478 | 0 | 0.6995 | 0.38109 | 0.52936 | 0 | 0 | 0 | 2020-05-24 21:00
3482 | HE 3479 | 0 | 0.51506 | 0.29406 | 0.60813 | 0 | 0 | 0 | 2020-05-24 22:00
3483 | HE 3480 | 0 | 0.40639 | 0.24396 | 0.48109 | 0 | 0 | 0 | 2020-05-24 23:00
3484 | HE 3481 | 0 | 0.1911 | 0.21998 | 0.43218 | 0 | 0 | 0 | 2020-05-25
3485 | HE 3482 | 0 | 0.18161 | 0.29106 | 0.39716 | 0 | 0 | 0 | 2020-05-25 01:00
3486 | HE 3483 | 0 | 0.19789 | 0.25374 | 0.36569 | 0 | 0 | 0 | 2020-05-25 02:00
3487 | HE 3484 | 0 | 0.19348 | 0.29804 | 0.41036 | 0 | 0 | 0 | 2020-05-25 03:00
3488 | HE 3485 | 0 | 0.20186 | 0.3945 | 0.38773 | 0 | 0 | 0 | 2020-05-25 04:00
3489 | HE 3486 | 0 | 0.25868 | 0.991 | 0.5003 | 0 | 0 | 0 | 2020-05-25 05:00
3490 | HE 3487 | 3.836e-05 | 0.67016 | 0.79927 | 0.80231 | 2.5707e-05 | 3.066e-05 | 3.0777e-05 | 2020-05-25 06:00
3491 | HE 3488 | 0.00014345 | 0.45848 | 0.83054 | 0.56143 | 6.5768e-05 | 0.00011914 | 8.0535e-05 | 2020-05-25 07:00
3492 | HE 3489 | 0.00027598 | 0.75783 | 0.75367 | 0.59931 | 0.00020914 | 0.00020799 | 0.00016539 | 2020-05-25 08:00
3493 | HE 3490 | 0.00040848 | 0.8324 | 0.49439 | 0.70338 | 0.00034002 | 0.00020195 | 0.00028732 | 2020-05-25 09:00
3494 | HE 3491 | 0.00050054 | 0.75805 | 0.59288 | 0.67037 | 0.00037943 | 0.00029676 | 0.00033554 | 2020-05-25 10:00
3495 | HE 3492 | 0.00058023 | 1.0682 | 0.70315 | 0.5562 | 0.00061979 | 0.00040799 | 0.00032272 | 2020-05-25 11:00
3496 | HE 3493 | 0.00060689 | 2.0707 | 0.87717 | 0.68853 | 0.0012567 | 0.00053234 | 0.00041786 | 2020-05-25 12:00
3497 | HE 3494 | 0.00058876 | 3.632 | 0.68957 | 0.71376 | 0.0021384 | 0.00040599 | 0.00042023 | 2020-05-25 13:00
3498 | HE 3495 | 0.00054901 | 6.4798 | 1.2868 | 0.75045 | 0.0035575 | 0.00070647 | 0.00041201 | 2020-05-25 14:00
3499 | HE 3496 | 0.00043571 | 11.779 | 1.3508 | 0.87409 | 0.0051322 | 0.00058857 | 0.00038085 | 2020-05-25 15:00
3500 | HE 3497 | 0.00030393 | 14.9444 | 0.86433 | 0.72248 | 0.0045421 | 0.0002627 | 0.00021958 | 2020-05-25 16:00
3501 | HE 3498 | 0.00016608 | 7.6592 | 0.52195 | 0.76846 | 0.0012721 | 8.6687e-05 | 0.00012763 | 2020-05-25 17:00
3502 | HE 3499 | 4.0266e-05 | 1.7761 | 0.44911 | 0.6967 | 7.1516e-05 | 1.8084e-05 | 2.8054e-05 | 2020-05-25 18:00
3503 | HE 3500 | 0 | 1.5772 | 0.43937 | 0.62039 | 0 | 0 | 0 | 2020-05-25 19:00
3504 | HE 3501 | 0 | 1.0271 | 0.44552 | 0.52607 | 0 | 0 | 0 | 2020-05-25 20:00
3505 | HE 3502 | 0 | 0.7816 | 0.31137 | 0.55824 | 0 | 0 | 0 | 2020-05-25 21:00
3506 | HE 3503 | 0 | 0.41388 | 0.28233 | 0.53779 | 0 | 0 | 0 | 2020-05-25 22:00
3507 | HE 3504 | 0 | 0.35345 | 0.23448 | 0.45994 | 0 | 0 | 0 | 2020-05-25 23:00
3508 | HE 3505 | 0 | 0.32659 | 0.2165 | 0.37004 | 0 | 0 | 0 | 2020-05-26
3509 | HE 3506 | 0 | 0.29847 | 0.27161 | 0.29806 | 0 | 0 | 0 | 2020-05-26 01:00
3510 | HE 3507 | 0 | 0.32252 | 0.27423 | 0.30739 | 0 | 0 | 0 | 2020-05-26 02:00
3511 | HE 3508 | 0 | 0.32358 | 0.30626 | 0.26631 | 0 | 0 | 0 | 2020-05-26 03:00
3512 | HE 3509 | 0 | 0.34061 | 0.40695 | 0.28908 | 0 | 0 | 0 | 2020-05-26 04:00
3513 | HE 3510 | 0 | 0.40131 | 1.0448 | 0.42377 | 0 | 0 | 0 | 2020-05-26 05:00
3514 | HE 3511 | 3.836e-05 | 0.8661 | 0.82328 | 0.80683 | 3.3224e-05 | 3.1581e-05 | 3.095e-05 | 2020-05-26 06:00
3515 | HE 3512 | 0.00014345 | 0.69109 | 0.79134 | 0.59617 | 9.9135e-05 | 0.00011352 | 8.5519e-05 | 2020-05-26 07:00
3516 | HE 3513 | 0.00027598 | 0.85533 | 0.73631 | 0.57267 | 0.00023605 | 0.0002032 | 0.00015804 | 2020-05-26 08:00
3517 | HE 3514 | 0.00040848 | 0.89046 | 0.58747 | 0.5928 | 0.00036374 | 0.00023997 | 0.00024215 | 2020-05-26 09:00
3518 | HE 3515 | 0.00050054 | 0.73276 | 0.53553 | 0.60267 | 0.00036678 | 0.00026805 | 0.00030166 | 2020-05-26 10:00
3519 | HE 3516 | 0.00058023 | 0.96119 | 0.584 | 0.56714 | 0.00055771 | 0.00033885 | 0.00032907 | 2020-05-26 11:00
3520 | HE 3517 | 0.00060689 | 1.4894 | 0.72932 | 0.62797 | 0.00090389 | 0.00044262 | 0.00038111 | 2020-05-26 12:00
3521 | HE 3518 | 0.00058876 | 3.2629 | 0.51547 | 0.7605 | 0.0019211 | 0.00030349 | 0.00044775 | 2020-05-26 13:00
3522 | HE 3519 | 0.00054901 | 6.2309 | 0.68171 | 0.76219 | 0.0034208 | 0.00037427 | 0.00041845 | 2020-05-26 14:00
3523 | HE 3520 | 0.00043571 | 11.641 | 0.80367 | 1.0294 | 0.0050721 | 0.00035017 | 0.00044854 | 2020-05-26 15:00
3524 | HE 3521 | 0.00030393 | 15.7657 | 0.66537 | 1.2913 | 0.0047917 | 0.00020223 | 0.00039246 | 2020-05-26 16:00
3525 | HE 3522 | 0.00016608 | 6.1565 | 0.46033 | 1.0274 | 0.0010225 | 7.6453e-05 | 0.00017064 | 2020-05-26 17:00
3526 | HE 3523 | 4.0266e-05 | 1.3746 | 0.43873 | 1.0057 | 5.5351e-05 | 1.7666e-05 | 4.0497e-05 | 2020-05-26 18:00
3527 | HE 3524 | 0 | 1.0436 | 0.3446 | 0.95271 | 0 | 0 | 0 | 2020-05-26 19:00
3528 | HE 3525 | 0 | 0.73864 | 0.40734 | 0.89022 | 0 | 0 | 0 | 2020-05-26 20:00
3529 | HE 3526 | 0 | 0.6704 | 0.29841 | 0.7146 | 0 | 0 | 0 | 2020-05-26 21:00
3530 | HE 3527 | 0 | 0.51923 | 0.26825 | 0.56163 | 0 | 0 | 0 | 2020-05-26 22:00
3531 | HE 3528 | 0 | 0.43089 | 0.25998 | 0.47594 | 0 | 0 | 0 | 2020-05-26 23:00
3532 | HE 3529 | 0 | 0.36747 | 0.22108 | 0.23181 | 0 | 0 | 0 | 2020-05-27
3533 | HE 3530 | 0 | 0.2983 | 0.27939 | 0.18946 | 0 | 0 | 0 | 2020-05-27 01:00
3534 | HE 3531 | 0 | 0.29237 | 0.27548 | 0.19939 | 0 | 0 | 0 | 2020-05-27 02:00
3535 | HE 3532 | 0 | 0.29561 | 0.29035 | 0.1834 | 0 | 0 | 0 | 2020-05-27 03:00
3536 | HE 3533 | 0 | 0.31325 | 0.38 | 0.17495 | 0 | 0 | 0 | 2020-05-27 04:00
3537 | HE 3534 | 0 | 0.38981 | 1.1767 | 0.24649 | 0 | 0 | 0 | 2020-05-27 05:00
3538 | HE 3535 | 3.836e-05 | 0.82157 | 0.79671 | 0.41267 | 3.1516e-05 | 3.0562e-05 | 1.583e-05 | 2020-05-27 06:00
3539 | HE 3536 | 0.00014345 | 0.64527 | 0.92351 | 0.29179 | 9.2563e-05 | 0.00013248 | 4.1857e-05 | 2020-05-27 07:00
3540 | HE 3537 | 0.00027598 | 0.76732 | 0.95157 | 0.3037 | 0.00021176 | 0.00026261 | 8.3814e-05 | 2020-05-27 08:00
3541 | HE 3538 | 0.00040848 | 0.76232 | 0.58316 | 0.34847 | 0.0003114 | 0.00023821 | 0.00014234 | 2020-05-27 09:00
3542 | HE 3539 | 0.00050054 | 0.68277 | 0.59399 | 0.47024 | 0.00034175 | 0.00029731 | 0.00023537 | 2020-05-27 10:00
3543 | HE 3540 | 0.00058023 | 0.81669 | 0.67141 | 0.48774 | 0.00047387 | 0.00038957 | 0.000283 | 2020-05-27 11:00
3544 | HE 3541 | 0.00060689 | 1.173 | 0.57564 | 0.58498 | 0.00071187 | 0.00034935 | 0.00035501 | 2020-05-27 12:00
3545 | HE 3542 | 0.00058876 | 2.0488 | 0.55521 | 0.85738 | 0.0012063 | 0.00032689 | 0.00050479 | 2020-05-27 13:00
3546 | HE 3543 | 0.00054901 | 3.1333 | 0.83001 | 1.0342 | 0.0017202 | 0.00045568 | 0.00056778 | 2020-05-27 14:00
3547 | HE 3544 | 0.00043571 | 5.0443 | 0.96215 | 1.6839 | 0.0021979 | 0.00041922 | 0.00073369 | 2020-05-27 15:00
3548 | HE 3545 | 0.00030393 | 5.0061 | 0.69408 | 2.1182 | 0.0015215 | 0.00021095 | 0.0006438 | 2020-05-27 16:00
3549 | HE 3546 | 0.00016608 | 3.1689 | 0.4732 | 1.4381 | 0.0005263 | 7.859e-05 | 0.00023884 | 2020-05-27 17:00
3550 | HE 3547 | 4.0266e-05 | 1.3802 | 0.48325 | 0.96653 | 5.5575e-05 | 1.9459e-05 | 3.8919e-05 | 2020-05-27 18:00
3551 | HE 3548 | 0 | 1.0015 | 0.43664 | 0.69061 | 0 | 0 | 0 | 2020-05-27 19:00
3552 | HE 3549 | 0 | 0.75849 | 0.47399 | 0.55112 | 0 | 0 | 0 | 2020-05-27 20:00
3553 | HE 3550 | 0 | 0.68766 | 0.3186 | 0.44924 | 0 | 0 | 0 | 2020-05-27 21:00
3554 | HE 3551 | 0 | 0.54177 | 0.26923 | 0.46441 | 0 | 0 | 0 | 2020-05-27 22:00
3555 | HE 3552 | 0 | 0.38647 | 0.25673 | 0.38896 | 0 | 0 | 0 | 2020-05-27 23:00
3556 | HE 3553 | 0 | 0.33201 | 0.21884 | 0.2248 | 0 | 0 | 0 | 2020-05-28
3557 | HE 3554 | 0 | 0.29576 | 0.26297 | 0.16557 | 0 | 0 | 0 | 2020-05-28 01:00
3558 | HE 3555 | 0 | 0.28879 | 0.24092 | 0.19894 | 0 | 0 | 0 | 2020-05-28 02:00
3559 | HE 3556 | 0 | 0.31595 | 0.25834 | 0.18553 | 0 | 0 | 0 | 2020-05-28 03:00
3560 | HE 3557 | 0 | 0.31719 | 0.32942 | 0.17819 | 0 | 0 | 0 | 2020-05-28 04:00
3561 | HE 3558 | 0 | 0.39362 | 0.89998 | 0.29569 | 0 | 0 | 0 | 2020-05-28 05:00
3562 | HE 3559 | 3.836e-05 | 0.80168 | 0.6121 | 0.60185 | 3.0753e-05 | 2.348e-05 | 2.3087e-05 | 2020-05-28 06:00
3563 | HE 3560 | 0.00014345 | 0.58759 | 0.67078 | 0.53932 | 8.4288e-05 | 9.6221e-05 | 7.7364e-05 | 2020-05-28 07:00
3564 | HE 3561 | 0.00027598 | 0.68111 | 0.67556 | 0.55809 | 0.00018797 | 0.00018644 | 0.00015402 | 2020-05-28 08:00
3565 | HE 3562 | 0.00040848 | 0.69309 | 0.53141 | 0.6426 | 0.00028312 | 0.00021707 | 0.00026249 | 2020-05-28 09:00
3566 | HE 3563 | 0.00050054 | 0.57633 | 0.60638 | 0.61638 | 0.00028848 | 0.00030352 | 0.00030852 | 2020-05-28 10:00
3567 | HE 3564 | 0.00058023 | 0.58276 | 0.82481 | 0.6021 | 0.00033814 | 0.00047858 | 0.00034935 | 2020-05-28 11:00
3568 | HE 3565 | 0.00060689 | 0.97026 | 0.91736 | 0.56774 | 0.00058884 | 0.00055673 | 0.00034455 | 2020-05-28 12:00
3569 | HE 3566 | 0.00058876 | 1.7485 | 0.92224 | 0.7058 | 0.0010294 | 0.00054298 | 0.00041555 | 2020-05-28 13:00
3570 | HE 3567 | 0.00054901 | 2.4915 | 1.3342 | 0.89743 | 0.0013678 | 0.00073251 | 0.0004927 | 2020-05-28 14:00
3571 | HE 3568 | 0.00043571 | 4.3335 | 1.9119 | 1.293 | 0.0018882 | 0.00083302 | 0.00056339 | 2020-05-28 15:00
3572 | HE 3569 | 0.00030393 | 5.1023 | 1.1005 | 1.5393 | 0.0015507 | 0.00033449 | 0.00046783 | 2020-05-28 16:00
3573 | HE 3570 | 0.00016608 | 3.0184 | 0.63669 | 1.015 | 0.0005013 | 0.00010574 | 0.00016858 | 2020-05-28 17:00
3574 | HE 3571 | 4.0266e-05 | 1.2209 | 0.55207 | 0.9446 | 4.916e-05 | 2.223e-05 | 3.8036e-05 | 2020-05-28 18:00
3575 | HE 3572 | 0 | 1.005 | 0.63575 | 0.7063 | 0 | 0 | 0 | 2020-05-28 19:00
3576 | HE 3573 | 0 | 0.77182 | 0.58073 | 0.55546 | 0 | 0 | 0 | 2020-05-28 20:00
3577 | HE 3574 | 0 | 0.65234 | 0.36468 | 0.55693 | 0 | 0 | 0 | 2020-05-28 21:00
3578 | HE 3575 | 0 | 0.48672 | 0.2521 | 0.45087 | 0 | 0 | 0 | 2020-05-28 22:00
3579 | HE 3576 | 0 | 0.39202 | 0.19043 | 0.43919 | 0 | 0 | 0 | 2020-05-28 23:00
3580 | HE 3577 | 0 | 0.29038 | 0.1538 | 0.18417 | 0 | 0 | 0 | 2020-05-29
3581 | HE 3578 | 0 | 0.27778 | 0.1709 | 0.13865 | 0 | 0 | 0 | 2020-05-29 01:00
3582 | HE 3579 | 0 | 0.31045 | 0.15149 | 0.15158 | 0 | 0 | 0 | 2020-05-29 02:00
3583 | HE 3580 | 0 | 0.30609 | 0.15544 | 0.14825 | 0 | 0 | 0 | 2020-05-29 03:00
3584 | HE 3581 | 0 | 0.31017 | 0.22941 | 0.16601 | 0 | 0 | 0 | 2020-05-29 04:00
3585 | HE 3582 | 0 | 0.36098 | 0.77173 | 0.29917 | 0 | 0 | 0 | 2020-05-29 05:00
3586 | HE 3583 | 3.836e-05 | 0.67221 | 0.57183 | 0.5116 | 2.5786e-05 | 2.1936e-05 | 1.9625e-05 | 2020-05-29 06:00
3587 | HE 3584 | 0.00014345 | 0.59616 | 0.6697 | 0.4546 | 8.5518e-05 | 9.6066e-05 | 6.5211e-05 | 2020-05-29 07:00
3588 | HE 3585 | 0.00027598 | 0.74685 | 0.55598 | 0.44474 | 0.00020611 | 0.00015344 | 0.00012274 | 2020-05-29 08:00
3589 | HE 3586 | 0.00040848 | 0.79471 | 0.51391 | 0.44381 | 0.00032462 | 0.00020992 | 0.00018129 | 2020-05-29 09:00
3590 | HE 3587 | 0.00050054 | 0.66013 | 0.52177 | 0.45648 | 0.00033042 | 0.00026117 | 0.00022848 | 2020-05-29 10:00
3591 | HE 3588 | 0.00058023 | 0.81625 | 0.65545 | 0.50378 | 0.00047361 | 0.00038031 | 0.00029231 | 2020-05-29 11:00
3592 | HE 3589 | 0.00060689 | 1.2557 | 0.91654 | 0.61536 | 0.00076209 | 0.00055624 | 0.00037345 | 2020-05-29 12:00
3593 | HE 3590 | 0.00058876 | 2.0903 | 1.1734 | 0.87913 | 0.0012307 | 0.00069084 | 0.00051759 | 2020-05-29 13:00
3594 | HE 3591 | 0.00054901 | 6.5554 | 1.5761 | 1.213 | 0.003599 | 0.0008653 | 0.00066596 | 2020-05-29 14:00
3595 | HE 3592 | 0.00043571 | 9.2576 | 1.7629 | 1.4441 | 0.0040337 | 0.00076813 | 0.00062921 | 2020-05-29 15:00
3596 | HE 3593 | 0.00030393 | 10.8238 | 1.1551 | 1.8992 | 0.0032897 | 0.00035106 | 0.00057722 | 2020-05-29 16:00
3597 | HE 3594 | 0.00016608 | 3.7381 | 0.71442 | 1.0456 | 0.00062083 | 0.00011865 | 0.00017365 | 2020-05-29 17:00
3598 | HE 3595 | 4.0266e-05 | 1.29 | 0.33266 | 0.81111 | 5.1943e-05 | 1.3395e-05 | 3.2661e-05 | 2020-05-29 18:00
3599 | HE 3596 | 0 | 1.0912 | 0.39456 | 0.715 | 0 | 0 | 0 | 2020-05-29 19:00
3600 | HE 3597 | 0 | 0.63212 | 0.36197 | 0.39523 | 0 | 0 | 0 | 2020-05-29 20:00
3601 | HE 3598 | 0 | 0.40703 | 0.39753 | 0.52411 | 0 | 0 | 0 | 2020-05-29 21:00
3602 | HE 3599 | 0 | 0.36751 | 0.28472 | 0.47652 | 0 | 0 | 0 | 2020-05-29 22:00
3603 | HE 3600 | 0 | 0.29253 | 0.24369 | 0.42977 | 0 | 0 | 0 | 2020-05-29 23:00
3604 | HE 3601 | 0 | 0.29987 | 0.20637 | 0.29793 | 0 | 0 | 0 | 2020-05-30
3605 | HE 3602 | 0 | 0.25985 | 0.23571 | 0.234 | 0 | 0 | 0 | 2020-05-30 01:00
3606 | HE 3603 | 0 | 0.27214 | 0.17523 | 0.25076 | 0 | 0 | 0 | 2020-05-30 02:00
3607 | HE 3604 | 0 | 0.27184 | 0.1946 | 0.25858 | 0 | 0 | 0 | 2020-05-30 03:00
3608 | HE 3605 | 0 | 0.28344 | 0.29899 | 0.35415 | 0 | 0 | 0 | 2020-05-30 04:00
3609 | HE 3606 | 0 | 0.34778 | 0.95418 | 0.49153 | 0 | 0 | 0 | 2020-05-30 05:00
3610 | HE 3607 | 3.836e-05 | 0.62235 | 0.71025 | 0.68898 | 2.3874e-05 | 2.7245e-05 | 2.643e-05 | 2020-05-30 06:00
3611 | HE 3608 | 0.00014345 | 0.53299 | 0.8298 | 0.53265 | 7.6455e-05 | 0.00011903 | 7.6407e-05 | 2020-05-30 07:00
3612 | HE 3609 | 0.00027598 | 0.70499 | 0.81218 | 0.57026 | 0.00019456 | 0.00022414 | 0.00015738 | 2020-05-30 08:00
3613 | HE 3610 | 0.00040848 | 0.6806 | 0.71834 | 0.62501 | 0.00027801 | 0.00029343 | 0.00025531 | 2020-05-30 09:00
3614 | HE 3611 | 0.00050054 | 0.58269 | 0.79653 | 0.58633 | 0.00029166 | 0.00039869 | 0.00029348 | 2020-05-30 10:00
3615 | HE 3612 | 0.00058023 | 0.76366 | 0.83926 | 0.43255 | 0.0004431 | 0.00048696 | 0.00025098 | 2020-05-30 11:00
3616 | HE 3613 | 0.00060689 | 1.3192 | 0.9436 | 0.55102 | 0.00080062 | 0.00057266 | 0.00033441 | 2020-05-30 12:00
3617 | HE 3614 | 0.00058876 | 1.7809 | 1.2211 | 0.87357 | 0.0010485 | 0.00071894 | 0.00051432 | 2020-05-30 13:00
3618 | HE 3615 | 0.00054901 | 5.859 | 1.9198 | 0.89173 | 0.0032167 | 0.001054 | 0.00048957 | 2020-05-30 14:00
3619 | HE 3616 | 0.00043571 | 9.8257 | 1.6797 | 1.5854 | 0.0042812 | 0.00073188 | 0.00069078 | 2020-05-30 15:00
3620 | HE 3617 | 0.00030393 | 10.6756 | 1.0778 | 1.4743 | 0.0032447 | 0.00032759 | 0.00044809 | 2020-05-30 16:00
3621 | HE 3618 | 0.00016608 | 3.8765 | 0.72073 | 0.98598 | 0.00064382 | 0.0001197 | 0.00016375 | 2020-05-30 17:00
3622 | HE 3619 | 4.0266e-05 | 1.2217 | 0.35801 | 0.81131 | 4.9192e-05 | 1.4416e-05 | 3.2669e-05 | 2020-05-30 18:00
3623 | HE 3620 | 0 | 0.92374 | 0.41598 | 0.55867 | 0 | 0 | 0 | 2020-05-30 19:00
3624 | HE 3621 | 0 | 0.52998 | 0.34685 | 0.35704 | 0 | 0 | 0 | 2020-05-30 20:00
3625 | HE 3622 | 0 | 0.47317 | 0.37234 | 0.46548 | 0 | 0 | 0 | 2020-05-30 21:00
3626 | HE 3623 | 0 | 0.43948 | 0.30993 | 0.49096 | 0 | 0 | 0 | 2020-05-30 22:00
3627 | HE 3624 | 0 | 0.31468 | 0.34675 | 0.40128 | 0 | 0 | 0 | 2020-05-30 23:00
3628 | HE 3625 | 0 | 0.2111 | 0.22588 | 0.32341 | 0 | 0 | 0 | 2020-05-31
3629 | HE 3626 | 0 | 0.19646 | 0.23638 | 0.21817 | 0 | 0 | 0 | 2020-05-31 01:00
3630 | HE 3627 | 0 | 0.2128 | 0.18218 | 0.24224 | 0 | 0 | 0 | 2020-05-31 02:00
3631 | HE 3628 | 0 | 0.21426 | 0.21422 | 0.24273 | 0 | 0 | 0 | 2020-05-31 03:00
3632 | HE 3629 | 0 | 0.21635 | 0.34909 | 0.25517 | 0 | 0 | 0 | 2020-05-31 04:00
3633 | HE 3630 | 0 | 0.25595 | 0.89509 | 0.34084 | 0 | 0 | 0 | 2020-05-31 05:00
3634 | HE 3631 | 3.836e-05 | 0.42113 | 0.66637 | 0.54321 | 1.6155e-05 | 2.5562e-05 | 2.0838e-05 | 2020-05-31 06:00
3635 | HE 3632 | 0.00014345 | 0.40318 | 0.79365 | 0.48508 | 5.7835e-05 | 0.00011385 | 6.9584e-05 | 2020-05-31 07:00
3636 | HE 3633 | 0.00027598 | 0.46413 | 0.74485 | 0.45988 | 0.00012809 | 0.00020556 | 0.00012691 | 2020-05-31 08:00
3637 | HE 3634 | 0.00040848 | 0.53083 | 0.76271 | 0.56774 | 0.00021684 | 0.00031156 | 0.00023191 | 2020-05-31 09:00
3638 | HE 3635 | 0.00050054 | 0.53995 | 0.9072 | 0.50005 | 0.00027027 | 0.00045409 | 0.0002503 | 2020-05-31 10:00
3639 | HE 3636 | 0.00058023 | 0.79433 | 0.9125 | 0.57263 | 0.00046089 | 0.00052946 | 0.00033226 | 2020-05-31 11:00
3640 | HE 3637 | 0.00060689 | 1.3671 | 1.0542 | 0.65471 | 0.0008297 | 0.0006398 | 0.00039733 | 2020-05-31 12:00
3641 | HE 3638 | 0.00058876 | 1.5076 | 1.3009 | 0.93638 | 0.00088759 | 0.00076593 | 0.0005513 | 2020-05-31 13:00
3642 | HE 3639 | 0.00054901 | 5.0654 | 1.9889 | 1.1225 | 0.0027809 | 0.0010919 | 0.00061626 | 2020-05-31 14:00
3643 | HE 3640 | 0.00043571 | 9.8696 | 1.9383 | 1.4328 | 0.0043003 | 0.00084455 | 0.00062431 | 2020-05-31 15:00
3644 | HE 3641 | 0.00030393 | 12.1595 | 1.2055 | 1.3985 | 0.0036956 | 0.00036639 | 0.00042506 | 2020-05-31 16:00
3645 | HE 3642 | 0.00016608 | 2.957 | 0.94775 | 0.83767 | 0.00049111 | 0.0001574 | 0.00013912 | 2020-05-31 17:00
3646 | HE 3643 | 4.0266e-05 | 1.3275 | 0.51742 | 0.64428 | 5.3455e-05 | 2.0835e-05 | 2.5943e-05 | 2020-05-31 18:00
3647 | HE 3644 | 0 | 1.1011 | 0.50583 | 0.50172 | 0 | 0 | 0 | 2020-05-31 19:00
3648 | HE 3645 | 0 | 0.57735 | 0.53288 | 0.45392 | 0 | 0 | 0 | 2020-05-31 20:00
3649 | HE 3646 | 0 | 0.45675 | 0.63986 | 0.48024 | 0 | 0 | 0 | 2020-05-31 21:00
3650 | HE 3647 | 0 | 0.4232 | 0.44255 | 0.47759 | 0 | 0 | 0 | 2020-05-31 22:00
3651 | HE 3648 | 0 | 0.25274 | 0.31761 | 0.37789 | 0 | 0 | 0 | 2020-05-31 23:00
3652 | HE 3649 | 0 | 0.15536 | 0.26163 | 0.36128 | 0 | 0 | 0 | 2020-06-01
3653 | HE 3650 | 0 | 0.12282 | 0.22511 | 0.32901 | 0 | 0 | 0 | 2020-06-01 01:00
3654 | HE 3651 | 0 | 0.12018 | 0.19417 | 0.29579 | 0 | 0 | 0 | 2020-06-01 02:00
3655 | HE 3652 | 0 | 0.11858 | 0.16603 | 0.28325 | 0 | 0 | 0 | 2020-06-01 03:00
3656 | HE 3653 | 0 | 0.11802 | 0.18899 | 0.31615 | 0 | 0 | 0 | 2020-06-01 04:00
3657 | HE 3654 | 0 | 0.15326 | 0.5634 | 0.33193 | 0 | 0 | 0 | 2020-06-01 05:00
3658 | HE 3655 | 4.3046e-05 | 0.31893 | 0.57749 | 0.40702 | 1.3729e-05 | 2.4859e-05 | 1.7521e-05 | 2020-06-01 06:00
3659 | HE 3656 | 0.00015774 | 0.32258 | 0.59644 | 0.43984 | 5.0886e-05 | 9.4085e-05 | 6.9382e-05 | 2020-06-01 07:00
3660 | HE 3657 | 0.00030483 | 0.41259 | 0.74478 | 0.54976 | 0.00012577 | 0.00022703 | 0.00016758 | 2020-06-01 08:00
3661 | HE 3658 | 0.00044929 | 0.48015 | 0.78268 | 0.62844 | 0.00021573 | 0.00035165 | 0.00028235 | 2020-06-01 09:00
3662 | HE 3659 | 0.0005544 | 0.49052 | 0.81269 | 0.51986 | 0.00027194 | 0.00045055 | 0.00028821 | 2020-06-01 10:00
3663 | HE 3660 | 0.00061629 | 0.63295 | 0.94189 | 0.58362 | 0.00039008 | 0.00058048 | 0.00035967 | 2020-06-01 11:00
3664 | HE 3661 | 0.0006198 | 0.82834 | 1.0498 | 0.69535 | 0.0005134 | 0.00065068 | 0.00043098 | 2020-06-01 12:00
3665 | HE 3662 | 0.00059869 | 1.2378 | 1.282 | 0.85021 | 0.00074104 | 0.00076749 | 0.00050901 | 2020-06-01 13:00
3666 | HE 3663 | 0.00055657 | 2.5751 | 1.6751 | 1.2096 | 0.0014332 | 0.00093234 | 0.00067323 | 2020-06-01 14:00
3667 | HE 3664 | 0.00045973 | 4.1991 | 1.5338 | 1.3791 | 0.0019304 | 0.00070511 | 0.00063402 | 2020-06-01 15:00
3668 | HE 3665 | 0.00033159 | 3.6467 | 1.0906 | 1.7128 | 0.0012092 | 0.00036163 | 0.00056793 | 2020-06-01 16:00
3669 | HE 3666 | 0.00017877 | 1.2022 | 0.63771 | 0.82637 | 0.00021493 | 0.000114 | 0.00014773 | 2020-06-01 17:00
3670 | HE 3667 | 4.8507e-05 | 0.98886 | 0.51279 | 0.52175 | 4.7966e-05 | 2.4874e-05 | 2.5308e-05 | 2020-06-01 18:00
3671 | HE 3668 | 3.015e-08 | 0.51308 | 0.56562 | 0.46347 | 1.547e-08 | 1.7054e-08 | 1.3974e-08 | 2020-06-01 19:00
3672 | HE 3669 | 0 | 0.39076 | 0.46672 | 0.32062 | 0 | 0 | 0 | 2020-06-01 20:00
3673 | HE 3670 | 0 | 0.28426 | 0.47853 | 0.43397 | 0 | 0 | 0 | 2020-06-01 21:00
3674 | HE 3671 | 0 | 0.19576 | 0.32938 | 0.34447 | 0 | 0 | 0 | 2020-06-01 22:00
3675 | HE 3672 | 0 | 0.20068 | 0.2658 | 0.29907 | 0 | 0 | 0 | 2020-06-01 23:00
3676 | HE 3673 | 0 | 0.12265 | 0.2196 | 0.19974 | 0 | 0 | 0 | 2020-06-02
3677 | HE 3674 | 0 | 0.1119 | 0.21548 | 0.14815 | 0 | 0 | 0 | 2020-06-02 01:00
3678 | HE 3675 | 0 | 0.11722 | 0.20848 | 0.14975 | 0 | 0 | 0 | 2020-06-02 02:00
3679 | HE 3676 | 0 | 0.11482 | 0.18733 | 0.14015 | 0 | 0 | 0 | 2020-06-02 03:00
3680 | HE 3677 | 0 | 0.11551 | 0.22234 | 0.13465 | 0 | 0 | 0 | 2020-06-02 04:00
3681 | HE 3678 | 0 | 0.13012 | 0.53374 | 0.15084 | 0 | 0 | 0 | 2020-06-02 05:00
3682 | HE 3679 | 4.3046e-05 | 0.25464 | 0.58546 | 0.4386 | 1.0961e-05 | 2.5202e-05 | 1.888e-05 | 2020-06-02 06:00
3683 | HE 3680 | 0.00015774 | 0.22999 | 0.76495 | 0.40145 | 3.628e-05 | 0.00012067 | 6.3326e-05 | 2020-06-02 07:00
3684 | HE 3681 | 0.00030483 | 0.33279 | 0.8567 | 0.40674 | 0.00010144 | 0.00026114 | 0.00012399 | 2020-06-02 08:00
3685 | HE 3682 | 0.00044929 | 0.36726 | 0.87521 | 0.4536 | 0.00016501 | 0.00039323 | 0.0002038 | 2020-06-02 09:00
3686 | HE 3683 | 0.0005544 | 0.40493 | 0.87927 | 0.35513 | 0.00022449 | 0.00048746 | 0.00019688 | 2020-06-02 10:00
3687 | HE 3684 | 0.00061629 | 0.5159 | 0.99166 | 0.57565 | 0.00031794 | 0.00061114 | 0.00035477 | 2020-06-02 11:00
3688 | HE 3685 | 0.0006198 | 0.84597 | 1.5012 | 0.81613 | 0.00052433 | 0.00093046 | 0.00050584 | 2020-06-02 12:00
3689 | HE 3686 | 0.00059869 | 1.3041 | 1.2621 | 0.86843 | 0.00078074 | 0.00075562 | 0.00051992 | 2020-06-02 13:00
3690 | HE 3687 | 0.00055657 | 1.5081 | 1.8458 | 1.1727 | 0.00083939 | 0.0010273 | 0.00065271 | 2020-06-02 14:00
3691 | HE 3688 | 0.00045973 | 2.4844 | 1.9294 | 1.4022 | 0.0011422 | 0.00088701 | 0.00064461 | 2020-06-02 15:00
3692 | HE 3689 | 0.00033159 | 2.3686 | 1.1169 | 1.3768 | 0.00078539 | 0.00037034 | 0.00045653 | 2020-06-02 16:00
3693 | HE 3690 | 0.00017877 | 1.0044 | 0.9221 | 0.83888 | 0.00017955 | 0.00016485 | 0.00014997 | 2020-06-02 17:00
3694 | HE 3691 | 4.8507e-05 | 0.85151 | 0.59896 | 0.60239 | 4.1304e-05 | 2.9054e-05 | 2.922e-05 | 2020-06-02 18:00
3695 | HE 3692 | 3.015e-08 | 0.5568 | 0.4982 | 0.47255 | 1.6788e-08 | 1.5021e-08 | 1.4248e-08 | 2020-06-02 19:00
3696 | HE 3693 | 0 | 0.41649 | 0.45166 | 0.27259 | 0 | 0 | 0 | 2020-06-02 20:00
3697 | HE 3694 | 0 | 0.33472 | 0.39817 | 0.30052 | 0 | 0 | 0 | 2020-06-02 21:00
3698 | HE 3695 | 0 | 0.25063 | 0.29775 | 0.31096 | 0 | 0 | 0 | 2020-06-02 22:00
3699 | HE 3696 | 0 | 0.21067 | 0.17067 | 0.3311 | 0 | 0 | 0 | 2020-06-02 23:00
3700 | HE 3697 | 0 | 0.13302 | 0.14776 | 0.1648 | 0 | 0 | 0 | 2020-06-03
3701 | HE 3698 | 0 | 0.11283 | 0.15183 | 0.13449 | 0 | 0 | 0 | 2020-06-03 01:00
3702 | HE 3699 | 0 | 0.12362 | 0.1422 | 0.12708 | 0 | 0 | 0 | 2020-06-03 02:00
3703 | HE 3700 | 0 | 0.12622 | 0.13373 | 0.1251 | 0 | 0 | 0 | 2020-06-03 03:00
3704 | HE 3701 | 0 | 0.1225 | 0.16007 | 0.1215 | 0 | 0 | 0 | 2020-06-03 04:00
3705 | HE 3702 | 0 | 0.13942 | 0.59108 | 0.13985 | 0 | 0 | 0 | 2020-06-03 05:00
3706 | HE 3703 | 4.3046e-05 | 0.28864 | 0.59062 | 0.3315 | 1.2425e-05 | 2.5424e-05 | 1.427e-05 | 2020-06-03 06:00
3707 | HE 3704 | 0.00015774 | 0.27099 | 0.68297 | 0.4266 | 4.2747e-05 | 0.00010773 | 6.7294e-05 | 2020-06-03 07:00
3708 | HE 3705 | 0.00030483 | 0.28629 | 0.67443 | 0.43355 | 8.7269e-05 | 0.00020558 | 0.00013216 | 2020-06-03 08:00
3709 | HE 3706 | 0.00044929 | 0.34077 | 0.56574 | 0.36485 | 0.0001531 | 0.00025418 | 0.00016392 | 2020-06-03 09:00
3710 | HE 3707 | 0.0005544 | 0.32911 | 0.75298 | 0.34061 | 0.00018246 | 0.00041745 | 0.00018884 | 2020-06-03 10:00
3711 | HE 3708 | 0.00061629 | 0.4728 | 0.91799 | 0.50761 | 0.00029138 | 0.00056575 | 0.00031283 | 2020-06-03 11:00
3712 | HE 3709 | 0.0006198 | 0.61143 | 1.1099 | 0.71968 | 0.00037896 | 0.00068794 | 0.00044605 | 2020-06-03 12:00
3713 | HE 3710 | 0.00059869 | 1.0259 | 1.2701 | 1.1692 | 0.0006142 | 0.00076039 | 0.00069998 | 2020-06-03 13:00
3714 | HE 3711 | 0.00055657 | 1.3013 | 1.5919 | 1.6771 | 0.0007243 | 0.00088602 | 0.00093345 | 2020-06-03 14:00
3715 | HE 3712 | 0.00045973 | 1.7376 | 1.4927 | 2.8104 | 0.00079882 | 0.00068623 | 0.001292 | 2020-06-03 15:00
3716 | HE 3713 | 0.00033159 | 1.6944 | 1.0266 | 3.2206 | 0.00056185 | 0.00034042 | 0.0010679 | 2020-06-03 16:00
3717 | HE 3714 | 0.00017877 | 1.1555 | 0.78752 | 1.4539 | 0.00020657 | 0.00014079 | 0.00025993 | 2020-06-03 17:00
3718 | HE 3715 | 4.8507e-05 | 0.91824 | 0.57743 | 0.70926 | 4.454e-05 | 2.8009e-05 | 3.4404e-05 | 2020-06-03 18:00
3719 | HE 3716 | 3.015e-08 | 0.55676 | 0.49092 | 0.50331 | 1.6786e-08 | 1.4802e-08 | 1.5175e-08 | 2020-06-03 19:00
3720 | HE 3717 | 0 | 0.42354 | 0.39504 | 0.40331 | 0 | 0 | 0 | 2020-06-03 20:00
3721 | HE 3718 | 0 | 0.36145 | 0.27713 | 0.31428 | 0 | 0 | 0 | 2020-06-03 21:00
3722 | HE 3719 | 0 | 0.21017 | 0.23934 | 0.33894 | 0 | 0 | 0 | 2020-06-03 22:00
3723 | HE 3720 | 0 | 0.23631 | 0.17981 | 0.30855 | 0 | 0 | 0 | 2020-06-03 23:00
3724 | HE 3721 | 0 | 0.16676 | 0.15525 | 0.18031 | 0 | 0 | 0 | 2020-06-04
3725 | HE 3722 | 0 | 0.1609 | 0.16455 | 0.14416 | 0 | 0 | 0 | 2020-06-04 01:00
3726 | HE 3723 | 0 | 0.15053 | 0.15517 | 0.12783 | 0 | 0 | 0 | 2020-06-04 02:00
3727 | HE 3724 | 0 | 0.17421 | 0.14388 | 0.13451 | 0 | 0 | 0 | 2020-06-04 03:00
3728 | HE 3725 | 0 | 0.16934 | 0.18286 | 0.12156 | 0 | 0 | 0 | 2020-06-04 04:00
3729 | HE 3726 | 0 | 0.17106 | 0.53466 | 0.15224 | 0 | 0 | 0 | 2020-06-04 05:00
3730 | HE 3727 | 4.3046e-05 | 0.30327 | 0.60626 | 0.3396 | 1.3055e-05 | 2.6097e-05 | 1.4618e-05 | 2020-06-04 06:00
3731 | HE 3728 | 0.00015774 | 0.34259 | 0.71838 | 0.44268 | 5.4042e-05 | 0.00011332 | 6.9831e-05 | 2020-06-04 07:00
3732 | HE 3729 | 0.00030483 | 0.40605 | 0.62764 | 0.36896 | 0.00012378 | 0.00019132 | 0.00011247 | 2020-06-04 08:00
3733 | HE 3730 | 0.00044929 | 0.35376 | 0.76542 | 0.36716 | 0.00015894 | 0.0003439 | 0.00016496 | 2020-06-04 09:00
3734 | HE 3731 | 0.0005544 | 0.39766 | 0.81296 | 0.27382 | 0.00022046 | 0.0004507 | 0.0001518 | 2020-06-04 10:00
3735 | HE 3732 | 0.00061629 | 0.64869 | 0.90955 | 0.43965 | 0.00039978 | 0.00056054 | 0.00027095 | 2020-06-04 11:00
3736 | HE 3733 | 0.0006198 | 0.8224 | 1.3857 | 0.65453 | 0.00050972 | 0.00085884 | 0.00040567 | 2020-06-04 12:00
3737 | HE 3734 | 0.00059869 | 1.3184 | 1.7295 | 1.0957 | 0.00078928 | 0.0010354 | 0.00065598 | 2020-06-04 13:00
3738 | HE 3735 | 0.00055657 | 1.6878 | 2.053 | 2.1333 | 0.00093937 | 0.0011426 | 0.0011874 | 2020-06-04 14:00
3739 | HE 3736 | 0.00045973 | 2.2435 | 2.0322 | 3.7614 | 0.0010314 | 0.00093425 | 0.0017292 | 2020-06-04 15:00
3740 | HE 3737 | 0.00033159 | 2.2504 | 1.557 | 3.8408 | 0.00074619 | 0.00051627 | 0.0012736 | 2020-06-04 16:00
3741 | HE 3738 | 0.00017877 | 1.0628 | 1.1197 | 1.3499 | 0.00019 | 0.00020017 | 0.00024133 | 2020-06-04 17:00
3742 | HE 3739 | 4.8507e-05 | 0.87069 | 0.70164 | 0.62899 | 4.2234e-05 | 3.4034e-05 | 3.051e-05 | 2020-06-04 18:00
3743 | HE 3740 | 3.015e-08 | 0.50114 | 0.52674 | 0.53832 | 1.5109e-08 | 1.5881e-08 | 1.6231e-08 | 2020-06-04 19:00
3744 | HE 3741 | 0 | 0.41537 | 0.47338 | 0.27424 | 0 | 0 | 0 | 2020-06-04 20:00
3745 | HE 3742 | 0 | 0.40634 | 0.34019 | 0.25232 | 0 | 0 | 0 | 2020-06-04 21:00
3746 | HE 3743 | 0 | 0.24925 | 0.29417 | 0.38636 | 0 | 0 | 0 | 2020-06-04 22:00
3747 | HE 3744 | 0 | 0.23061 | 0.23575 | 0.33111 | 0 | 0 | 0 | 2020-06-04 23:00
3748 | HE 3745 | 0 | 0.18723 | 0.16684 | 0.17471 | 0 | 0 | 0 | 2020-06-05
3749 | HE 3746 | 0 | 0.16878 | 0.15812 | 0.12661 | 0 | 0 | 0 | 2020-06-05 01:00
3750 | HE 3747 | 0 | 0.15563 | 0.15864 | 0.13152 | 0 | 0 | 0 | 2020-06-05 02:00
3751 | HE 3748 | 0 | 0.17733 | 0.15117 | 0.12137 | 0 | 0 | 0 | 2020-06-05 03:00
3752 | HE 3749 | 0 | 0.17261 | 0.236 | 0.11951 | 0 | 0 | 0 | 2020-06-05 04:00
3753 | HE 3750 | 0 | 0.17686 | 0.65279 | 0.19202 | 0 | 0 | 0 | 2020-06-05 05:00
3754 | HE 3751 | 4.3046e-05 | 0.30273 | 0.62613 | 0.32942 | 1.3031e-05 | 2.6953e-05 | 1.418e-05 | 2020-06-05 06:00
3755 | HE 3752 | 0.00015774 | 0.30703 | 0.75213 | 0.36398 | 4.8432e-05 | 0.00011864 | 5.7416e-05 | 2020-06-05 07:00
3756 | HE 3753 | 0.00030483 | 0.36678 | 0.91918 | 0.3693 | 0.00011181 | 0.00028019 | 0.00011257 | 2020-06-05 08:00
3757 | HE 3754 | 0.00044929 | 0.35799 | 1.0156 | 0.4139 | 0.00016084 | 0.00045628 | 0.00018596 | 2020-06-05 09:00
3758 | HE 3755 | 0.0005544 | 0.44844 | 1.1272 | 0.35236 | 0.00024861 | 0.00062493 | 0.00019535 | 2020-06-05 10:00
3759 | HE 3756 | 0.00061629 | 0.63622 | 1.1072 | 0.56111 | 0.00039209 | 0.00068236 | 0.00034581 | 2020-06-05 11:00
3760 | HE 3757 | 0.0006198 | 1.0653 | 1.4403 | 0.78791 | 0.00066027 | 0.00089271 | 0.00048834 | 2020-06-05 12:00
3761 | HE 3758 | 0.00059869 | 1.8112 | 1.4378 | 1.0405 | 0.0010843 | 0.00086079 | 0.00062292 | 2020-06-05 13:00
3762 | HE 3759 | 0.00055657 | 2.4005 | 1.5444 | 1.6231 | 0.001336 | 0.00085957 | 0.00090335 | 2020-06-05 14:00
3763 | HE 3760 | 0.00045973 | 3.2486 | 1.2792 | 2.2909 | 0.0014935 | 0.00058808 | 0.0010532 | 2020-06-05 15:00
3764 | HE 3761 | 0.00033159 | 3.3236 | 0.95073 | 2.1676 | 0.001102 | 0.00031525 | 0.00071873 | 2020-06-05 16:00
3765 | HE 3762 | 0.00017877 | 1.1692 | 0.75099 | 0.95664 | 0.00020902 | 0.00013426 | 0.00017102 | 2020-06-05 17:00
3766 | HE 3763 | 4.8507e-05 | 0.81142 | 0.55443 | 0.5817 | 3.9359e-05 | 2.6893e-05 | 2.8216e-05 | 2020-06-05 18:00
3767 | HE 3764 | 3.015e-08 | 0.4662 | 0.59895 | 0.45266 | 1.4056e-08 | 1.8059e-08 | 1.3648e-08 | 2020-06-05 19:00
3768 | HE 3765 | 0 | 0.40505 | 0.44747 | 0.2733 | 0 | 0 | 0 | 2020-06-05 20:00
3769 | HE 3766 | 0 | 0.33164 | 0.2999 | 0.34286 | 0 | 0 | 0 | 2020-06-05 21:00
3770 | HE 3767 | 0 | 0.21707 | 0.28212 | 0.34701 | 0 | 0 | 0 | 2020-06-05 22:00
3771 | HE 3768 | 0 | 0.25483 | 0.23007 | 0.32258 | 0 | 0 | 0 | 2020-06-05 23:00
3772 | HE 3769 | 0 | 0.15098 | 0.19012 | 0.19196 | 0 | 0 | 0 | 2020-06-06
3773 | HE 3770 | 0 | 0.14352 | 0.18674 | 0.13723 | 0 | 0 | 0 | 2020-06-06 01:00
3774 | HE 3771 | 0 | 0.14363 | 0.17663 | 0.12197 | 0 | 0 | 0 | 2020-06-06 02:00
3775 | HE 3772 | 0 | 0.15607 | 0.16693 | 0.12979 | 0 | 0 | 0 | 2020-06-06 03:00
3776 | HE 3773 | 0 | 0.1244 | 0.22818 | 0.12218 | 0 | 0 | 0 | 2020-06-06 04:00
3777 | HE 3774 | 0 | 0.15711 | 0.67328 | 0.15972 | 0 | 0 | 0 | 2020-06-06 05:00
3778 | HE 3775 | 4.3046e-05 | 0.26801 | 0.72583 | 0.31633 | 1.1537e-05 | 3.1244e-05 | 1.3617e-05 | 2020-06-06 06:00
3779 | HE 3776 | 0.00015774 | 0.31761 | 0.93034 | 0.37914 | 5.0101e-05 | 0.00014676 | 5.9807e-05 | 2020-06-06 07:00
3780 | HE 3777 | 0.00030483 | 0.3232 | 0.88789 | 0.37685 | 9.8519e-05 | 0.00027065 | 0.00011487 | 2020-06-06 08:00
3781 | HE 3778 | 0.00044929 | 0.37665 | 0.75411 | 0.38197 | 0.00016922 | 0.00033882 | 0.00017162 | 2020-06-06 09:00
3782 | HE 3779 | 0.0005544 | 0.49777 | 0.98379 | 0.27855 | 0.00027596 | 0.00054541 | 0.00015443 | 2020-06-06 10:00
3783 | HE 3780 | 0.00061629 | 0.65276 | 1.3985 | 0.42036 | 0.00040229 | 0.00086188 | 0.00025906 | 2020-06-06 11:00
3784 | HE 3781 | 0.0006198 | 0.92642 | 1.6915 | 0.65433 | 0.00057419 | 0.0010484 | 0.00040555 | 2020-06-06 12:00
3785 | HE 3782 | 0.00059869 | 1.4357 | 2.2732 | 0.70187 | 0.00085954 | 0.0013609 | 0.0004202 | 2020-06-06 13:00
3786 | HE 3783 | 0.00055657 | 1.5633 | 2.9439 | 1.1497 | 0.00087009 | 0.0016385 | 0.0006399 | 2020-06-06 14:00
3787 | HE 3784 | 0.00045973 | 1.8204 | 2.2092 | 2.0528 | 0.0008369 | 0.0010156 | 0.00094373 | 2020-06-06 15:00
3788 | HE 3785 | 0.00033159 | 2.5135 | 1.5496 | 1.6117 | 0.00083345 | 0.00051383 | 0.00053443 | 2020-06-06 16:00
3789 | HE 3786 | 0.00017877 | 1.3552 | 0.82385 | 0.83401 | 0.00024227 | 0.00014728 | 0.0001491 | 2020-06-06 17:00
3790 | HE 3787 | 4.8507e-05 | 0.84541 | 0.60746 | 0.54437 | 4.1008e-05 | 2.9466e-05 | 2.6405e-05 | 2020-06-06 18:00
3791 | HE 3788 | 3.015e-08 | 0.51933 | 0.63201 | 0.50819 | 1.5658e-08 | 1.9055e-08 | 1.5322e-08 | 2020-06-06 19:00
3792 | HE 3789 | 0 | 0.48946 | 0.49841 | 0.33772 | 0 | 0 | 0 | 2020-06-06 20:00
3793 | HE 3790 | 0 | 0.40496 | 0.51238 | 0.38901 | 0 | 0 | 0 | 2020-06-06 21:00
3794 | HE 3791 | 0 | 0.2477 | 0.36294 | 0.32959 | 0 | 0 | 0 | 2020-06-06 22:00
3795 | HE 3792 | 0 | 0.23256 | 0.2559 | 0.30935 | 0 | 0 | 0 | 2020-06-06 23:00
3796 | HE 3793 | 0 | 0.15213 | 0.22553 | 0.2174 | 0 | 0 | 0 | 2020-06-07
3797 | HE 3794 | 0 | 0.13726 | 0.21852 | 0.15007 | 0 | 0 | 0 | 2020-06-07 01:00
3798 | HE 3795 | 0 | 0.15243 | 0.21933 | 0.13427 | 0 | 0 | 0 | 2020-06-07 02:00
3799 | HE 3796 | 0 | 0.15514 | 0.18782 | 0.12285 | 0 | 0 | 0 | 2020-06-07 03:00
3800 | HE 3797 | 0 | 0.15381 | 0.22693 | 0.12528 | 0 | 0 | 0 | 2020-06-07 04:00
3801 | HE 3798 | 0 | 0.16121 | 0.60999 | 0.15895 | 0 | 0 | 0 | 2020-06-07 05:00
3802 | HE 3799 | 4.3046e-05 | 0.27875 | 0.58112 | 0.39333 | 1.1999e-05 | 2.5015e-05 | 1.6931e-05 | 2020-06-07 06:00
3803 | HE 3800 | 0.00015774 | 0.30128 | 0.75338 | 0.33998 | 4.7525e-05 | 0.00011884 | 5.363e-05 | 2020-06-07 07:00
3804 | HE 3801 | 0.00030483 | 0.33613 | 0.61065 | 0.39203 | 0.00010246 | 0.00018614 | 0.0001195 | 2020-06-07 08:00
3805 | HE 3802 | 0.00044929 | 0.39988 | 0.665 | 0.33349 | 0.00017966 | 0.00029878 | 0.00014983 | 2020-06-07 09:00
3806 | HE 3803 | 0.0005544 | 0.32258 | 0.84517 | 0.24562 | 0.00017884 | 0.00046856 | 0.00013617 | 2020-06-07 10:00
3807 | HE 3804 | 0.00061629 | 0.48978 | 1.2126 | 0.34035 | 0.00030185 | 0.00074729 | 0.00020975 | 2020-06-07 11:00
3808 | HE 3805 | 0.0006198 | 0.7391 | 1.8794 | 0.56354 | 0.00045809 | 0.0011649 | 0.00034928 | 2020-06-07 12:00
3809 | HE 3806 | 0.00059869 | 1.3238 | 2.8147 | 0.67906 | 0.00079255 | 0.0016851 | 0.00040654 | 2020-06-07 13:00
3810 | HE 3807 | 0.00055657 | 1.3161 | 4.3046 | 1.2029 | 0.00073252 | 0.0023958 | 0.00066953 | 2020-06-07 14:00
3811 | HE 3808 | 0.00045973 | 1.721 | 4.0375 | 1.9986 | 0.00079118 | 0.0018561 | 0.00091881 | 2020-06-07 15:00
3812 | HE 3809 | 0.00033159 | 2.1168 | 2.0987 | 2.4875 | 0.00070188 | 0.00069588 | 0.00082482 | 2020-06-07 16:00
3813 | HE 3810 | 0.00017877 | 1.0452 | 0.70938 | 1.6354 | 0.00018685 | 0.00012682 | 0.00029237 | 2020-06-07 17:00
3814 | HE 3811 | 4.8507e-05 | 0.73124 | 0.5089 | 0.68099 | 3.547e-05 | 2.4685e-05 | 3.3033e-05 | 2020-06-07 18:00
3815 | HE 3812 | 3.015e-08 | 0.50747 | 0.44982 | 0.58863 | 1.53e-08 | 1.3562e-08 | 1.7747e-08 | 2020-06-07 19:00
3816 | HE 3813 | 0 | 0.44939 | 0.41072 | 0.40941 | 0 | 0 | 0 | 2020-06-07 20:00
3817 | HE 3814 | 0 | 0.3674 | 0.29771 | 0.35785 | 0 | 0 | 0 | 2020-06-07 21:00
3818 | HE 3815 | 0 | 0.20264 | 0.25917 | 0.31511 | 0 | 0 | 0 | 2020-06-07 22:00
3819 | HE 3816 | 0 | 0.18981 | 0.23946 | 0.31 | 0 | 0 | 0 | 2020-06-07 23:00
3820 | HE 3817 | 0 | 0.15796 | 0.20674 | 0.15196 | 0 | 0 | 0 | 2020-06-08
3821 | HE 3818 | 0 | 0.14682 | 0.20454 | 0.13624 | 0 | 0 | 0 | 2020-06-08 01:00
3822 | HE 3819 | 0 | 0.13924 | 0.19202 | 0.12456 | 0 | 0 | 0 | 2020-06-08 02:00
3823 | HE 3820 | 0 | 0.14213 | 0.14651 | 0.12627 | 0 | 0 | 0 | 2020-06-08 03:00
3824 | HE 3821 | 0 | 0.13837 | 0.20409 | 0.11864 | 0 | 0 | 0 | 2020-06-08 04:00
3825 | HE 3822 | 0 | 0.16178 | 0.64539 | 0.13055 | 0 | 0 | 0 | 2020-06-08 05:00
3826 | HE 3823 | 4.3046e-05 | 0.29733 | 0.60021 | 0.32541 | 1.2799e-05 | 2.5837e-05 | 1.4007e-05 | 2020-06-08 06:00
3827 | HE 3824 | 0.00015774 | 0.28278 | 0.6271 | 0.29383 | 4.4607e-05 | 9.8922e-05 | 4.6351e-05 | 2020-06-08 07:00
3828 | HE 3825 | 0.00030483 | 0.27969 | 0.691 | 0.34232 | 8.5258e-05 | 0.00021064 | 0.00010435 | 2020-06-08 08:00
3829 | HE 3826 | 0.00044929 | 0.35249 | 0.69967 | 0.35233 | 0.00015837 | 0.00031436 | 0.0001583 | 2020-06-08 09:00
3830 | HE 3827 | 0.0005544 | 0.32355 | 0.86854 | 0.39088 | 0.00017937 | 0.00048152 | 0.0002167 | 2020-06-08 10:00
3831 | HE 3828 | 0.00061629 | 0.39622 | 1.4582 | 0.64661 | 0.00024419 | 0.00089865 | 0.0003985 | 2020-06-08 11:00
3832 | HE 3829 | 0.0006198 | 0.68011 | 2.1094 | 0.97779 | 0.00042153 | 0.0013074 | 0.00060603 | 2020-06-08 12:00
3833 | HE 3830 | 0.00059869 | 1.2779 | 2.9323 | 2.0692 | 0.00076507 | 0.0017555 | 0.0012388 | 2020-06-08 13:00
3834 | HE 3831 | 0.00055657 | 1.4245 | 4.2655 | 9.328 | 0.00079283 | 0.0023741 | 0.0051917 | 2020-06-08 14:00
3835 | HE 3832 | 0.00045973 | 1.8726 | 4.4612 | 15.0888 | 0.00086086 | 0.002051 | 0.0069368 | 2020-06-08 15:00
3836 | HE 3833 | 0.00033159 | 1.9846 | 3.079 | 14.4906 | 0.00065806 | 0.0010209 | 0.0048049 | 2020-06-08 16:00
3837 | HE 3834 | 0.00017877 | 1.0492 | 1.0063 | 6.5097 | 0.00018757 | 0.0001799 | 0.0011638 | 2020-06-08 17:00
3838 | HE 3835 | 4.8507e-05 | 0.69043 | 0.5722 | 1.2545 | 3.349e-05 | 2.7756e-05 | 6.0854e-05 | 2020-06-08 18:00
3839 | HE 3836 | 3.015e-08 | 0.42312 | 0.52747 | 0.67111 | 1.2757e-08 | 1.5903e-08 | 2.0234e-08 | 2020-06-08 19:00
3840 | HE 3837 | 0 | 0.3397 | 0.39629 | 0.43408 | 0 | 0 | 0 | 2020-06-08 20:00
3841 | HE 3838 | 0 | 0.283 | 0.26673 | 0.27901 | 0 | 0 | 0 | 2020-06-08 21:00
3842 | HE 3839 | 0 | 0.1951 | 0.25563 | 0.28139 | 0 | 0 | 0 | 2020-06-08 22:00
3843 | HE 3840 | 0 | 0.18498 | 0.21851 | 0.23188 | 0 | 0 | 0 | 2020-06-08 23:00
3844 | HE 3841 | 0 | 0.20252 | 0.20762 | 0.21244 | 0 | 0 | 0 | 2020-06-09
3845 | HE 3842 | 0 | 0.14513 | 0.21682 | 0.15441 | 0 | 0 | 0 | 2020-06-09 01:00
3846 | HE 3843 | 0 | 0.15818 | 0.21378 | 0.13632 | 0 | 0 | 0 | 2020-06-09 02:00
3847 | HE 3844 | 0 | 0.16166 | 0.1715 | 0.12338 | 0 | 0 | 0 | 2020-06-09 03:00
3848 | HE 3845 | 0 | 0.15979 | 0.22248 | 0.12557 | 0 | 0 | 0 | 2020-06-09 04:00
3849 | HE 3846 | 0 | 0.17061 | 0.65633 | 0.15463 | 0 | 0 | 0 | 2020-06-09 05:00
3850 | HE 3847 | 4.3046e-05 | 0.33408 | 0.59348 | 0.38061 | 1.4381e-05 | 2.5547e-05 | 1.6384e-05 | 2020-06-09 06:00
3851 | HE 3848 | 0.00015774 | 0.33576 | 0.65832 | 0.32401 | 5.2964e-05 | 0.00010385 | 5.1111e-05 | 2020-06-09 07:00
3852 | HE 3849 | 0.00030483 | 0.3488 | 0.69518 | 0.36471 | 0.00010632 | 0.00021191 | 0.00011117 | 2020-06-09 08:00
3853 | HE 3850 | 0.00044929 | 0.42239 | 0.67675 | 0.37391 | 0.00018977 | 0.00030406 | 0.00016799 | 2020-06-09 09:00
3854 | HE 3851 | 0.0005544 | 0.384 | 0.66597 | 0.38123 | 0.00021289 | 0.00036921 | 0.00021135 | 2020-06-09 10:00
3855 | HE 3852 | 0.00061629 | 0.59358 | 1.3844 | 0.44066 | 0.00036582 | 0.00085317 | 0.00027157 | 2020-06-09 11:00
3856 | HE 3853 | 0.0006198 | 1.0377 | 2.4502 | 0.58328 | 0.00064315 | 0.0015186 | 0.00036152 | 2020-06-09 12:00
3857 | HE 3854 | 0.00059869 | 1.0604 | 4.0014 | 0.82352 | 0.00063482 | 0.0023956 | 0.00049303 | 2020-06-09 13:00
3858 | HE 3855 | 0.00055657 | 1.9365 | 5.5694 | 1.4305 | 0.0010778 | 0.0030998 | 0.00079618 | 2020-06-09 14:00
3859 | HE 3856 | 0.00045973 | 2.1587 | 6.0684 | 2.6475 | 0.00099243 | 0.0027898 | 0.0012171 | 2020-06-09 15:00
3860 | HE 3857 | 0.00033159 | 2.1866 | 3.6339 | 3.2916 | 0.00072505 | 0.001205 | 0.0010914 | 2020-06-09 16:00
3861 | HE 3858 | 0.00017877 | 1.0309 | 1.4118 | 1.4653 | 0.0001843 | 0.00025239 | 0.00026195 | 2020-06-09 17:00
3862 | HE 3859 | 4.8507e-05 | 0.758 | 0.99639 | 0.87255 | 3.6768e-05 | 4.8331e-05 | 4.2324e-05 | 2020-06-09 18:00
3863 | HE 3860 | 3.015e-08 | 0.60133 | 0.65907 | 0.77389 | 1.813e-08 | 1.9871e-08 | 2.3333e-08 | 2020-06-09 19:00
3864 | HE 3861 | 0 | 0.48081 | 0.44261 | 0.44269 | 0 | 0 | 0 | 2020-06-09 20:00
3865 | HE 3862 | 0 | 0.42386 | 0.24218 | 0.29717 | 0 | 0 | 0 | 2020-06-09 21:00
3866 | HE 3863 | 0 | 0.32659 | 0.24185 | 0.33897 | 0 | 0 | 0 | 2020-06-09 22:00
3867 | HE 3864 | 0 | 0.30055 | 0.26772 | 0.37211 | 0 | 0 | 0 | 2020-06-09 23:00
3868 | HE 3865 | 0 | 0.15367 | 0.22203 | 0.16286 | 0 | 0 | 0 | 2020-06-10
3869 | HE 3866 | 0 | 0.14304 | 0.22657 | 0.13838 | 0 | 0 | 0 | 2020-06-10 01:00
3870 | HE 3867 | 0 | 0.15613 | 0.23113 | 0.12171 | 0 | 0 | 0 | 2020-06-10 02:00
3871 | HE 3868 | 0 | 0.15993 | 0.21443 | 0.12326 | 0 | 0 | 0 | 2020-06-10 03:00
3872 | HE 3869 | 0 | 0.15881 | 0.17603 | 0.11761 | 0 | 0 | 0 | 2020-06-10 04:00
3873 | HE 3870 | 0 | 0.17086 | 0.65583 | 0.14241 | 0 | 0 | 0 | 2020-06-10 05:00
3874 | HE 3871 | 4.3046e-05 | 0.35562 | 0.57666 | 0.32677 | 1.5308e-05 | 2.4823e-05 | 1.4066e-05 | 2020-06-10 06:00
3875 | HE 3872 | 0.00015774 | 0.33868 | 0.60814 | 0.38713 | 5.3424e-05 | 9.5931e-05 | 6.1068e-05 | 2020-06-10 07:00
3876 | HE 3873 | 0.00030483 | 0.3377 | 0.69406 | 0.41297 | 0.00010294 | 0.00021157 | 0.00012588 | 2020-06-10 08:00
3877 | HE 3874 | 0.00044929 | 0.43272 | 0.53219 | 0.45818 | 0.00019442 | 0.00023911 | 0.00020586 | 2020-06-10 09:00
3878 | HE 3875 | 0.0005544 | 0.35333 | 0.51065 | 0.39394 | 0.00019588 | 0.0002831 | 0.0002184 | 2020-06-10 10:00
3879 | HE 3876 | 0.00061629 | 0.4784 | 0.69233 | 0.4647 | 0.00029483 | 0.00042667 | 0.00028639 | 2020-06-10 11:00
3880 | HE 3877 | 0.0006198 | 0.58517 | 1.0299 | 0.59024 | 0.00036269 | 0.0006383 | 0.00036583 | 2020-06-10 12:00
3881 | HE 3878 | 0.00059869 | 0.9337 | 0.81842 | 0.71999 | 0.00055899 | 0.00048998 | 0.00043105 | 2020-06-10 13:00
3882 | HE 3879 | 0.00055657 | 1.1158 | 1.1786 | 0.85812 | 0.00062101 | 0.00065596 | 0.00047761 | 2020-06-10 14:00
3883 | HE 3880 | 0.00045973 | 1.6304 | 1.5882 | 1.4995 | 0.00074953 | 0.00073016 | 0.00068935 | 2020-06-10 15:00
3884 | HE 3881 | 0.00033159 | 1.7372 | 0.97044 | 1.8902 | 0.00057602 | 0.00032178 | 0.00062675 | 2020-06-10 16:00
3885 | HE 3882 | 0.00017877 | 0.91997 | 0.71244 | 1.4092 | 0.00016447 | 0.00012736 | 0.00025192 | 2020-06-10 17:00
3886 | HE 3883 | 4.8507e-05 | 0.64454 | 0.45254 | 0.66985 | 3.1265e-05 | 2.1951e-05 | 3.2492e-05 | 2020-06-10 18:00
3887 | HE 3884 | 3.015e-08 | 0.41601 | 0.47202 | 0.66688 | 1.2543e-08 | 1.4232e-08 | 2.0107e-08 | 2020-06-10 19:00
3888 | HE 3885 | 0 | 0.42447 | 0.45 | 0.41642 | 0 | 0 | 0 | 2020-06-10 20:00
3889 | HE 3886 | 0 | 0.37649 | 0.25151 | 0.33325 | 0 | 0 | 0 | 2020-06-10 21:00
3890 | HE 3887 | 0 | 0.29627 | 0.25518 | 0.38512 | 0 | 0 | 0 | 2020-06-10 22:00
3891 | HE 3888 | 0 | 0.27128 | 0.20953 | 0.4096 | 0 | 0 | 0 | 2020-06-10 23:00
3892 | HE 3889 | 0 | 0.18935 | 0.17432 | 0.20028 | 0 | 0 | 0 | 2020-06-11
3893 | HE 3890 | 0 | 0.17951 | 0.1669 | 0.16638 | 0 | 0 | 0 | 2020-06-11 01:00
3894 | HE 3891 | 0 | 0.16133 | 0.16327 | 0.16211 | 0 | 0 | 0 | 2020-06-11 02:00
3895 | HE 3892 | 0 | 0.16695 | 0.15608 | 0.16589 | 0 | 0 | 0 | 2020-06-11 03:00
3896 | HE 3893 | 0 | 0.16386 | 0.16961 | 0.15386 | 0 | 0 | 0 | 2020-06-11 04:00
3897 | HE 3894 | 0 | 0.18955 | 0.62094 | 0.18301 | 0 | 0 | 0 | 2020-06-11 05:00
3898 | HE 3895 | 4.3046e-05 | 0.34244 | 0.59725 | 0.27976 | 1.4741e-05 | 2.5709e-05 | 1.2043e-05 | 2020-06-11 06:00
3899 | HE 3896 | 0.00015774 | 0.43599 | 0.63223 | 0.32635 | 6.8774e-05 | 9.9731e-05 | 5.1481e-05 | 2020-06-11 07:00
3900 | HE 3897 | 0.00030483 | 0.47156 | 0.68612 | 0.39676 | 0.00014374 | 0.00020915 | 0.00012094 | 2020-06-11 08:00
3901 | HE 3898 | 0.00044929 | 0.41167 | 0.58969 | 0.44969 | 0.00018496 | 0.00026494 | 0.00020204 | 2020-06-11 09:00
3902 | HE 3899 | 0.0005544 | 0.42874 | 0.52221 | 0.37383 | 0.00023769 | 0.00028951 | 0.00020725 | 2020-06-11 10:00
3903 | HE 3900 | 0.00061629 | 0.63533 | 0.6577 | 0.56082 | 0.00039155 | 0.00040533 | 0.00034563 | 2020-06-11 11:00
3904 | HE 3901 | 0.0006198 | 0.79177 | 0.96161 | 0.55973 | 0.00049074 | 0.000596 | 0.00034692 | 2020-06-11 12:00
3905 | HE 3902 | 0.00059869 | 1.2589 | 0.76426 | 0.7402 | 0.0007537 | 0.00045755 | 0.00044315 | 2020-06-11 13:00
3906 | HE 3903 | 0.00055657 | 1.3381 | 1.2164 | 0.85597 | 0.00074477 | 0.00067699 | 0.00047641 | 2020-06-11 14:00
3907 | HE 3904 | 0.00045973 | 2.0961 | 1.2638 | 1.1926 | 0.00096363 | 0.00058098 | 0.00054829 | 2020-06-11 15:00
3908 | HE 3905 | 0.00033159 | 3.1149 | 0.80859 | 1.3042 | 0.0010328 | 0.00026812 | 0.00043246 | 2020-06-11 16:00
3909 | HE 3906 | 0.00017877 | 1.355 | 0.71081 | 0.84412 | 0.00024223 | 0.00012707 | 0.0001509 | 2020-06-11 17:00
3910 | HE 3907 | 4.8507e-05 | 1.087 | 0.44729 | 0.53538 | 5.2727e-05 | 2.1696e-05 | 2.597e-05 | 2020-06-11 18:00
3911 | HE 3908 | 3.015e-08 | 0.65574 | 0.32571 | 0.50412 | 1.9771e-08 | 9.8204e-09 | 1.5199e-08 | 2020-06-11 19:00
3912 | HE 3909 | 0 | 0.48389 | 0.35843 | 0.39569 | 0 | 0 | 0 | 2020-06-11 20:00
3913 | HE 3910 | 0 | 0.5039 | 0.20307 | 0.36288 | 0 | 0 | 0 | 2020-06-11 21:00
3914 | HE 3911 | 0 | 0.26162 | 0.21256 | 0.3141 | 0 | 0 | 0 | 2020-06-11 22:00
3915 | HE 3912 | 0 | 0.19979 | 0.22038 | 0.29265 | 0 | 0 | 0 | 2020-06-11 23:00
3916 | HE 3913 | 0 | 0.17362 | 0.19313 | 0.26625 | 0 | 0 | 0 | 2020-06-12
3917 | HE 3914 | 0 | 0.13556 | 0.1857 | 0.18149 | 0 | 0 | 0 | 2020-06-12 01:00
3918 | HE 3915 | 0 | 0.14933 | 0.18196 | 0.1829 | 0 | 0 | 0 | 2020-06-12 02:00
3919 | HE 3916 | 0 | 0.1464 | 0.16827 | 0.17016 | 0 | 0 | 0 | 2020-06-12 03:00
3920 | HE 3917 | 0 | 0.14281 | 0.20123 | 0.1581 | 0 | 0 | 0 | 2020-06-12 04:00
3921 | HE 3918 | 0 | 0.14337 | 0.59494 | 0.18745 | 0 | 0 | 0 | 2020-06-12 05:00
3922 | HE 3919 | 4.3046e-05 | 0.30079 | 0.47965 | 0.41259 | 1.2948e-05 | 2.0647e-05 | 1.776e-05 | 2020-06-12 06:00
3923 | HE 3920 | 0.00015774 | 0.35431 | 0.55561 | 0.33271 | 5.589e-05 | 8.7645e-05 | 5.2482e-05 | 2020-06-12 07:00
3924 | HE 3921 | 0.00030483 | 0.39321 | 0.65003 | 0.37686 | 0.00011986 | 0.00019815 | 0.00011488 | 2020-06-12 08:00
3925 | HE 3922 | 0.00044929 | 0.39751 | 0.64968 | 0.48726 | 0.0001786 | 0.0002919 | 0.00021892 | 2020-06-12 09:00
3926 | HE 3923 | 0.0005544 | 0.42027 | 0.81339 | 0.35397 | 0.000233 | 0.00045094 | 0.00019624 | 2020-06-12 10:00
3927 | HE 3924 | 0.00061629 | 0.60238 | 0.66661 | 0.3329 | 0.00037124 | 0.00041082 | 0.00020516 | 2020-06-12 11:00
3928 | HE 3925 | 0.0006198 | 0.88785 | 1.3321 | 0.67729 | 0.00055029 | 0.00082563 | 0.00041978 | 2020-06-12 12:00
3929 | HE 3926 | 0.00059869 | 1.5594 | 1.4211 | 0.82196 | 0.00093361 | 0.00085081 | 0.0004921 | 2020-06-12 13:00
3930 | HE 3927 | 0.00055657 | 1.4319 | 1.8993 | 0.96118 | 0.00079696 | 0.0010571 | 0.00053497 | 2020-06-12 14:00
3931 | HE 3928 | 0.00045973 | 1.9326 | 1.8826 | 1.3957 | 0.00088846 | 0.00086547 | 0.00064166 | 2020-06-12 15:00
3932 | HE 3929 | 0.00033159 | 2.2001 | 1.1391 | 1.3359 | 0.00072953 | 0.0003777 | 0.00044296 | 2020-06-12 16:00
3933 | HE 3930 | 0.00017877 | 1.1223 | 0.68815 | 0.74315 | 0.00020064 | 0.00012302 | 0.00013285 | 2020-06-12 17:00
3934 | HE 3931 | 4.8507e-05 | 0.85894 | 0.54635 | 0.38746 | 4.1664e-05 | 2.6502e-05 | 1.8795e-05 | 2020-06-12 18:00
3935 | HE 3932 | 3.015e-08 | 0.50717 | 0.52462 | 0.40782 | 1.5291e-08 | 1.5817e-08 | 1.2296e-08 | 2020-06-12 19:00
3936 | HE 3933 | 0 | 0.42897 | 0.45247 | 0.33537 | 0 | 0 | 0 | 2020-06-12 20:00
3937 | HE 3934 | 0 | 0.36551 | 0.304 | 0.34617 | 0 | 0 | 0 | 2020-06-12 21:00
3938 | HE 3935 | 0 | 0.2679 | 0.2978 | 0.35793 | 0 | 0 | 0 | 2020-06-12 22:00
3939 | HE 3936 | 0 | 0.26334 | 0.19022 | 0.38175 | 0 | 0 | 0 | 2020-06-12 23:00
3940 | HE 3937 | 0 | 0.18429 | 0.17311 | 0.24242 | 0 | 0 | 0 | 2020-06-13
3941 | HE 3938 | 0 | 0.1711 | 0.17406 | 0.16897 | 0 | 0 | 0 | 2020-06-13 01:00
3942 | HE 3939 | 0 | 0.15553 | 0.17647 | 0.15181 | 0 | 0 | 0 | 2020-06-13 02:00
3943 | HE 3940 | 0 | 0.1548 | 0.15936 | 0.16383 | 0 | 0 | 0 | 2020-06-13 03:00
3944 | HE 3941 | 0 | 0.15264 | 0.16898 | 0.16215 | 0 | 0 | 0 | 2020-06-13 04:00
3945 | HE 3942 | 0 | 0.18317 | 0.57165 | 0.19431 | 0 | 0 | 0 | 2020-06-13 05:00
3946 | HE 3943 | 4.3046e-05 | 0.31083 | 0.39844 | 0.25258 | 1.338e-05 | 1.7151e-05 | 1.0873e-05 | 2020-06-13 06:00
3947 | HE 3944 | 0.00015774 | 0.30103 | 0.5107 | 0.19922 | 4.7486e-05 | 8.0561e-05 | 3.1427e-05 | 2020-06-13 07:00
3948 | HE 3945 | 0.00030483 | 0.38229 | 0.57525 | 0.20102 | 0.00011653 | 0.00017535 | 6.1277e-05 | 2020-06-13 08:00
3949 | HE 3946 | 0.00044929 | 0.40754 | 0.52264 | 0.33428 | 0.0001831 | 0.00023482 | 0.00015019 | 2020-06-13 09:00
3950 | HE 3947 | 0.0005544 | 0.37536 | 0.45577 | 0.31547 | 0.0002081 | 0.00025268 | 0.0001749 | 2020-06-13 10:00
3951 | HE 3948 | 0.00061629 | 0.62362 | 0.48793 | 0.29534 | 0.00038433 | 0.0003007 | 0.00018202 | 2020-06-13 11:00
3952 | HE 3949 | 0.0006198 | 1.056 | 0.72465 | 0.42672 | 0.0006545 | 0.00044913 | 0.00026448 | 2020-06-13 12:00
3953 | HE 3950 | 0.00059869 | 2.0538 | 0.74702 | 0.60633 | 0.0012296 | 0.00044723 | 0.000363 | 2020-06-13 13:00
3954 | HE 3951 | 0.00055657 | 1.6758 | 1.49 | 0.74946 | 0.00093269 | 0.00082927 | 0.00041713 | 2020-06-13 14:00
3955 | HE 3952 | 0.00045973 | 1.7413 | 1.477 | 1.1373 | 0.00080053 | 0.00067901 | 0.00052284 | 2020-06-13 15:00
3956 | HE 3953 | 0.00033159 | 1.8777 | 0.80431 | 1.1266 | 0.00062261 | 0.0002667 | 0.00037357 | 2020-06-13 16:00
3957 | HE 3954 | 0.00017877 | 0.98404 | 0.47491 | 0.68498 | 0.00017592 | 8.4901e-05 | 0.00012246 | 2020-06-13 17:00
3958 | HE 3955 | 4.8507e-05 | 0.74169 | 0.46955 | 0.43779 | 3.5977e-05 | 2.2776e-05 | 2.1236e-05 | 2020-06-13 18:00
3959 | HE 3956 | 3.015e-08 | 0.39577 | 0.35527 | 0.39356 | 1.1933e-08 | 1.0712e-08 | 1.1866e-08 | 2020-06-13 19:00
3960 | HE 3957 | 0 | 0.34461 | 0.35431 | 0.29689 | 0 | 0 | 0 | 2020-06-13 20:00
3961 | HE 3958 | 0 | 0.32324 | 0.43519 | 0.31943 | 0 | 0 | 0 | 2020-06-13 21:00
3962 | HE 3959 | 0 | 0.23956 | 0.3766 | 0.30579 | 0 | 0 | 0 | 2020-06-13 22:00
3963 | HE 3960 | 0 | 0.27399 | 0.52772 | 0.27352 | 0 | 0 | 0 | 2020-06-13 23:00
3964 | HE 3961 | 0 | 0.1654 | 0.33723 | 0.19359 | 0 | 0 | 0 | 2020-06-14
3965 | HE 3962 | 0 | 0.14078 | 0.33814 | 0.15706 | 0 | 0 | 0 | 2020-06-14 01:00
3966 | HE 3963 | 0 | 0.15709 | 0.34028 | 0.14996 | 0 | 0 | 0 | 2020-06-14 02:00
3967 | HE 3964 | 0 | 0.15708 | 0.3288 | 0.17282 | 0 | 0 | 0 | 2020-06-14 03:00
3968 | HE 3965 | 0 | 0.15502 | 0.4118 | 0.17326 | 0 | 0 | 0 | 2020-06-14 04:00
3969 | HE 3966 | 0 | 0.16153 | 1.003 | 0.19946 | 0 | 0 | 0 | 2020-06-14 05:00
3970 | HE 3967 | 4.3046e-05 | 0.29843 | 0.7453 | 0.36643 | 1.2846e-05 | 3.2082e-05 | 1.5773e-05 | 2020-06-14 06:00
3971 | HE 3968 | 0.00015774 | 0.30156 | 0.74712 | 0.29 | 4.757e-05 | 0.00011785 | 4.5746e-05 | 2020-06-14 07:00
3972 | HE 3969 | 0.00030483 | 0.34958 | 0.79863 | 0.31748 | 0.00010656 | 0.00024344 | 9.6777e-05 | 2020-06-14 08:00
3973 | HE 3970 | 0.00044929 | 0.41843 | 0.82352 | 0.46584 | 0.000188 | 0.00037 | 0.0002093 | 2020-06-14 09:00
3974 | HE 3971 | 0.0005544 | 0.32692 | 0.84137 | 0.29061 | 0.00018124 | 0.00046645 | 0.00016111 | 2020-06-14 10:00
3975 | HE 3972 | 0.00061629 | 0.51299 | 0.99017 | 0.3328 | 0.00031615 | 0.00061023 | 0.0002051 | 2020-06-14 11:00
3976 | HE 3973 | 0.0006198 | 0.70782 | 1.2084 | 0.41436 | 0.00043871 | 0.00074898 | 0.00025682 | 2020-06-14 12:00
3977 | HE 3974 | 0.00059869 | 1.4616 | 1.1223 | 0.57293 | 0.00087503 | 0.00067189 | 0.00034301 | 2020-06-14 13:00
3978 | HE 3975 | 0.00055657 | 1.3895 | 1.416 | 0.79212 | 0.00077338 | 0.00078812 | 0.00044087 | 2020-06-14 14:00
3979 | HE 3976 | 0.00045973 | 1.3778 | 1.3696 | 1.1875 | 0.00063341 | 0.00062965 | 0.00054591 | 2020-06-14 15:00
3980 | HE 3977 | 0.00033159 | 1.3007 | 1.0011 | 1.291 | 0.00043128 | 0.00033196 | 0.00042807 | 2020-06-14 16:00
3981 | HE 3978 | 0.00017877 | 0.76787 | 0.716 | 0.89307 | 0.00013727 | 0.000128 | 0.00015966 | 2020-06-14 17:00
3982 | HE 3979 | 4.8507e-05 | 0.61652 | 0.51898 | 0.55737 | 2.9905e-05 | 2.5174e-05 | 2.7036e-05 | 2020-06-14 18:00
3983 | HE 3980 | 3.015e-08 | 0.40535 | 0.51949 | 0.54908 | 1.2221e-08 | 1.5663e-08 | 1.6555e-08 | 2020-06-14 19:00
3984 | HE 3981 | 0 | 0.43458 | 0.46498 | 0.30541 | 0 | 0 | 0 | 2020-06-14 20:00
3985 | HE 3982 | 0 | 0.33516 | 0.57715 | 0.33439 | 0 | 0 | 0 | 2020-06-14 21:00
3986 | HE 3983 | 0 | 0.29483 | 0.49543 | 0.40441 | 0 | 0 | 0 | 2020-06-14 22:00
3987 | HE 3984 | 0 | 0.19796 | 0.35063 | 0.2788 | 0 | 0 | 0 | 2020-06-14 23:00
3988 | HE 3985 | 0 | 0.15505 | 0.3078 | 0.22984 | 0 | 0 | 0 | 2020-06-15
3989 | HE 3986 | 0 | 0.14045 | 0.30126 | 0.15943 | 0 | 0 | 0 | 2020-06-15 01:00
3990 | HE 3987 | 0 | 0.13527 | 0.27812 | 0.14178 | 0 | 0 | 0 | 2020-06-15 02:00
3991 | HE 3988 | 0 | 0.15058 | 0.27145 | 0.14266 | 0 | 0 | 0 | 2020-06-15 03:00
3992 | HE 3989 | 0 | 0.13318 | 0.30544 | 0.12171 | 0 | 0 | 0 | 2020-06-15 04:00
3993 | HE 3990 | 0 | 0.16059 | 0.74933 | 0.22587 | 0 | 0 | 0 | 2020-06-15 05:00
3994 | HE 3991 | 4.3046e-05 | 0.29745 | 0.56721 | 0.37035 | 1.2804e-05 | 2.4416e-05 | 1.5942e-05 | 2020-06-15 06:00
3995 | HE 3992 | 0.00015774 | 0.25959 | 0.48665 | 0.36992 | 4.0949e-05 | 7.6767e-05 | 5.8353e-05 | 2020-06-15 07:00
3996 | HE 3993 | 0.00030483 | 0.2999 | 0.62741 | 0.3841 | 9.1419e-05 | 0.00019125 | 0.00011708 | 2020-06-15 08:00
3997 | HE 3994 | 0.00044929 | 0.3742 | 0.52649 | 0.33671 | 0.00016812 | 0.00023655 | 0.00015128 | 2020-06-15 09:00
3998 | HE 3995 | 0.0005544 | 0.33359 | 0.45283 | 0.27818 | 0.00018494 | 0.00025105 | 0.00015422 | 2020-06-15 10:00
3999 | HE 3996 | 0.00061629 | 0.52114 | 0.48621 | 0.32075 | 0.00032117 | 0.00029965 | 0.00019768 | 2020-06-15 11:00
4000 | HE 3997 | 0.0006198 | 0.87854 | 0.84987 | 0.48188 | 0.00054452 | 0.00052675 | 0.00029867 | 2020-06-15 12:00
4001 | HE 3998 | 0.00059869 | 1.4716 | 1.0476 | 0.73713 | 0.00088105 | 0.00062719 | 0.00044131 | 2020-06-15 13:00
4002 | HE 3999 | 0.00055657 | 1.368 | 1.2081 | 1.0459 | 0.00076137 | 0.00067238 | 0.00058214 | 2020-06-15 14:00
4003 | HE 4000 | 0.00045973 | 1.4715 | 1.7182 | 1.3727 | 0.0006765 | 0.00078991 | 0.00063107 | 2020-06-15 15:00
4004 | HE 4001 | 0.00033159 | 1.2699 | 0.90501 | 1.3261 | 0.00042106 | 0.00030009 | 0.00043971 | 2020-06-15 16:00
4005 | HE 4002 | 0.00017877 | 0.8321 | 0.68573 | 0.80344 | 0.00014876 | 0.00012259 | 0.00014363 | 2020-06-15 17:00
4006 | HE 4003 | 4.8507e-05 | 0.67366 | 0.40389 | 0.5752 | 3.2677e-05 | 1.9592e-05 | 2.7901e-05 | 2020-06-15 18:00
4007 | HE 4004 | 3.015e-08 | 0.42183 | 0.38844 | 0.50195 | 1.2718e-08 | 1.1712e-08 | 1.5134e-08 | 2020-06-15 19:00
4008 | HE 4005 | 0 | 0.35532 | 0.40619 | 0.30153 | 0 | 0 | 0 | 2020-06-15 20:00
4009 | HE 4006 | 0 | 0.33905 | 0.39566 | 0.34959 | 0 | 0 | 0 | 2020-06-15 21:00
4010 | HE 4007 | 0 | 0.37918 | 0.4088 | 0.33424 | 0 | 0 | 0 | 2020-06-15 22:00
4011 | HE 4008 | 0 | 0.32164 | 0.27705 | 0.43941 | 0 | 0 | 0 | 2020-06-15 23:00
4012 | HE 4009 | 0 | 0.21451 | 0.2152 | 0.18485 | 0 | 0 | 0 | 2020-06-16
4013 | HE 4010 | 0 | 0.17869 | 0.21153 | 0.13998 | 0 | 0 | 0 | 2020-06-16 01:00
4014 | HE 4011 | 0 | 0.19518 | 0.2106 | 0.12779 | 0 | 0 | 0 | 2020-06-16 02:00
4015 | HE 4012 | 0 | 0.19614 | 0.20949 | 0.12668 | 0 | 0 | 0 | 2020-06-16 03:00
4016 | HE 4013 | 0 | 0.19432 | 0.24162 | 0.13216 | 0 | 0 | 0 | 2020-06-16 04:00
4017 | HE 4014 | 0 | 0.20487 | 0.47268 | 0.16698 | 0 | 0 | 0 | 2020-06-16 05:00
4018 | HE 4015 | 4.3046e-05 | 0.34669 | 0.38337 | 0.49656 | 1.4924e-05 | 1.6503e-05 | 2.1375e-05 | 2020-06-16 06:00
4019 | HE 4016 | 0.00015774 | 0.32434 | 0.39578 | 0.38851 | 5.1162e-05 | 6.2432e-05 | 6.1285e-05 | 2020-06-16 07:00
4020 | HE 4017 | 0.00030483 | 0.34167 | 0.46289 | 0.40274 | 0.00010415 | 0.0001411 | 0.00012277 | 2020-06-16 08:00
4021 | HE 4018 | 0.00044929 | 0.38595 | 0.52198 | 0.4439 | 0.00017341 | 0.00023452 | 0.00019944 | 2020-06-16 09:00
4022 | HE 4019 | 0.0005544 | 0.42502 | 0.54986 | 0.2962 | 0.00023563 | 0.00030484 | 0.00016421 | 2020-06-16 10:00
4023 | HE 4020 | 0.00061629 | 0.49028 | 0.87307 | 0.28892 | 0.00030215 | 0.00053806 | 0.00017806 | 2020-06-16 11:00
4024 | HE 4021 | 0.0006198 | 0.69321 | 1.4918 | 0.49309 | 0.00042965 | 0.00092459 | 0.00030562 | 2020-06-16 12:00
4025 | HE 4022 | 0.00059869 | 0.98383 | 1.292 | 0.74159 | 0.00058901 | 0.0007735 | 0.00044398 | 2020-06-16 13:00
4026 | HE 4023 | 0.00055657 | 1.0251 | 1.6421 | 0.80658 | 0.00057056 | 0.00091394 | 0.00044892 | 2020-06-16 14:00
4027 | HE 4024 | 0.00045973 | 1.0903 | 1.5844 | 1.0719 | 0.00050126 | 0.00072838 | 0.00049277 | 2020-06-16 15:00
4028 | HE 4025 | 0.00033159 | 1.0849 | 0.93985 | 0.97195 | 0.00035975 | 0.00031164 | 0.00032229 | 2020-06-16 16:00
4029 | HE 4026 | 0.00017877 | 0.74993 | 0.77674 | 0.68879 | 0.00013407 | 0.00013886 | 0.00012314 | 2020-06-16 17:00
4030 | HE 4027 | 4.8507e-05 | 0.60389 | 0.48818 | 0.43999 | 2.9293e-05 | 2.368e-05 | 2.1342e-05 | 2020-06-16 18:00
4031 | HE 4028 | 3.015e-08 | 0.46754 | 0.55963 | 0.46039 | 1.4097e-08 | 1.6873e-08 | 1.3881e-08 | 2020-06-16 19:00
4032 | HE 4029 | 0 | 0.41194 | 0.47204 | 0.23876 | 0 | 0 | 0 | 2020-06-16 20:00
4033 | HE 4030 | 0 | 0.36373 | 0.39733 | 0.31875 | 0 | 0 | 0 | 2020-06-16 21:00
4034 | HE 4031 | 0 | 0.41047 | 0.39953 | 0.30612 | 0 | 0 | 0 | 2020-06-16 22:00
4035 | HE 4032 | 0 | 0.34718 | 0.32105 | 0.30979 | 0 | 0 | 0 | 2020-06-16 23:00
4036 | HE 4033 | 0 | 0.2514 | 0.21323 | 0.34317 | 0 | 0 | 0 | 2020-06-17
4037 | HE 4034 | 0 | 0.17165 | 0.17792 | 0.17362 | 0 | 0 | 0 | 2020-06-17 01:00
4038 | HE 4035 | 0 | 0.16261 | 0.18883 | 0.16682 | 0 | 0 | 0 | 2020-06-17 02:00
4039 | HE 4036 | 0 | 0.1627 | 0.18172 | 0.16793 | 0 | 0 | 0 | 2020-06-17 03:00
4040 | HE 4037 | 0 | 0.15739 | 0.25322 | 0.1699 | 0 | 0 | 0 | 2020-06-17 04:00
4041 | HE 4038 | 0 | 0.17877 | 0.5654 | 0.1931 | 0 | 0 | 0 | 2020-06-17 05:00
4042 | HE 4039 | 4.3046e-05 | 0.29688 | 0.52263 | 0.4352 | 1.278e-05 | 2.2497e-05 | 1.8734e-05 | 2020-06-17 06:00
4043 | HE 4040 | 0.00015774 | 0.30627 | 0.45184 | 0.3962 | 4.8313e-05 | 7.1276e-05 | 6.2499e-05 | 2020-06-17 07:00
4044 | HE 4041 | 0.00030483 | 0.37005 | 0.55985 | 0.35268 | 0.0001128 | 0.00017066 | 0.00010751 | 2020-06-17 08:00
4045 | HE 4042 | 0.00044929 | 0.49112 | 0.66698 | 0.43769 | 0.00022066 | 0.00029967 | 0.00019665 | 2020-06-17 09:00
4046 | HE 4043 | 0.0005544 | 0.45051 | 0.87609 | 0.45166 | 0.00024976 | 0.0004857 | 0.0002504 | 2020-06-17 10:00
4047 | HE 4044 | 0.00061629 | 0.65632 | 1.0922 | 0.38008 | 0.00040448 | 0.00067308 | 0.00023424 | 2020-06-17 11:00
4048 | HE 4045 | 0.0006198 | 0.96604 | 1.5648 | 0.33023 | 0.00059875 | 0.00096985 | 0.00020468 | 2020-06-17 12:00
4049 | HE 4046 | 0.00059869 | 1.587 | 1.4074 | 0.49768 | 0.00095013 | 0.00084259 | 0.00029796 | 2020-06-17 13:00
4050 | HE 4047 | 0.00055657 | 1.711 | 1.9224 | 0.566 | 0.0009523 | 0.0010699 | 0.00031502 | 2020-06-17 14:00
4051 | HE 4048 | 0.00045973 | 1.7519 | 1.7728 | 1.0337 | 0.00080541 | 0.00081499 | 0.00047523 | 2020-06-17 15:00
4052 | HE 4049 | 0.00033159 | 1.7596 | 1.1196 | 0.92598 | 0.00058344 | 0.00037123 | 0.00030704 | 2020-06-17 16:00
4053 | HE 4050 | 0.00017877 | 0.99254 | 0.70912 | 0.63391 | 0.00017744 | 0.00012677 | 0.00011333 | 2020-06-17 17:00
4054 | HE 4051 | 4.8507e-05 | 0.68214 | 0.54765 | 0.44907 | 3.3088e-05 | 2.6565e-05 | 2.1783e-05 | 2020-06-17 18:00
4055 | HE 4052 | 3.015e-08 | 0.55937 | 0.55705 | 0.48618 | 1.6865e-08 | 1.6795e-08 | 1.4658e-08 | 2020-06-17 19:00
4056 | HE 4053 | 0 | 0.49219 | 0.37379 | 0.2263 | 0 | 0 | 0 | 2020-06-17 20:00
4057 | HE 4054 | 0 | 0.42776 | 0.33765 | 0.30481 | 0 | 0 | 0 | 2020-06-17 21:00
4058 | HE 4055 | 0 | 0.3083 | 0.3244 | 0.37125 | 0 | 0 | 0 | 2020-06-17 22:00
4059 | HE 4056 | 0 | 0.30755 | 0.1831 | 0.35071 | 0 | 0 | 0 | 2020-06-17 23:00
4060 | HE 4057 | 0 | 0.25971 | 0.16047 | 0.31303 | 0 | 0 | 0 | 2020-06-18
4061 | HE 4058 | 0 | 0.19598 | 0.15572 | 0.23332 | 0 | 0 | 0 | 2020-06-18 01:00
4062 | HE 4059 | 0 | 0.19901 | 0.15579 | 0.20555 | 0 | 0 | 0 | 2020-06-18 02:00
4063 | HE 4060 | 0 | 0.1931 | 0.15444 | 0.21083 | 0 | 0 | 0 | 2020-06-18 03:00
4064 | HE 4061 | 0 | 0.19212 | 0.16914 | 0.20375 | 0 | 0 | 0 | 2020-06-18 04:00
4065 | HE 4062 | 0 | 0.22966 | 0.59596 | 0.22977 | 0 | 0 | 0 | 2020-06-18 05:00
4066 | HE 4063 | 4.3046e-05 | 0.41759 | 0.38087 | 0.35811 | 1.7976e-05 | 1.6395e-05 | 1.5415e-05 | 2020-06-18 06:00
4067 | HE 4064 | 0.00015774 | 0.41502 | 0.35542 | 0.35855 | 6.5468e-05 | 5.6065e-05 | 5.6559e-05 | 2020-06-18 07:00
4068 | HE 4065 | 0.00030483 | 0.59299 | 0.44517 | 0.34138 | 0.00018076 | 0.0001357 | 0.00010406 | 2020-06-18 08:00
4069 | HE 4066 | 0.00044929 | 0.5777 | 0.41326 | 0.40517 | 0.00025956 | 0.00018567 | 0.00018204 | 2020-06-18 09:00
4070 | HE 4067 | 0.0005544 | 0.55831 | 0.58496 | 0.34617 | 0.00030953 | 0.0003243 | 0.00019192 | 2020-06-18 10:00
4071 | HE 4068 | 0.00061629 | 0.91701 | 0.81583 | 0.26211 | 0.00056514 | 0.00050278 | 0.00016153 | 2020-06-18 11:00
4072 | HE 4069 | 0.0006198 | 1.5614 | 1.5186 | 0.36558 | 0.00096774 | 0.00094125 | 0.00022658 | 2020-06-18 12:00
4073 | HE 4070 | 0.00059869 | 2.2919 | 1.324 | 0.62192 | 0.0013721 | 0.00079269 | 0.00037233 | 2020-06-18 13:00
4074 | HE 4071 | 0.00055657 | 1.4203 | 1.4826 | 0.71426 | 0.00079048 | 0.0008252 | 0.00039754 | 2020-06-18 14:00
4075 | HE 4072 | 0.00045973 | 1.4885 | 1.3872 | 1.0677 | 0.00068432 | 0.00063772 | 0.00049085 | 2020-06-18 15:00
4076 | HE 4073 | 0.00033159 | 1.1216 | 0.94295 | 1.0931 | 0.00037192 | 0.00031267 | 0.00036245 | 2020-06-18 16:00
4077 | HE 4074 | 0.00017877 | 0.73263 | 0.62927 | 0.6312 | 0.00013097 | 0.0001125 | 0.00011284 | 2020-06-18 17:00
4078 | HE 4075 | 4.8507e-05 | 0.58558 | 0.37452 | 0.45899 | 2.8405e-05 | 1.8167e-05 | 2.2264e-05 | 2020-06-18 18:00
4079 | HE 4076 | 3.015e-08 | 0.46177 | 0.25402 | 0.4306 | 1.3922e-08 | 7.6588e-09 | 1.2983e-08 | 2020-06-18 19:00
4080 | HE 4077 | 0 | 0.42715 | 0.27813 | 0.28307 | 0 | 0 | 0 | 2020-06-18 20:00
4081 | HE 4078 | 0 | 0.38849 | 0.2826 | 0.32056 | 0 | 0 | 0 | 2020-06-18 21:00
4082 | HE 4079 | 0 | 0.33428 | 0.21789 | 0.37791 | 0 | 0 | 0 | 2020-06-18 22:00
4083 | HE 4080 | 0 | 0.28754 | 0.17608 | 0.412 | 0 | 0 | 0 | 2020-06-18 23:00
4084 | HE 4081 | 0 | 0.2418 | 0.14928 | 0.30261 | 0 | 0 | 0 | 2020-06-19
4085 | HE 4082 | 0 | 0.23244 | 0.14286 | 0.18072 | 0 | 0 | 0 | 2020-06-19 01:00
4086 | HE 4083 | 0 | 0.22407 | 0.13328 | 0.14243 | 0 | 0 | 0 | 2020-06-19 02:00
4087 | HE 4084 | 0 | 0.22173 | 0.13636 | 0.12854 | 0 | 0 | 0 | 2020-06-19 03:00
4088 | HE 4085 | 0 | 0.21572 | 0.15477 | 0.13321 | 0 | 0 | 0 | 2020-06-19 04:00
4089 | HE 4086 | 0 | 0.27543 | 0.53505 | 0.23022 | 0 | 0 | 0 | 2020-06-19 05:00
4090 | HE 4087 | 4.3046e-05 | 0.41634 | 0.44657 | 0.45528 | 1.7922e-05 | 1.9223e-05 | 1.9598e-05 | 2020-06-19 06:00
4091 | HE 4088 | 0.00015774 | 0.45967 | 0.46942 | 0.33049 | 7.251e-05 | 7.4049e-05 | 5.2134e-05 | 2020-06-19 07:00
4092 | HE 4089 | 0.00030483 | 0.53659 | 0.77352 | 0.36937 | 0.00016357 | 0.00023579 | 0.00011259 | 2020-06-19 08:00
4093 | HE 4090 | 0.00044929 | 0.60264 | 0.50402 | 0.3781 | 0.00027076 | 0.00022645 | 0.00016988 | 2020-06-19 09:00
4094 | HE 4091 | 0.0005544 | 0.61113 | 0.71275 | 0.34274 | 0.00033881 | 0.00039515 | 0.00019001 | 2020-06-19 10:00
4095 | HE 4092 | 0.00061629 | 0.77117 | 1.2049 | 0.39479 | 0.00047526 | 0.00074255 | 0.0002433 | 2020-06-19 11:00
4096 | HE 4093 | 0.0006198 | 1.0245 | 3.4068 | 0.35449 | 0.00063499 | 0.0021115 | 0.00021971 | 2020-06-19 12:00
4097 | HE 4094 | 0.00059869 | 1.3082 | 2.5314 | 0.48332 | 0.00078319 | 0.0015155 | 0.00028936 | 2020-06-19 13:00
4098 | HE 4095 | 0.00055657 | 1.1454 | 3.8124 | 0.5662 | 0.00063753 | 0.0021219 | 0.00031514 | 2020-06-19 14:00
4099 | HE 4096 | 0.00045973 | 1.0707 | 3.5431 | 1.1842 | 0.00049223 | 0.0016288 | 0.0005444 | 2020-06-19 15:00
4100 | HE 4097 | 0.00033159 | 0.86442 | 2.4545 | 1.26 | 0.00028663 | 0.00081389 | 0.00041781 | 2020-06-19 16:00
4101 | HE 4098 | 0.00017877 | 0.62856 | 1.17 | 0.70771 | 0.00011237 | 0.00020916 | 0.00012652 | 2020-06-19 17:00
4102 | HE 4099 | 4.8507e-05 | 0.42667 | 0.70289 | 0.51384 | 2.0696e-05 | 3.4095e-05 | 2.4925e-05 | 2020-06-19 18:00
4103 | HE 4100 | 3.015e-08 | 0.39091 | 0.4949 | 0.54221 | 1.1786e-08 | 1.4921e-08 | 1.6348e-08 | 2020-06-19 19:00
4104 | HE 4101 | 0 | 0.40493 | 0.40261 | 0.30325 | 0 | 0 | 0 | 2020-06-19 20:00
4105 | HE 4102 | 0 | 0.40129 | 0.3183 | 0.3386 | 0 | 0 | 0 | 2020-06-19 21:00
4106 | HE 4103 | 0 | 0.38176 | 0.26304 | 0.37317 | 0 | 0 | 0 | 2020-06-19 22:00
4107 | HE 4104 | 0 | 0.34305 | 0.16101 | 0.39602 | 0 | 0 | 0 | 2020-06-19 23:00
4108 | HE 4105 | 0 | 0.20868 | 0.1441 | 0.29281 | 0 | 0 | 0 | 2020-06-20
4109 | HE 4106 | 0 | 0.16539 | 0.13422 | 0.22554 | 0 | 0 | 0 | 2020-06-20 01:00
4110 | HE 4107 | 0 | 0.17207 | 0.14029 | 0.20503 | 0 | 0 | 0 | 2020-06-20 02:00
4111 | HE 4108 | 0 | 0.16891 | 0.12624 | 0.16863 | 0 | 0 | 0 | 2020-06-20 03:00
4112 | HE 4109 | 0 | 0.15892 | 0.13535 | 0.17792 | 0 | 0 | 0 | 2020-06-20 04:00
4113 | HE 4110 | 0 | 0.19297 | 0.3356 | 0.24199 | 0 | 0 | 0 | 2020-06-20 05:00
4114 | HE 4111 | 4.3046e-05 | 0.35499 | 0.30116 | 0.42498 | 1.5281e-05 | 1.2964e-05 | 1.8294e-05 | 2020-06-20 06:00
4115 | HE 4112 | 0.00015774 | 0.40106 | 0.28233 | 0.36447 | 6.3265e-05 | 4.4536e-05 | 5.7494e-05 | 2020-06-20 07:00
4116 | HE 4113 | 0.00030483 | 0.52171 | 0.31982 | 0.3494 | 0.00015903 | 9.7489e-05 | 0.00010651 | 2020-06-20 08:00
4117 | HE 4114 | 0.00044929 | 0.58458 | 0.40761 | 0.49309 | 0.00026264 | 0.00018314 | 0.00022154 | 2020-06-20 09:00
4118 | HE 4115 | 0.0005544 | 0.5119 | 0.67454 | 0.2764 | 0.00028379 | 0.00037396 | 0.00015324 | 2020-06-20 10:00
4119 | HE 4116 | 0.00061629 | 0.6154 | 0.91223 | 0.35766 | 0.00037926 | 0.00056219 | 0.00022042 | 2020-06-20 11:00
4120 | HE 4117 | 0.0006198 | 0.76393 | 2.5902 | 0.46751 | 0.00047348 | 0.0016054 | 0.00028976 | 2020-06-20 12:00
4121 | HE 4118 | 0.00059869 | 1.0796 | 2.692 | 0.57716 | 0.00064635 | 0.0016117 | 0.00034554 | 2020-06-20 13:00
4122 | HE 4119 | 0.00055657 | 1.0809 | 3.7716 | 0.80419 | 0.00060158 | 0.0020992 | 0.00044759 | 2020-06-20 14:00
4123 | HE 4120 | 0.00045973 | 1.1891 | 3.7107 | 1.2601 | 0.00054665 | 0.0017059 | 0.00057929 | 2020-06-20 15:00
4124 | HE 4121 | 0.00033159 | 1.2279 | 2.1624 | 1.2982 | 0.00040715 | 0.00071702 | 0.00043046 | 2020-06-20 16:00
4125 | HE 4122 | 0.00017877 | 0.88994 | 1.1717 | 0.90683 | 0.0001591 | 0.00020946 | 0.00016212 | 2020-06-20 17:00
4126 | HE 4123 | 4.8507e-05 | 0.68898 | 0.53259 | 0.5082 | 3.342e-05 | 2.5834e-05 | 2.4651e-05 | 2020-06-20 18:00
4127 | HE 4124 | 3.015e-08 | 0.51702 | 0.24429 | 0.4848 | 1.5588e-08 | 7.3653e-09 | 1.4617e-08 | 2020-06-20 19:00
4128 | HE 4125 | 0 | 0.44296 | 0.24256 | 0.28293 | 0 | 0 | 0 | 2020-06-20 20:00
4129 | HE 4126 | 0 | 0.39568 | 0.2696 | 0.3547 | 0 | 0 | 0 | 2020-06-20 21:00
4130 | HE 4127 | 0 | 0.30791 | 0.25119 | 0.41351 | 0 | 0 | 0 | 2020-06-20 22:00
4131 | HE 4128 | 0 | 0.28544 | 0.17088 | 0.39051 | 0 | 0 | 0 | 2020-06-20 23:00
4132 | HE 4129 | 0 | 0.23471 | 0.14654 | 0.38885 | 0 | 0 | 0 | 2020-06-21
4133 | HE 4130 | 0 | 0.14436 | 0.11367 | 0.27488 | 0 | 0 | 0 | 2020-06-21 01:00
4134 | HE 4131 | 0 | 0.15684 | 0.11393 | 0.15563 | 0 | 0 | 0 | 2020-06-21 02:00
4135 | HE 4132 | 0 | 0.15476 | 0.10484 | 0.12854 | 0 | 0 | 0 | 2020-06-21 03:00
4136 | HE 4133 | 0 | 0.15595 | 0.11265 | 0.12761 | 0 | 0 | 0 | 2020-06-21 04:00
4137 | HE 4134 | 0 | 0.17063 | 0.37417 | 0.1792 | 0 | 0 | 0 | 2020-06-21 05:00
4138 | HE 4135 | 4.3046e-05 | 0.36198 | 0.29903 | 0.39188 | 1.5582e-05 | 1.2872e-05 | 1.6869e-05 | 2020-06-21 06:00
4139 | HE 4136 | 0.00015774 | 0.45098 | 0.3477 | 0.31019 | 7.1139e-05 | 5.4848e-05 | 4.8931e-05 | 2020-06-21 07:00
4140 | HE 4137 | 0.00030483 | 0.5765 | 0.44344 | 0.33726 | 0.00017573 | 0.00013517 | 0.00010281 | 2020-06-21 08:00
4141 | HE 4138 | 0.00044929 | 0.58683 | 0.42995 | 0.41534 | 0.00026366 | 0.00019317 | 0.00018661 | 2020-06-21 09:00
4142 | HE 4139 | 0.0005544 | 0.5581 | 0.50157 | 0.40017 | 0.00030941 | 0.00027807 | 0.00022185 | 2020-06-21 10:00
4143 | HE 4140 | 0.00061629 | 0.69228 | 0.5282 | 0.46431 | 0.00042664 | 0.00032552 | 0.00028615 | 2020-06-21 11:00
4144 | HE 4141 | 0.0006198 | 0.99744 | 0.89164 | 0.5279 | 0.00061821 | 0.00055263 | 0.00032719 | 2020-06-21 12:00
4145 | HE 4142 | 0.00059869 | 1.3037 | 1.3331 | 0.71378 | 0.0007805 | 0.0007981 | 0.00042733 | 2020-06-21 13:00
4146 | HE 4143 | 0.00055657 | 1.8933 | 1.3005 | 0.75849 | 0.0010538 | 0.00072382 | 0.00042215 | 2020-06-21 14:00
4147 | HE 4144 | 0.00045973 | 3.506 | 1.4364 | 1.1103 | 0.0016118 | 0.00066036 | 0.00051045 | 2020-06-21 15:00
4148 | HE 4145 | 0.00033159 | 3.8159 | 0.97069 | 1.0589 | 0.0012653 | 0.00032187 | 0.00035111 | 2020-06-21 16:00
4149 | HE 4146 | 0.00017877 | 2.108 | 0.74682 | 0.76284 | 0.00037685 | 0.00013351 | 0.00013637 | 2020-06-21 17:00
4150 | HE 4147 | 4.8507e-05 | 1.1785 | 0.32652 | 0.57421 | 5.7163e-05 | 1.5838e-05 | 2.7853e-05 | 2020-06-21 18:00
4151 | HE 4148 | 3.015e-08 | 0.89013 | 0.19788 | 0.5051 | 2.6838e-08 | 5.9663e-09 | 1.5229e-08 | 2020-06-21 19:00
4152 | HE 4149 | 0 | 0.64916 | 0.22783 | 0.27775 | 0 | 0 | 0 | 2020-06-21 20:00
4153 | HE 4150 | 0 | 0.55988 | 0.26226 | 0.33684 | 0 | 0 | 0 | 2020-06-21 21:00
4154 | HE 4151 | 0 | 0.47705 | 0.26189 | 0.39162 | 0 | 0 | 0 | 2020-06-21 22:00
4155 | HE 4152 | 0 | 0.26994 | 0.23007 | 0.50521 | 0 | 0 | 0 | 2020-06-21 23:00
4156 | HE 4153 | 0 | 0.13628 | 0.15934 | 0.23715 | 0 | 0 | 0 | 2020-06-22
4157 | HE 4154 | 0 | 0.10297 | 0.11802 | 0.15543 | 0 | 0 | 0 | 2020-06-22 01:00
4158 | HE 4155 | 0 | 0.11439 | 0.11925 | 0.15401 | 0 | 0 | 0 | 2020-06-22 02:00
4159 | HE 4156 | 0 | 0.11945 | 0.107 | 0.1498 | 0 | 0 | 0 | 2020-06-22 03:00
4160 | HE 4157 | 0 | 0.11535 | 0.12709 | 0.1422 | 0 | 0 | 0 | 2020-06-22 04:00
4161 | HE 4158 | 0 | 0.13086 | 0.41904 | 0.17796 | 0 | 0 | 0 | 2020-06-22 05:00
4162 | HE 4159 | 4.3046e-05 | 0.27752 | 0.33264 | 0.39964 | 1.1946e-05 | 1.4319e-05 | 1.7203e-05 | 2020-06-22 06:00
4163 | HE 4160 | 0.00015774 | 0.27831 | 0.38268 | 0.34043 | 4.3902e-05 | 6.0365e-05 | 5.3701e-05 | 2020-06-22 07:00
4164 | HE 4161 | 0.00030483 | 0.32714 | 0.42881 | 0.31381 | 9.9722e-05 | 0.00013071 | 9.5657e-05 | 2020-06-22 08:00
4165 | HE 4162 | 0.00044929 | 0.39908 | 0.32884 | 0.40336 | 0.0001793 | 0.00014774 | 0.00018123 | 2020-06-22 09:00
4166 | HE 4163 | 0.0005544 | 0.41143 | 0.42403 | 0.36016 | 0.0002281 | 0.00023508 | 0.00019967 | 2020-06-22 10:00
4167 | HE 4164 | 0.00061629 | 0.53483 | 0.53698 | 0.50025 | 0.00032961 | 0.00033093 | 0.0003083 | 2020-06-22 11:00
4168 | HE 4165 | 0.0006198 | 0.93558 | 0.81027 | 0.57828 | 0.00057987 | 0.0005022 | 0.00035841 | 2020-06-22 12:00
4169 | HE 4166 | 0.00059869 | 1.4022 | 0.58537 | 0.8137 | 0.00083949 | 0.00035045 | 0.00048715 | 2020-06-22 13:00
4170 | HE 4167 | 0.00055657 | 1.8754 | 0.71495 | 0.95185 | 0.0010438 | 0.00039792 | 0.00052978 | 2020-06-22 14:00
4171 | HE 4168 | 0.00045973 | 2.8056 | 0.55214 | 1.1834 | 0.0012898 | 0.00025384 | 0.00054403 | 2020-06-22 15:00
4172 | HE 4169 | 0.00033159 | 2.6279 | 0.5053 | 1.247 | 0.00087139 | 0.00016755 | 0.0004135 | 2020-06-22 16:00
4173 | HE 4170 | 0.00017877 | 1.1954 | 0.3479 | 0.92592 | 0.0002137 | 6.2194e-05 | 0.00016553 | 2020-06-22 17:00
4174 | HE 4171 | 4.8507e-05 | 0.84886 | 0.30073 | 0.63009 | 4.1175e-05 | 1.4588e-05 | 3.0564e-05 | 2020-06-22 18:00
4175 | HE 4172 | 3.015e-08 | 0.3948 | 0.24922 | 0.56803 | 1.1903e-08 | 7.5141e-09 | 1.7126e-08 | 2020-06-22 19:00
4176 | HE 4173 | 0 | 0.41039 | 0.2839 | 0.32103 | 0 | 0 | 0 | 2020-06-22 20:00
4177 | HE 4174 | 0 | 0.30241 | 0.2963 | 0.3404 | 0 | 0 | 0 | 2020-06-22 21:00
4178 | HE 4175 | 0 | 0.20989 | 0.2725 | 0.37591 | 0 | 0 | 0 | 2020-06-22 22:00
4179 | HE 4176 | 0 | 0.21797 | 0.22592 | 0.37199 | 0 | 0 | 0 | 2020-06-22 23:00
4180 | HE 4177 | 0 | 0.17096 | 0.18711 | 0.16599 | 0 | 0 | 0 | 2020-06-23
4181 | HE 4178 | 0 | 0.13649 | 0.11951 | 0.13672 | 0 | 0 | 0 | 2020-06-23 01:00
4182 | HE 4179 | 0 | 0.14893 | 0.11709 | 0.13678 | 0 | 0 | 0 | 2020-06-23 02:00
4183 | HE 4180 | 0 | 0.15199 | 0.10973 | 0.13892 | 0 | 0 | 0 | 2020-06-23 03:00
4184 | HE 4181 | 0 | 0.15348 | 0.12651 | 0.13718 | 0 | 0 | 0 | 2020-06-23 04:00
4185 | HE 4182 | 0 | 0.16616 | 0.39321 | 0.16888 | 0 | 0 | 0 | 2020-06-23 05:00
4186 | HE 4183 | 4.3046e-05 | 0.30858 | 0.36535 | 0.41428 | 1.3283e-05 | 1.5727e-05 | 1.7833e-05 | 2020-06-23 06:00
4187 | HE 4184 | 0.00015774 | 0.29794 | 0.35502 | 0.37166 | 4.6999e-05 | 5.6002e-05 | 5.8628e-05 | 2020-06-23 07:00
4188 | HE 4185 | 0.00030483 | 0.3115 | 0.4271 | 0.41695 | 9.4954e-05 | 0.00013019 | 0.0001271 | 2020-06-23 08:00
4189 | HE 4186 | 0.00044929 | 0.35431 | 0.32545 | 0.46367 | 0.00015919 | 0.00014622 | 0.00020832 | 2020-06-23 09:00
4190 | HE 4187 | 0.0005544 | 0.36277 | 0.33565 | 0.33151 | 0.00020112 | 0.00018608 | 0.00018379 | 2020-06-23 10:00
4191 | HE 4188 | 0.00061629 | 0.53651 | 0.41466 | 0.43571 | 0.00033064 | 0.00025555 | 0.00026852 | 2020-06-23 11:00
4192 | HE 4189 | 0.0006198 | 0.54607 | 0.60627 | 0.48696 | 0.00033845 | 0.00037577 | 0.00030182 | 2020-06-23 12:00
4193 | HE 4190 | 0.00059869 | 0.91334 | 0.60116 | 0.58818 | 0.00054681 | 0.00035991 | 0.00035213 | 2020-06-23 13:00
4194 | HE 4191 | 0.00055657 | 1.0472 | 0.74487 | 0.75411 | 0.00058282 | 0.00041458 | 0.00041972 | 2020-06-23 14:00
4195 | HE 4192 | 0.00045973 | 1.7112 | 0.85281 | 1.0591 | 0.00078667 | 0.00039206 | 0.00048689 | 2020-06-23 15:00
4196 | HE 4193 | 0.00033159 | 1.7946 | 0.70895 | 1.1021 | 0.00059505 | 0.00023508 | 0.00036545 | 2020-06-23 16:00
4197 | HE 4194 | 0.00017877 | 0.99539 | 0.37154 | 0.90832 | 0.00017795 | 6.6421e-05 | 0.00016238 | 2020-06-23 17:00
4198 | HE 4195 | 4.8507e-05 | 0.64289 | 0.32967 | 0.63648 | 3.1185e-05 | 1.5991e-05 | 3.0873e-05 | 2020-06-23 18:00
4199 | HE 4196 | 3.015e-08 | 0.49518 | 0.35549 | 0.60951 | 1.493e-08 | 1.0718e-08 | 1.8377e-08 | 2020-06-23 19:00
4200 | HE 4197 | 0 | 0.43047 | 0.28382 | 0.38569 | 0 | 0 | 0 | 2020-06-23 20:00
4201 | HE 4198 | 0 | 0.35784 | 0.27575 | 0.37221 | 0 | 0 | 0 | 2020-06-23 21:00
4202 | HE 4199 | 0 | 0.2777 | 0.23971 | 0.38926 | 0 | 0 | 0 | 2020-06-23 22:00
4203 | HE 4200 | 0 | 0.26313 | 0.21267 | 0.29798 | 0 | 0 | 0 | 2020-06-23 23:00
4204 | HE 4201 | 0 | 0.1505 | 0.14188 | 0.35169 | 0 | 0 | 0 | 2020-06-24
4205 | HE 4202 | 0 | 0.1391 | 0.12711 | 0.15713 | 0 | 0 | 0 | 2020-06-24 01:00
4206 | HE 4203 | 0 | 0.13498 | 0.12267 | 0.15109 | 0 | 0 | 0 | 2020-06-24 02:00
4207 | HE 4204 | 0 | 0.13225 | 0.10519 | 0.15863 | 0 | 0 | 0 | 2020-06-24 03:00
4208 | HE 4205 | 0 | 0.13709 | 0.13092 | 0.2248 | 0 | 0 | 0 | 2020-06-24 04:00
4209 | HE 4206 | 0 | 0.15095 | 0.34342 | 0.3123 | 0 | 0 | 0 | 2020-06-24 05:00
4210 | HE 4207 | 4.3046e-05 | 0.29873 | 0.31625 | 0.41491 | 1.2859e-05 | 1.3613e-05 | 1.786e-05 | 2020-06-24 06:00
4211 | HE 4208 | 0.00015774 | 0.25929 | 0.3879 | 0.38327 | 4.0901e-05 | 6.1189e-05 | 6.0458e-05 | 2020-06-24 07:00
4212 | HE 4209 | 0.00030483 | 0.26028 | 0.4514 | 0.45818 | 7.9341e-05 | 0.0001376 | 0.00013967 | 2020-06-24 08:00
4213 | HE 4210 | 0.00044929 | 0.31418 | 0.45288 | 0.54472 | 0.00014116 | 0.00020347 | 0.00024474 | 2020-06-24 09:00
4214 | HE 4211 | 0.0005544 | 0.3635 | 0.49647 | 0.42982 | 0.00020153 | 0.00027524 | 0.00023829 | 2020-06-24 10:00
4215 | HE 4212 | 0.00061629 | 0.44928 | 0.68769 | 0.47941 | 0.00027689 | 0.00042381 | 0.00029545 | 2020-06-24 11:00
4216 | HE 4213 | 0.0006198 | 0.45039 | 1.232 | 0.60124 | 0.00027915 | 0.00076358 | 0.00037264 | 2020-06-24 12:00
4217 | HE 4214 | 0.00059869 | 0.69689 | 1.2315 | 0.77562 | 0.00041722 | 0.00073725 | 0.00046435 | 2020-06-24 13:00
4218 | HE 4215 | 0.00055657 | 0.73361 | 1.3733 | 0.76641 | 0.00040831 | 0.00076434 | 0.00042656 | 2020-06-24 14:00
4219 | HE 4216 | 0.00045973 | 0.92542 | 1.1092 | 1.0699 | 0.00042544 | 0.00050992 | 0.00049185 | 2020-06-24 15:00
4220 | HE 4217 | 0.00033159 | 1.0016 | 0.81907 | 1.0955 | 0.00033212 | 0.00027159 | 0.00036327 | 2020-06-24 16:00
4221 | HE 4218 | 0.00017877 | 0.72955 | 0.5389 | 0.71947 | 0.00013042 | 9.634e-05 | 0.00012862 | 2020-06-24 17:00
4222 | HE 4219 | 4.8507e-05 | 0.57881 | 0.35974 | 0.46689 | 2.8076e-05 | 1.745e-05 | 2.2647e-05 | 2020-06-24 18:00
4223 | HE 4220 | 3.015e-08 | 0.42407 | 0.25921 | 0.47173 | 1.2786e-08 | 7.8152e-09 | 1.4223e-08 | 2020-06-24 19:00
4224 | HE 4221 | 0 | 0.34761 | 0.24638 | 0.30743 | 0 | 0 | 0 | 2020-06-24 20:00
4225 | HE 4222 | 0 | 0.3263 | 0.30346 | 0.35392 | 0 | 0 | 0 | 2020-06-24 21:00
4226 | HE 4223 | 0 | 0.28525 | 0.24769 | 0.38545 | 0 | 0 | 0 | 2020-06-24 22:00
4227 | HE 4224 | 0 | 0.2169 | 0.21663 | 0.42434 | 0 | 0 | 0 | 2020-06-24 23:00
4228 | HE 4225 | 0 | 0.19581 | 0.16248 | 0.25489 | 0 | 0 | 0 | 2020-06-25
4229 | HE 4226 | 0 | 0.17414 | 0.1539 | 0.18384 | 0 | 0 | 0 | 2020-06-25 01:00
4230 | HE 4227 | 0 | 0.16009 | 0.14722 | 0.16459 | 0 | 0 | 0 | 2020-06-25 02:00
4231 | HE 4228 | 0 | 0.15837 | 0.13561 | 0.16171 | 0 | 0 | 0 | 2020-06-25 03:00
4232 | HE 4229 | 0 | 0.15132 | 0.14321 | 0.14857 | 0 | 0 | 0 | 2020-06-25 04:00
4233 | HE 4230 | 0 | 0.15505 | 0.32926 | 0.17848 | 0 | 0 | 0 | 2020-06-25 05:00
4234 | HE 4231 | 4.3046e-05 | 0.3955 | 0.33237 | 0.30856 | 1.7025e-05 | 1.4307e-05 | 1.3282e-05 | 2020-06-25 06:00
4235 | HE 4232 | 0.00015774 | 0.40698 | 0.43462 | 0.26991 | 6.4199e-05 | 6.856e-05 | 4.2577e-05 | 2020-06-25 07:00
4236 | HE 4233 | 0.00030483 | 0.5188 | 0.42963 | 0.5018 | 0.00015814 | 0.00013096 | 0.00015296 | 2020-06-25 08:00
4237 | HE 4234 | 0.00044929 | 0.49524 | 0.42862 | 0.47573 | 0.00022251 | 0.00019257 | 0.00021374 | 2020-06-25 09:00
4238 | HE 4235 | 0.0005544 | 0.4667 | 0.47339 | 0.47517 | 0.00025874 | 0.00026245 | 0.00026343 | 2020-06-25 10:00
4239 | HE 4236 | 0.00061629 | 0.50645 | 0.58366 | 0.42947 | 0.00031212 | 0.0003597 | 0.00026467 | 2020-06-25 11:00
4240 | HE 4237 | 0.0006198 | 0.74532 | 1.2648 | 0.62424 | 0.00046195 | 0.00078395 | 0.0003869 | 2020-06-25 12:00
4241 | HE 4238 | 0.00059869 | 1.0892 | 1.1646 | 0.64407 | 0.00065207 | 0.00069721 | 0.00038559 | 2020-06-25 13:00
4242 | HE 4239 | 0.00055657 | 1.1111 | 1.1329 | 0.75443 | 0.00061841 | 0.00063054 | 0.00041989 | 2020-06-25 14:00
4243 | HE 4240 | 0.00045973 | 1.6433 | 1.0901 | 0.94521 | 0.00075546 | 0.00050117 | 0.00043454 | 2020-06-25 15:00
4244 | HE 4241 | 0.00033159 | 1.7258 | 0.81191 | 0.85967 | 0.00057226 | 0.00026922 | 0.00028505 | 2020-06-25 16:00
4245 | HE 4242 | 0.00017877 | 0.85275 | 0.5675 | 0.64401 | 0.00015245 | 0.00010145 | 0.00011513 | 2020-06-25 17:00
4246 | HE 4243 | 4.8507e-05 | 0.77649 | 0.30655 | 0.54517 | 3.7665e-05 | 1.487e-05 | 2.6444e-05 | 2020-06-25 18:00
4247 | HE 4244 | 3.015e-08 | 0.49168 | 0.24865 | 0.53054 | 1.4824e-08 | 7.4969e-09 | 1.5996e-08 | 2020-06-25 19:00
4248 | HE 4245 | 0 | 0.55396 | 0.2195 | 0.30946 | 0 | 0 | 0 | 2020-06-25 20:00
4249 | HE 4246 | 0 | 0.4725 | 0.25936 | 0.33628 | 0 | 0 | 0 | 2020-06-25 21:00
4250 | HE 4247 | 0 | 0.24749 | 0.29723 | 0.41429 | 0 | 0 | 0 | 2020-06-25 22:00
4251 | HE 4248 | 0 | 0.22659 | 0.17408 | 0.38719 | 0 | 0 | 0 | 2020-06-25 23:00
4252 | HE 4249 | 0 | 0.15005 | 0.14457 | 0.32494 | 0 | 0 | 0 | 2020-06-26
4253 | HE 4250 | 0 | 0.1347 | 0.15058 | 0.17096 | 0 | 0 | 0 | 2020-06-26 01:00
4254 | HE 4251 | 0 | 0.1505 | 0.14496 | 0.15547 | 0 | 0 | 0 | 2020-06-26 02:00
4255 | HE 4252 | 0 | 0.15344 | 0.12693 | 0.15048 | 0 | 0 | 0 | 2020-06-26 03:00
4256 | HE 4253 | 0 | 0.14968 | 0.14008 | 0.14231 | 0 | 0 | 0 | 2020-06-26 04:00
4257 | HE 4254 | 0 | 0.15088 | 0.29374 | 0.17489 | 0 | 0 | 0 | 2020-06-26 05:00
4258 | HE 4255 | 4.3046e-05 | 0.37054 | 0.2903 | 0.33435 | 1.595e-05 | 1.2496e-05 | 1.4393e-05 | 2020-06-26 06:00
4259 | HE 4256 | 0.00015774 | 0.40757 | 0.41224 | 0.32112 | 6.4292e-05 | 6.5028e-05 | 5.0655e-05 | 2020-06-26 07:00
4260 | HE 4257 | 0.00030483 | 0.53899 | 0.4625 | 0.35671 | 0.0001643 | 0.00014098 | 0.00010873 | 2020-06-26 08:00
4261 | HE 4258 | 0.00044929 | 0.49166 | 0.44404 | 0.37331 | 0.0002209 | 0.0001995 | 0.00016772 | 2020-06-26 09:00
4262 | HE 4259 | 0.0005544 | 0.40118 | 0.4149 | 0.38112 | 0.00022242 | 0.00023002 | 0.00021129 | 2020-06-26 10:00
4263 | HE 4260 | 0.00061629 | 0.55595 | 0.75515 | 0.34121 | 0.00034263 | 0.00046539 | 0.00021028 | 2020-06-26 11:00
4264 | HE 4261 | 0.0006198 | 0.63743 | 1.1547 | 0.56471 | 0.00039508 | 0.00071569 | 0.00035001 | 2020-06-26 12:00
4265 | HE 4262 | 0.00059869 | 0.94395 | 0.90902 | 0.68817 | 0.00056513 | 0.00054422 | 0.000412 | 2020-06-26 13:00
4266 | HE 4263 | 0.00055657 | 0.9811 | 0.97719 | 0.62696 | 0.00054605 | 0.00054388 | 0.00034895 | 2020-06-26 14:00
4267 | HE 4264 | 0.00045973 | 1.69 | 1.0296 | 0.95376 | 0.00077694 | 0.00047334 | 0.00043847 | 2020-06-26 15:00
4268 | HE 4265 | 0.00033159 | 1.8207 | 0.852 | 0.83166 | 0.00060372 | 0.00028251 | 0.00027577 | 2020-06-26 16:00
4269 | HE 4266 | 0.00017877 | 1.0378 | 0.47904 | 0.69182 | 0.00018552 | 8.5639e-05 | 0.00012368 | 2020-06-26 17:00
4270 | HE 4267 | 4.8507e-05 | 0.82736 | 0.35408 | 0.56162 | 4.0132e-05 | 1.7175e-05 | 2.7242e-05 | 2020-06-26 18:00
4271 | HE 4268 | 3.015e-08 | 0.51276 | 0.20966 | 0.48044 | 1.546e-08 | 6.3214e-09 | 1.4486e-08 | 2020-06-26 19:00
4272 | HE 4269 | 0 | 0.46689 | 0.20236 | 0.33519 | 0 | 0 | 0 | 2020-06-26 20:00
4273 | HE 4270 | 0 | 0.50458 | 0.21937 | 0.33538 | 0 | 0 | 0 | 2020-06-26 21:00
4274 | HE 4271 | 0 | 0.22597 | 0.21186 | 0.51064 | 0 | 0 | 0 | 2020-06-26 22:00
4275 | HE 4272 | 0 | 0.22132 | 0.15217 | 0.33021 | 0 | 0 | 0 | 2020-06-26 23:00
4276 | HE 4273 | 0 | 0.15642 | 0.13838 | 0.38956 | 0 | 0 | 0 | 2020-06-27
4277 | HE 4274 | 0 | 0.13343 | 0.13522 | 0.26176 | 0 | 0 | 0 | 2020-06-27 01:00
4278 | HE 4275 | 0 | 0.14895 | 0.13401 | 0.21537 | 0 | 0 | 0 | 2020-06-27 02:00
4279 | HE 4276 | 0 | 0.15104 | 0.12812 | 0.20524 | 0 | 0 | 0 | 2020-06-27 03:00
4280 | HE 4277 | 0 | 0.1475 | 0.13465 | 0.20773 | 0 | 0 | 0 | 2020-06-27 04:00
4281 | HE 4278 | 0 | 0.15333 | 0.31773 | 0.29432 | 0 | 0 | 0 | 2020-06-27 05:00
4282 | HE 4279 | 4.3046e-05 | 0.36333 | 0.28098 | 0.47448 | 1.564e-05 | 1.2095e-05 | 2.0425e-05 | 2020-06-27 06:00
4283 | HE 4280 | 0.00015774 | 0.44104 | 0.31149 | 0.50354 | 6.9572e-05 | 4.9136e-05 | 7.9431e-05 | 2020-06-27 07:00
4284 | HE 4281 | 0.00030483 | 0.52549 | 0.37284 | 0.43854 | 0.00016018 | 0.00011365 | 0.00013368 | 2020-06-27 08:00
4285 | HE 4282 | 0.00044929 | 0.48933 | 0.28654 | 0.47746 | 0.00021985 | 0.00012874 | 0.00021452 | 2020-06-27 09:00
4286 | HE 4283 | 0.0005544 | 0.51613 | 0.38683 | 0.29475 | 0.00028614 | 0.00021446 | 0.00016341 | 2020-06-27 10:00
4287 | HE 4284 | 0.00061629 | 0.64963 | 0.56128 | 0.38822 | 0.00040036 | 0.00034591 | 0.00023926 | 2020-06-27 11:00
4288 | HE 4285 | 0.0006198 | 1.0171 | 1.1663 | 0.39108 | 0.00063041 | 0.00072289 | 0.00024239 | 2020-06-27 12:00
4289 | HE 4286 | 0.00059869 | 1.6575 | 1.2474 | 0.53239 | 0.00099232 | 0.00074681 | 0.00031873 | 2020-06-27 13:00
4290 | HE 4287 | 0.00055657 | 2.3827 | 1.0882 | 0.32731 | 0.0013262 | 0.00060565 | 0.00018217 | 2020-06-27 14:00
4291 | HE 4288 | 0.00045973 | 3.7751 | 0.99716 | 0.69971 | 0.0017355 | 0.00045842 | 0.00032168 | 2020-06-27 15:00
4292 | HE 4289 | 0.00033159 | 4.2234 | 0.72174 | 0.77105 | 0.0014004 | 0.00023932 | 0.00025567 | 2020-06-27 16:00
4293 | HE 4290 | 0.00017877 | 2.0885 | 0.44782 | 0.56567 | 0.00037336 | 8.0058e-05 | 0.00010113 | 2020-06-27 17:00
4294 | HE 4291 | 4.8507e-05 | 1.3051 | 0.2898 | 0.4083 | 6.3307e-05 | 1.4057e-05 | 1.9805e-05 | 2020-06-27 18:00
4295 | HE 4292 | 3.015e-08 | 0.66831 | 0.23132 | 0.46235 | 2.015e-08 | 6.9745e-09 | 1.394e-08 | 2020-06-27 19:00
4296 | HE 4293 | 0 | 0.40068 | 0.21254 | 0.2503 | 0 | 0 | 0 | 2020-06-27 20:00
4297 | HE 4294 | 0 | 0.53717 | 0.22874 | 0.33095 | 0 | 0 | 0 | 2020-06-27 21:00
4298 | HE 4295 | 0 | 0.23455 | 0.19819 | 0.40141 | 0 | 0 | 0 | 2020-06-27 22:00
4299 | HE 4296 | 0 | 0.18604 | 0.15718 | 0.38085 | 0 | 0 | 0 | 2020-06-27 23:00
4300 | HE 4297 | 0 | 0.14793 | 0.14399 | 0.35468 | 0 | 0 | 0 | 2020-06-28
4301 | HE 4298 | 0 | 0.13056 | 0.14008 | 0.21731 | 0 | 0 | 0 | 2020-06-28 01:00
4302 | HE 4299 | 0 | 0.14686 | 0.12899 | 0.19664 | 0 | 0 | 0 | 2020-06-28 02:00
4303 | HE 4300 | 0 | 0.14687 | 0.11956 | 0.19651 | 0 | 0 | 0 | 2020-06-28 03:00
4304 | HE 4301 | 0 | 0.14627 | 0.13103 | 0.19782 | 0 | 0 | 0 | 2020-06-28 04:00
4305 | HE 4302 | 0 | 0.15457 | 0.33445 | 0.21818 | 0 | 0 | 0 | 2020-06-28 05:00
4306 | HE 4303 | 4.3046e-05 | 0.37491 | 0.33577 | 0.29797 | 1.6138e-05 | 1.4454e-05 | 1.2827e-05 | 2020-06-28 06:00
4307 | HE 4304 | 0.00015774 | 0.5067 | 0.35307 | 0.26416 | 7.993e-05 | 5.5695e-05 | 4.167e-05 | 2020-06-28 07:00
4308 | HE 4305 | 0.00030483 | 0.4898 | 0.43826 | 0.35792 | 0.0001493 | 0.00013359 | 0.0001091 | 2020-06-28 08:00
4309 | HE 4306 | 0.00044929 | 0.55962 | 0.42264 | 0.33193 | 0.00025143 | 0.00018989 | 0.00014913 | 2020-06-28 09:00
4310 | HE 4307 | 0.0005544 | 0.42246 | 0.64871 | 0.28364 | 0.00023421 | 0.00035964 | 0.00015725 | 2020-06-28 10:00
4311 | HE 4308 | 0.00061629 | 0.50057 | 1.1452 | 0.28759 | 0.00030849 | 0.00070578 | 0.00017724 | 2020-06-28 11:00
4312 | HE 4309 | 0.0006198 | 0.72305 | 1.5124 | 0.33659 | 0.00044815 | 0.00093736 | 0.00020862 | 2020-06-28 12:00
4313 | HE 4310 | 0.00059869 | 0.94029 | 1.4559 | 0.50076 | 0.00056294 | 0.00087162 | 0.0002998 | 2020-06-28 13:00
4314 | HE 4311 | 0.00055657 | 1.1141 | 1.9038 | 0.46418 | 0.00062006 | 0.0010596 | 0.00025835 | 2020-06-28 14:00
4315 | HE 4312 | 0.00045973 | 1.5127 | 1.8406 | 0.66815 | 0.00069542 | 0.00084619 | 0.00030717 | 2020-06-28 15:00
4316 | HE 4313 | 0.00033159 | 1.6335 | 1.2357 | 0.68418 | 0.00054165 | 0.00040974 | 0.00022686 | 2020-06-28 16:00
4317 | HE 4314 | 0.00017877 | 0.93902 | 0.77137 | 0.63671 | 0.00016787 | 0.0001379 | 0.00011383 | 2020-06-28 17:00
4318 | HE 4315 | 4.8507e-05 | 0.7187 | 0.55423 | 0.54336 | 3.4862e-05 | 2.6884e-05 | 2.6357e-05 | 2020-06-28 18:00
4319 | HE 4316 | 3.015e-08 | 0.58391 | 0.48311 | 0.49191 | 1.7605e-08 | 1.4566e-08 | 1.4831e-08 | 2020-06-28 19:00
4320 | HE 4317 | 0 | 0.5726 | 0.35438 | 0.3104 | 0 | 0 | 0 | 2020-06-28 20:00
4321 | HE 4318 | 0 | 0.47006 | 0.27771 | 0.36918 | 0 | 0 | 0 | 2020-06-28 21:00
4322 | HE 4319 | 0 | 0.24251 | 0.23314 | 0.36125 | 0 | 0 | 0 | 2020-06-28 22:00
4323 | HE 4320 | 0 | 0.20955 | 0.17373 | 0.35395 | 0 | 0 | 0 | 2020-06-28 23:00
4324 | HE 4321 | 0 | 0.14562 | 0.15124 | 0.32942 | 0 | 0 | 0 | 2020-06-29
4325 | HE 4322 | 0 | 0.11907 | 0.15151 | 0.19601 | 0 | 0 | 0 | 2020-06-29 01:00
4326 | HE 4323 | 0 | 0.11488 | 0.15313 | 0.16093 | 0 | 0 | 0 | 2020-06-29 02:00
4327 | HE 4324 | 0 | 0.12724 | 0.14675 | 0.15609 | 0 | 0 | 0 | 2020-06-29 03:00
4328 | HE 4325 | 0 | 0.11237 | 0.15712 | 0.14718 | 0 | 0 | 0 | 2020-06-29 04:00
4329 | HE 4326 | 0 | 0.12736 | 0.36826 | 0.16881 | 0 | 0 | 0 | 2020-06-29 05:00
4330 | HE 4327 | 4.3046e-05 | 0.34322 | 0.30123 | 0.29499 | 1.4774e-05 | 1.2967e-05 | 1.2698e-05 | 2020-06-29 06:00
4331 | HE 4328 | 0.00015774 | 0.34381 | 0.33187 | 0.27563 | 5.4234e-05 | 5.2351e-05 | 4.3479e-05 | 2020-06-29 07:00
4332 | HE 4329 | 0.00030483 | 0.38295 | 0.43305 | 0.26812 | 0.00011673 | 0.00013201 | 8.173e-05 | 2020-06-29 08:00
4333 | HE 4330 | 0.00044929 | 0.43808 | 0.39374 | 0.34949 | 0.00019682 | 0.00017691 | 0.00015702 | 2020-06-29 09:00
4334 | HE 4331 | 0.0005544 | 0.35506 | 0.55619 | 0.28281 | 0.00019684 | 0.00030835 | 0.00015679 | 2020-06-29 10:00
4335 | HE 4332 | 0.00061629 | 0.51419 | 0.93199 | 0.36254 | 0.00031689 | 0.00057438 | 0.00022343 | 2020-06-29 11:00
4336 | HE 4333 | 0.0006198 | 0.60516 | 1.4212 | 0.36596 | 0.00037508 | 0.00088087 | 0.00022682 | 2020-06-29 12:00
4337 | HE 4334 | 0.00059869 | 0.65112 | 1.7491 | 0.50284 | 0.00038981 | 0.0010472 | 0.00030104 | 2020-06-29 13:00
4338 | HE 4335 | 0.00055657 | 0.93318 | 1.7119 | 0.72393 | 0.00051938 | 0.00095281 | 0.00040292 | 2020-06-29 14:00
4339 | HE 4336 | 0.00045973 | 1.2926 | 1.7313 | 0.90895 | 0.00059424 | 0.00079592 | 0.00041787 | 2020-06-29 15:00
4340 | HE 4337 | 0.00033159 | 1.4339 | 1.6572 | 1.019 | 0.00047545 | 0.00054949 | 0.00033788 | 2020-06-29 16:00
4341 | HE 4338 | 0.00017877 | 0.82811 | 0.74822 | 0.65363 | 0.00014804 | 0.00013376 | 0.00011685 | 2020-06-29 17:00
4342 | HE 4339 | 4.8507e-05 | 0.6116 | 0.53672 | 0.48905 | 2.9666e-05 | 2.6035e-05 | 2.3722e-05 | 2020-06-29 18:00
4343 | HE 4340 | 3.015e-08 | 0.452 | 0.39247 | 0.4655 | 1.3628e-08 | 1.1833e-08 | 1.4035e-08 | 2020-06-29 19:00
4344 | HE 4341 | 0 | 0.41458 | 0.32916 | 0.30442 | 0 | 0 | 0 | 2020-06-29 20:00
4345 | HE 4342 | 0 | 0.36147 | 0.22592 | 0.32198 | 0 | 0 | 0 | 2020-06-29 21:00
4346 | HE 4343 | 0 | 0.26347 | 0.24322 | 0.3787 | 0 | 0 | 0 | 2020-06-29 22:00
4347 | HE 4344 | 0 | 0.30084 | 0.1881 | 0.35944 | 0 | 0 | 0 | 2020-06-29 23:00
4348 | HE 4345 | 0 | 0.2553 | 0.15419 | 0.24711 | 0 | 0 | 0 | 2020-06-30
4349 | HE 4346 | 0 | 0.14499 | 0.13758 | 0.18759 | 0 | 0 | 0 | 2020-06-30 01:00
4350 | HE 4347 | 0 | 0.15649 | 0.14864 | 0.16745 | 0 | 0 | 0 | 2020-06-30 02:00
4351 | HE 4348 | 0 | 0.15749 | 0.14616 | 0.15054 | 0 | 0 | 0 | 2020-06-30 03:00
4352 | HE 4349 | 0 | 0.14967 | 0.1631 | 0.1384 | 0 | 0 | 0 | 2020-06-30 04:00
4353 | HE 4350 | 0 | 0.17831 | 0.44028 | 0.18652 | 0 | 0 | 0 | 2020-06-30 05:00
4354 | HE 4351 | 4.3046e-05 | 0.35566 | 0.43781 | 0.27404 | 1.531e-05 | 1.8846e-05 | 1.1796e-05 | 2020-06-30 06:00
4355 | HE 4352 | 0.00015774 | 0.32219 | 0.5347 | 0.23739 | 5.0824e-05 | 8.4346e-05 | 3.7446e-05 | 2020-06-30 07:00
4356 | HE 4353 | 0.00030483 | 0.33542 | 0.62329 | 0.30922 | 0.00010225 | 0.00019 | 9.4258e-05 | 2020-06-30 08:00
4357 | HE 4354 | 0.00044929 | 0.33484 | 0.58884 | 0.34077 | 0.00015044 | 0.00026456 | 0.0001531 | 2020-06-30 09:00
4358 | HE 4355 | 0.0005544 | 0.35805 | 0.66969 | 0.27944 | 0.0001985 | 0.00037128 | 0.00015492 | 2020-06-30 10:00
4359 | HE 4356 | 0.00061629 | 0.52986 | 0.8353 | 0.46204 | 0.00032654 | 0.00051478 | 0.00028475 | 2020-06-30 11:00
4360 | HE 4357 | 0.0006198 | 0.66354 | 1.2786 | 0.53742 | 0.00041126 | 0.00079245 | 0.00033309 | 2020-06-30 12:00
4361 | HE 4358 | 0.00059869 | 0.70564 | 1.3363 | 0.58197 | 0.00042246 | 0.00080004 | 0.00034842 | 2020-06-30 13:00
4362 | HE 4359 | 0.00055657 | 0.77815 | 1.5572 | 0.78029 | 0.0004331 | 0.00086667 | 0.00043429 | 2020-06-30 14:00
4363 | HE 4360 | 0.00045973 | 1.1319 | 1.6912 | 1.1502 | 0.00052037 | 0.00077749 | 0.0005288 | 2020-06-30 15:00
4364 | HE 4361 | 0.00033159 | 1.3932 | 1.104 | 1.1052 | 0.00046195 | 0.00036607 | 0.00036647 | 2020-06-30 16:00
4365 | HE 4362 | 0.00017877 | 0.86181 | 0.55587 | 0.68726 | 0.00015407 | 9.9375e-05 | 0.00012286 | 2020-06-30 17:00
4366 | HE 4363 | 4.8507e-05 | 0.61005 | 0.38635 | 0.45779 | 2.9592e-05 | 1.874e-05 | 2.2206e-05 | 2020-06-30 18:00
4367 | HE 4364 | 3.015e-08 | 0.49743 | 0.36888 | 0.47987 | 1.4998e-08 | 1.1122e-08 | 1.4468e-08 | 2020-06-30 19:00
4368 | HE 4365 | 0 | 0.43669 | 0.30193 | 0.28394 | 0 | 0 | 0 | 2020-06-30 20:00
4369 | HE 4366 | 0 | 0.32752 | 0.23736 | 0.2657 | 0 | 0 | 0 | 2020-06-30 21:00
4370 | HE 4367 | 0 | 0.3105 | 0.30121 | 0.32772 | 0 | 0 | 0 | 2020-06-30 22:00
4371 | HE 4368 | 0 | 0.25311 | 0.1541 | 0.28232 | 0 | 0 | 0 | 2020-06-30 23:00
4372 | HE 4369 | 0 | 0.25152 | 0.14107 | 0.16524 | 0 | 0 | 0 | 2020-07-01
4373 | HE 4370 | 0 | 0.16139 | 0.15246 | 0.12357 | 0 | 0 | 0 | 2020-07-01 01:00
4374 | HE 4371 | 0 | 0.15632 | 0.12965 | 0.13437 | 0 | 0 | 0 | 2020-07-01 02:00
4375 | HE 4372 | 0 | 0.14606 | 0.12787 | 0.11406 | 0 | 0 | 0 | 2020-07-01 03:00
4376 | HE 4373 | 0 | 0.15019 | 0.13191 | 0.11749 | 0 | 0 | 0 | 2020-07-01 04:00
4377 | HE 4374 | 0 | 0.17256 | 0.31831 | 0.13446 | 0 | 0 | 0 | 2020-07-01 05:00
4378 | HE 4375 | 3.3831e-05 | 0.27805 | 0.30146 | 0.26779 | 9.4068e-06 | 1.0199e-05 | 9.0598e-06 | 2020-07-01 06:00
4379 | HE 4376 | 0.00014944 | 0.29881 | 0.349 | 0.24106 | 4.4655e-05 | 5.2156e-05 | 3.6024e-05 | 2020-07-01 07:00
4380 | HE 4377 | 0.00029788 | 0.30423 | 0.39582 | 0.28083 | 9.0624e-05 | 0.00011791 | 8.3653e-05 | 2020-07-01 08:00
4381 | HE 4378 | 0.00044622 | 0.28715 | 0.32207 | 0.2455 | 0.00012813 | 0.00014371 | 0.00010955 | 2020-07-01 09:00
4382 | HE 4379 | 0.00056034 | 0.43482 | 0.36071 | 0.27399 | 0.00024365 | 0.00020212 | 0.00015353 | 2020-07-01 10:00
4383 | HE 4380 | 0.00063234 | 0.38743 | 0.49218 | 0.57491 | 0.00024499 | 0.00031123 | 0.00036354 | 2020-07-01 11:00
4384 | HE 4381 | 0.00064409 | 0.49786 | 0.80285 | 0.85048 | 0.00032066 | 0.00051711 | 0.00054778 | 2020-07-01 12:00
4385 | HE 4382 | 0.00061522 | 0.93611 | 1.0307 | 1.1649 | 0.00057591 | 0.00063409 | 0.00071667 | 2020-07-01 13:00
4386 | HE 4383 | 0.00055927 | 1.0976 | 1.0277 | 1.4367 | 0.00061388 | 0.00057476 | 0.0008035 | 2020-07-01 14:00
4387 | HE 4384 | 0.00046399 | 2.1099 | 1.0024 | 2.0943 | 0.00097899 | 0.00046511 | 0.00097174 | 2020-07-01 15:00
4388 | HE 4385 | 0.000339 | 2.5854 | 0.68091 | 2.4142 | 0.00087646 | 0.00023083 | 0.00081843 | 2020-07-01 16:00
4389 | HE 4386 | 0.00018911 | 2.0926 | 0.56798 | 1.0964 | 0.00039572 | 0.00010741 | 0.00020733 | 2020-07-01 17:00
4390 | HE 4387 | 5.4454e-05 | 0.96632 | 0.25109 | 0.63186 | 5.262e-05 | 1.3673e-05 | 3.4407e-05 | 2020-07-01 18:00
4391 | HE 4388 | 2.6637e-08 | 0.7198 | 0.18775 | 0.54088 | 1.9173e-08 | 5.001e-09 | 1.4407e-08 | 2020-07-01 19:00
4392 | HE 4389 | 0 | 0.44345 | 0.25787 | 0.28946 | 0 | 0 | 0 | 2020-07-01 20:00
4393 | HE 4390 | 0 | 0.45216 | 0.2812 | 0.23483 | 0 | 0 | 0 | 2020-07-01 21:00
4394 | HE 4391 | 0 | 0.29136 | 0.28755 | 0.29237 | 0 | 0 | 0 | 2020-07-01 22:00
4395 | HE 4392 | 0 | 0.1865 | 0.20007 | 0.23477 | 0 | 0 | 0 | 2020-07-01 23:00
4396 | HE 4393 | 0 | 0.17877 | 0.17785 | 0.15895 | 0 | 0 | 0 | 2020-07-02
4397 | HE 4394 | 0 | 0.13622 | 0.18319 | 0.12849 | 0 | 0 | 0 | 2020-07-02 01:00
4398 | HE 4395 | 0 | 0.14628 | 0.16442 | 0.12326 | 0 | 0 | 0 | 2020-07-02 02:00
4399 | HE 4396 | 0 | 0.13289 | 0.15939 | 0.11443 | 0 | 0 | 0 | 2020-07-02 03:00
4400 | HE 4397 | 0 | 0.13975 | 0.16185 | 0.1182 | 0 | 0 | 0 | 2020-07-02 04:00
4401 | HE 4398 | 0 | 0.15616 | 0.36402 | 0.18477 | 0 | 0 | 0 | 2020-07-02 05:00
4402 | HE 4399 | 3.3831e-05 | 0.29743 | 0.34789 | 0.24083 | 1.0062e-05 | 1.1769e-05 | 8.1477e-06 | 2020-07-02 06:00
4403 | HE 4400 | 0.00014944 | 0.34638 | 0.37488 | 0.23006 | 5.1764e-05 | 5.6022e-05 | 3.4381e-05 | 2020-07-02 07:00
4404 | HE 4401 | 0.00029788 | 0.39732 | 0.46154 | 0.24858 | 0.00011835 | 0.00013748 | 7.4048e-05 | 2020-07-02 08:00
4405 | HE 4402 | 0.00044622 | 0.41625 | 0.24048 | 0.23625 | 0.00018574 | 0.00010731 | 0.00010542 | 2020-07-02 09:00
4406 | HE 4403 | 0.00056034 | 0.53813 | 0.35307 | 0.37901 | 0.00030153 | 0.00019784 | 0.00021237 | 2020-07-02 10:00
4407 | HE 4404 | 0.00063234 | 0.58258 | 0.44021 | 0.62232 | 0.00036839 | 0.00027836 | 0.00039352 | 2020-07-02 11:00
4408 | HE 4405 | 0.00064409 | 0.7095 | 0.65058 | 0.84056 | 0.00045698 | 0.00041903 | 0.00054139 | 2020-07-02 12:00
4409 | HE 4406 | 0.00061522 | 1.3265 | 1.1317 | 1.1167 | 0.00081608 | 0.00069625 | 0.00068704 | 2020-07-02 13:00
4410 | HE 4407 | 0.00055927 | 2.8984 | 1.1614 | 1.1964 | 0.001621 | 0.00064952 | 0.00066912 | 2020-07-02 14:00
4411 | HE 4408 | 0.00046399 | 4.5134 | 1.4245 | 1.7494 | 0.0020942 | 0.00066095 | 0.00081172 | 2020-07-02 15:00
4412 | HE 4409 | 0.000339 | 5.4775 | 1.1069 | 2.4331 | 0.0018569 | 0.00037523 | 0.00082482 | 2020-07-02 16:00
4413 | HE 4410 | 0.00018911 | 2.9479 | 0.5107 | 1.1229 | 0.00055747 | 9.6576e-05 | 0.00021235 | 2020-07-02 17:00
4414 | HE 4411 | 5.4454e-05 | 0.97795 | 0.28436 | 0.74062 | 5.3254e-05 | 1.5484e-05 | 4.033e-05 | 2020-07-02 18:00
4415 | HE 4412 | 2.6637e-08 | 0.60435 | 0.26011 | 0.66143 | 1.6098e-08 | 6.9284e-09 | 1.7618e-08 | 2020-07-02 19:00
4416 | HE 4413 | 0 | 0.46013 | 0.19734 | 0.43076 | 0 | 0 | 0 | 2020-07-02 20:00
4417 | HE 4414 | 0 | 0.37506 | 0.26666 | 0.37775 | 0 | 0 | 0 | 2020-07-02 21:00
4418 | HE 4415 | 0 | 0.22556 | 0.23199 | 0.40807 | 0 | 0 | 0 | 2020-07-02 22:00
4419 | HE 4416 | 0 | 0.18083 | 0.1414 | 0.31861 | 0 | 0 | 0 | 2020-07-02 23:00
4420 | HE 4417 | 0 | 0.14443 | 0.11397 | 0.16395 | 0 | 0 | 0 | 2020-07-03
4421 | HE 4418 | 0 | 0.1385 | 0.1333 | 0.13316 | 0 | 0 | 0 | 2020-07-03 01:00
4422 | HE 4419 | 0 | 0.14762 | 0.12217 | 0.12528 | 0 | 0 | 0 | 2020-07-03 02:00
4423 | HE 4420 | 0 | 0.13283 | 0.12023 | 0.11334 | 0 | 0 | 0 | 2020-07-03 03:00
4424 | HE 4421 | 0 | 0.13592 | 0.12336 | 0.11072 | 0 | 0 | 0 | 2020-07-03 04:00
4425 | HE 4422 | 0 | 0.15821 | 0.33076 | 0.1122 | 0 | 0 | 0 | 2020-07-03 05:00
4426 | HE 4423 | 3.3831e-05 | 0.2385 | 0.34254 | 0.29299 | 8.0687e-06 | 1.1588e-05 | 9.9122e-06 | 2020-07-03 06:00
4427 | HE 4424 | 0.00014944 | 0.23602 | 0.34705 | 0.13053 | 3.5271e-05 | 5.1864e-05 | 1.9506e-05 | 2020-07-03 07:00
4428 | HE 4425 | 0.00029788 | 0.23517 | 0.42067 | 0.1711 | 7.0052e-05 | 0.00012531 | 5.0968e-05 | 2020-07-03 08:00
4429 | HE 4426 | 0.00044622 | 0.23279 | 0.31771 | 0.23677 | 0.00010388 | 0.00014177 | 0.00010565 | 2020-07-03 09:00
4430 | HE 4427 | 0.00056034 | 0.41805 | 0.37303 | 0.35804 | 0.00023425 | 0.00020902 | 0.00020063 | 2020-07-03 10:00
4431 | HE 4428 | 0.00063234 | 0.67563 | 0.55542 | 0.64309 | 0.00042723 | 0.00035121 | 0.00040665 | 2020-07-03 11:00
4432 | HE 4429 | 0.00064409 | 0.85572 | 0.94494 | 0.86127 | 0.00055116 | 0.00060862 | 0.00055473 | 2020-07-03 12:00
4433 | HE 4430 | 0.00061522 | 1.1029 | 1.0344 | 1.0147 | 0.0006785 | 0.00063639 | 0.00062429 | 2020-07-03 13:00
4434 | HE 4431 | 0.00055927 | 2.5362 | 1.2834 | 1.3023 | 0.0014184 | 0.00071775 | 0.00072834 | 2020-07-03 14:00
4435 | HE 4432 | 0.00046399 | 4.2947 | 1.4512 | 1.9929 | 0.0019927 | 0.00067334 | 0.00092469 | 2020-07-03 15:00
4436 | HE 4433 | 0.000339 | 5.8989 | 0.77663 | 2.5556 | 0.0019997 | 0.00026328 | 0.00086634 | 2020-07-03 16:00
4437 | HE 4434 | 0.00018911 | 2.2991 | 0.41715 | 1.2898 | 0.00043477 | 7.8887e-05 | 0.00024391 | 2020-07-03 17:00
4438 | HE 4435 | 5.4454e-05 | 0.89841 | 0.32019 | 0.76225 | 4.8922e-05 | 1.7436e-05 | 4.1508e-05 | 2020-07-03 18:00
4439 | HE 4436 | 2.6637e-08 | 0.72375 | 0.24672 | 0.59931 | 1.9278e-08 | 6.5719e-09 | 1.5964e-08 | 2020-07-03 19:00
4440 | HE 4437 | 0 | 0.50829 | 0.23332 | 0.45247 | 0 | 0 | 0 | 2020-07-03 20:00
4441 | HE 4438 | 0 | 0.37493 | 0.23868 | 0.37374 | 0 | 0 | 0 | 2020-07-03 21:00
4442 | HE 4439 | 0 | 0.21605 | 0.19962 | 0.42027 | 0 | 0 | 0 | 2020-07-03 22:00
4443 | HE 4440 | 0 | 0.18031 | 0.15254 | 0.33904 | 0 | 0 | 0 | 2020-07-03 23:00
4444 | HE 4441 | 0 | 0.16044 | 0.11965 | 0.16364 | 0 | 0 | 0 | 2020-07-04
4445 | HE 4442 | 0 | 0.13448 | 0.14127 | 0.18532 | 0 | 0 | 0 | 2020-07-04 01:00
4446 | HE 4443 | 0 | 0.14149 | 0.12814 | 0.14977 | 0 | 0 | 0 | 2020-07-04 02:00
4447 | HE 4444 | 0 | 0.13213 | 0.12773 | 0.14102 | 0 | 0 | 0 | 2020-07-04 03:00
4448 | HE 4445 | 0 | 0.13741 | 0.1385 | 0.14719 | 0 | 0 | 0 | 2020-07-04 04:00
4449 | HE 4446 | 0 | 0.15244 | 0.31131 | 0.19913 | 0 | 0 | 0 | 2020-07-04 05:00
4450 | HE 4447 | 3.3831e-05 | 0.23832 | 0.36509 | 0.32666 | 8.0627e-06 | 1.2351e-05 | 1.1051e-05 | 2020-07-04 06:00
4451 | HE 4448 | 0.00014944 | 0.25286 | 0.37946 | 0.28906 | 3.7788e-05 | 5.6707e-05 | 4.3197e-05 | 2020-07-04 07:00
4452 | HE 4449 | 0.00029788 | 0.26704 | 0.42049 | 0.31235 | 7.9545e-05 | 0.00012526 | 9.3043e-05 | 2020-07-04 08:00
4453 | HE 4450 | 0.00044622 | 0.23197 | 0.25995 | 0.26705 | 0.00010351 | 0.000116 | 0.00011916 | 2020-07-04 09:00
4454 | HE 4451 | 0.00056034 | 0.32612 | 0.39549 | 0.42621 | 0.00018274 | 0.00022161 | 0.00023882 | 2020-07-04 10:00
4455 | HE 4452 | 0.00063234 | 0.5764 | 0.63673 | 0.63879 | 0.00036448 | 0.00040263 | 0.00040393 | 2020-07-04 11:00
4456 | HE 4453 | 0.00064409 | 0.87256 | 0.70349 | 1.1004 | 0.000562 | 0.00045311 | 0.00070875 | 2020-07-04 12:00
4457 | HE 4454 | 0.00061522 | 1.0264 | 0.8903 | 1.7708 | 0.00063146 | 0.00054773 | 0.0010894 | 2020-07-04 13:00
4458 | HE 4455 | 0.00055927 | 1.5328 | 1.1808 | 1.4529 | 0.00085724 | 0.00066038 | 0.00081259 | 2020-07-04 14:00
4459 | HE 4456 | 0.00046399 | 1.2556 | 1.3881 | 1.9835 | 0.00058257 | 0.00064407 | 0.00092031 | 2020-07-04 15:00
4460 | HE 4457 | 0.000339 | 1.1741 | 1.0261 | 1.8478 | 0.00039803 | 0.00034785 | 0.00062641 | 2020-07-04 16:00
4461 | HE 4458 | 0.00018911 | 0.70957 | 0.51022 | 1.3687 | 0.00013418 | 9.6487e-05 | 0.00025884 | 2020-07-04 17:00
4462 | HE 4459 | 5.4454e-05 | 0.63203 | 0.40658 | 0.84492 | 3.4417e-05 | 2.214e-05 | 4.6009e-05 | 2020-07-04 18:00
4463 | HE 4460 | 2.6637e-08 | 0.46513 | 0.28325 | 0.62908 | 1.2389e-08 | 7.5448e-09 | 1.6757e-08 | 2020-07-04 19:00
4464 | HE 4461 | 0 | 0.36551 | 0.20909 | 0.41697 | 0 | 0 | 0 | 2020-07-04 20:00
4465 | HE 4462 | 0 | 0.321 | 0.2647 | 0.40984 | 0 | 0 | 0 | 2020-07-04 21:00
4466 | HE 4463 | 0 | 0.22938 | 0.19358 | 0.43127 | 0 | 0 | 0 | 2020-07-04 22:00
4467 | HE 4464 | 0 | 0.21864 | 0.13399 | 0.3542 | 0 | 0 | 0 | 2020-07-04 23:00
4468 | HE 4465 | 0 | 0.19909 | 0.10552 | 0.16578 | 0 | 0 | 0 | 2020-07-05
4469 | HE 4466 | 0 | 0.15322 | 0.13544 | 0.12932 | 0 | 0 | 0 | 2020-07-05 01:00
4470 | HE 4467 | 0 | 0.16226 | 0.12601 | 0.15297 | 0 | 0 | 0 | 2020-07-05 02:00
4471 | HE 4468 | 0 | 0.14615 | 0.11906 | 0.1355 | 0 | 0 | 0 | 2020-07-05 03:00
4472 | HE 4469 | 0 | 0.15217 | 0.12631 | 0.13851 | 0 | 0 | 0 | 2020-07-05 04:00
4473 | HE 4470 | 0 | 0.17331 | 0.30083 | 0.18657 | 0 | 0 | 0 | 2020-07-05 05:00
4474 | HE 4471 | 3.3831e-05 | 0.29218 | 0.32269 | 0.30786 | 9.8848e-06 | 1.0917e-05 | 1.0415e-05 | 2020-07-05 06:00
4475 | HE 4472 | 0.00014944 | 0.28201 | 0.37049 | 0.27984 | 4.2145e-05 | 5.5367e-05 | 4.1819e-05 | 2020-07-05 07:00
4476 | HE 4473 | 0.00029788 | 0.33649 | 0.42024 | 0.30592 | 0.00010023 | 0.00012518 | 9.1127e-05 | 2020-07-05 08:00
4477 | HE 4474 | 0.00044622 | 0.40802 | 0.31911 | 0.27028 | 0.00018207 | 0.00014239 | 0.00012061 | 2020-07-05 09:00
4478 | HE 4475 | 0.00056034 | 0.5029 | 0.42123 | 0.39001 | 0.00028179 | 0.00023603 | 0.00021854 | 2020-07-05 10:00
4479 | HE 4476 | 0.00063234 | 0.50035 | 0.56892 | 0.58419 | 0.00031639 | 0.00035975 | 0.00036941 | 2020-07-05 11:00
4480 | HE 4477 | 0.00064409 | 0.65294 | 0.82332 | 0.67685 | 0.00042055 | 0.00053029 | 0.00043595 | 2020-07-05 12:00
4481 | HE 4478 | 0.00061522 | 0.98606 | 1.0553 | 1.1755 | 0.00060664 | 0.00064926 | 0.00072319 | 2020-07-05 13:00
4482 | HE 4479 | 0.00055927 | 1.2223 | 1.6631 | 1.4538 | 0.0006836 | 0.00093014 | 0.00081306 | 2020-07-05 14:00
4483 | HE 4480 | 0.00046399 | 1.6283 | 1.6159 | 2.2179 | 0.00075552 | 0.00074976 | 0.0010291 | 2020-07-05 15:00
4484 | HE 4481 | 0.000339 | 1.8213 | 1.0413 | 2.4404 | 0.00061744 | 0.000353 | 0.00082729 | 2020-07-05 16:00
4485 | HE 4482 | 0.00018911 | 1.0093 | 0.47226 | 1.6995 | 0.00019086 | 8.9307e-05 | 0.00032138 | 2020-07-05 17:00
4486 | HE 4483 | 5.4454e-05 | 0.85815 | 0.34894 | 0.89003 | 4.673e-05 | 1.9001e-05 | 4.8466e-05 | 2020-07-05 18:00
4487 | HE 4484 | 2.6637e-08 | 0.665 | 0.39082 | 0.65782 | 1.7713e-08 | 1.041e-08 | 1.7522e-08 | 2020-07-05 19:00
4488 | HE 4485 | 0 | 0.58744 | 0.325 | 0.43637 | 0 | 0 | 0 | 2020-07-05 20:00
4489 | HE 4486 | 0 | 0.42919 | 0.24408 | 0.38062 | 0 | 0 | 0 | 2020-07-05 21:00
4490 | HE 4487 | 0 | 0.30316 | 0.22301 | 0.42912 | 0 | 0 | 0 | 2020-07-05 22:00
4491 | HE 4488 | 0 | 0.17716 | 0.13126 | 0.32065 | 0 | 0 | 0 | 2020-07-05 23:00
4492 | HE 4489 | 0 | 0.13814 | 0.10352 | 0.19205 | 0 | 0 | 0 | 2020-07-06
4493 | HE 4490 | 0 | 0.12188 | 0.12463 | 0.12521 | 0 | 0 | 0 | 2020-07-06 01:00
4494 | HE 4491 | 0 | 0.13292 | 0.11758 | 0.18213 | 0 | 0 | 0 | 2020-07-06 02:00
4495 | HE 4492 | 0 | 0.12723 | 0.11739 | 0.15502 | 0 | 0 | 0 | 2020-07-06 03:00
4496 | HE 4493 | 0 | 0.13506 | 0.12958 | 0.16486 | 0 | 0 | 0 | 2020-07-06 04:00
4497 | HE 4494 | 0 | 0.14408 | 0.24497 | 0.23009 | 0 | 0 | 0 | 2020-07-06 05:00
4498 | HE 4495 | 3.3831e-05 | 0.30016 | 0.30051 | 0.27414 | 1.0155e-05 | 1.0166e-05 | 9.2743e-06 | 2020-07-06 06:00
4499 | HE 4496 | 0.00014944 | 0.31758 | 0.31932 | 0.24854 | 4.7459e-05 | 4.772e-05 | 3.7142e-05 | 2020-07-06 07:00
4500 | HE 4497 | 0.00029788 | 0.42684 | 0.36953 | 0.30955 | 0.00012715 | 0.00011008 | 9.2209e-05 | 2020-07-06 08:00
4501 | HE 4498 | 0.00044622 | 0.48328 | 0.33472 | 0.24106 | 0.00021565 | 0.00014936 | 0.00010757 | 2020-07-06 09:00
4502 | HE 4499 | 0.00056034 | 0.4318 | 0.57688 | 0.33739 | 0.00024195 | 0.00032325 | 0.00018905 | 2020-07-06 10:00
4503 | HE 4500 | 0.00063234 | 0.67925 | 0.70005 | 0.60982 | 0.00042952 | 0.00044267 | 0.00038561 | 2020-07-06 11:00
4504 | HE 4501 | 0.00064409 | 0.76691 | 1.1093 | 0.65894 | 0.00049396 | 0.0007145 | 0.00042441 | 2020-07-06 12:00
4505 | HE 4502 | 0.00061522 | 1.1077 | 1.3252 | 0.93773 | 0.00068146 | 0.0008153 | 0.00057691 | 2020-07-06 13:00
4506 | HE 4503 | 0.00055927 | 1.463 | 2.1548 | 1.053 | 0.00081821 | 0.0012051 | 0.00058892 | 2020-07-06 14:00
4507 | HE 4504 | 0.00046399 | 1.8691 | 2.4053 | 1.425 | 0.00086727 | 0.001116 | 0.0006612 | 2020-07-06 15:00
4508 | HE 4505 | 0.000339 | 1.7992 | 1.5531 | 1.773 | 0.00060993 | 0.00052649 | 0.00060104 | 2020-07-06 16:00
4509 | HE 4506 | 0.00018911 | 1.0536 | 0.59121 | 1.0832 | 0.00019924 | 0.0001118 | 0.00020484 | 2020-07-06 17:00
4510 | HE 4507 | 5.4454e-05 | 0.93699 | 0.43544 | 0.71134 | 5.1023e-05 | 2.3711e-05 | 3.8735e-05 | 2020-07-06 18:00
4511 | HE 4508 | 2.6637e-08 | 0.60934 | 0.36723 | 0.50477 | 1.6231e-08 | 9.782e-09 | 1.3446e-08 | 2020-07-06 19:00
4512 | HE 4509 | 0 | 0.53589 | 0.34597 | 0.40204 | 0 | 0 | 0 | 2020-07-06 20:00
4513 | HE 4510 | 0 | 0.52981 | 0.21556 | 0.33427 | 0 | 0 | 0 | 2020-07-06 21:00
4514 | HE 4511 | 0 | 0.31341 | 0.22979 | 0.44499 | 0 | 0 | 0 | 2020-07-06 22:00
4515 | HE 4512 | 0 | 0.19353 | 0.15498 | 0.32002 | 0 | 0 | 0 | 2020-07-06 23:00
4516 | HE 4513 | 0 | 0.19023 | 0.11039 | 0.16067 | 0 | 0 | 0 | 2020-07-07
4517 | HE 4514 | 0 | 0.13297 | 0.12938 | 0.13624 | 0 | 0 | 0 | 2020-07-07 01:00
4518 | HE 4515 | 0 | 0.14173 | 0.1174 | 0.12013 | 0 | 0 | 0 | 2020-07-07 02:00
4519 | HE 4516 | 0 | 0.13306 | 0.1192 | 0.10154 | 0 | 0 | 0 | 2020-07-07 03:00
4520 | HE 4517 | 0 | 0.13765 | 0.1293 | 0.10296 | 0 | 0 | 0 | 2020-07-07 04:00
4521 | HE 4518 | 0 | 0.1455 | 0.24011 | 0.2463 | 0 | 0 | 0 | 2020-07-07 05:00
4522 | HE 4519 | 3.3831e-05 | 0.26022 | 0.23253 | 0.2901 | 8.8036e-06 | 7.8669e-06 | 9.8143e-06 | 2020-07-07 06:00
4523 | HE 4520 | 0.00014944 | 0.27104 | 0.29864 | 0.26115 | 4.0505e-05 | 4.463e-05 | 3.9027e-05 | 2020-07-07 07:00
4524 | HE 4521 | 0.00029788 | 0.29066 | 0.31703 | 0.2752 | 8.6582e-05 | 9.4437e-05 | 8.1977e-05 | 2020-07-07 08:00
4525 | HE 4522 | 0.00044622 | 0.34936 | 0.35772 | 0.24128 | 0.00015589 | 0.00015962 | 0.00010767 | 2020-07-07 09:00
4526 | HE 4523 | 0.00056034 | 0.48789 | 0.56214 | 0.32519 | 0.00027338 | 0.00031499 | 0.00018221 | 2020-07-07 10:00
4527 | HE 4524 | 0.00063234 | 0.50356 | 0.94578 | 0.51487 | 0.00031842 | 0.00059805 | 0.00032557 | 2020-07-07 11:00
4528 | HE 4525 | 0.00064409 | 0.76501 | 1.4737 | 0.6399 | 0.00049274 | 0.00094919 | 0.00041215 | 2020-07-07 12:00
4529 | HE 4526 | 0.00061522 | 1.0339 | 1.7821 | 0.81985 | 0.00063611 | 0.0010964 | 0.00050439 | 2020-07-07 13:00
4530 | HE 4527 | 0.00055927 | 1.2735 | 1.9768 | 0.98969 | 0.00071222 | 0.0011056 | 0.0005535 | 2020-07-07 14:00
4531 | HE 4528 | 0.00046399 | 1.765 | 2.1241 | 1.3679 | 0.00081893 | 0.00098555 | 0.00063469 | 2020-07-07 15:00
4532 | HE 4529 | 0.000339 | 2.0395 | 1.285 | 1.3793 | 0.00069141 | 0.00043562 | 0.00046757 | 2020-07-07 16:00
4533 | HE 4530 | 0.00018911 | 1.0487 | 0.93727 | 0.96735 | 0.00019833 | 0.00017724 | 0.00018293 | 2020-07-07 17:00
4534 | HE 4531 | 5.4454e-05 | 0.70038 | 0.54155 | 0.59701 | 3.8139e-05 | 2.949e-05 | 3.251e-05 | 2020-07-07 18:00
4535 | HE 4532 | 2.6637e-08 | 0.52203 | 0.36686 | 0.4746 | 1.3905e-08 | 9.7721e-09 | 1.2642e-08 | 2020-07-07 19:00
4536 | HE 4533 | 0 | 0.46677 | 0.35273 | 0.32065 | 0 | 0 | 0 | 2020-07-07 20:00
4537 | HE 4534 | 0 | 0.47969 | 0.23661 | 0.32307 | 0 | 0 | 0 | 2020-07-07 21:00
4538 | HE 4535 | 0 | 0.27343 | 0.21409 | 0.36657 | 0 | 0 | 0 | 2020-07-07 22:00
4539 | HE 4536 | 0 | 0.25386 | 0.1583 | 0.36688 | 0 | 0 | 0 | 2020-07-07 23:00
4540 | HE 4537 | 0 | 0.20223 | 0.10421 | 0.20806 | 0 | 0 | 0 | 2020-07-08
4541 | HE 4538 | 0 | 0.18238 | 0.12601 | 0.15475 | 0 | 0 | 0 | 2020-07-08 01:00
4542 | HE 4539 | 0 | 0.1624 | 0.11089 | 0.14359 | 0 | 0 | 0 | 2020-07-08 02:00
4543 | HE 4540 | 0 | 0.14647 | 0.11053 | 0.13443 | 0 | 0 | 0 | 2020-07-08 03:00
4544 | HE 4541 | 0 | 0.14683 | 0.11661 | 0.14104 | 0 | 0 | 0 | 2020-07-08 04:00
4545 | HE 4542 | 0 | 0.15465 | 0.22565 | 0.22875 | 0 | 0 | 0 | 2020-07-08 05:00
4546 | HE 4543 | 3.3831e-05 | 0.29017 | 0.25018 | 0.2903 | 9.8166e-06 | 8.4637e-06 | 9.8211e-06 | 2020-07-08 06:00
4547 | HE 4544 | 0.00014944 | 0.30629 | 0.29408 | 0.2467 | 4.5773e-05 | 4.3948e-05 | 3.6867e-05 | 2020-07-08 07:00
4548 | HE 4545 | 0.00029788 | 0.33002 | 0.31264 | 0.2813 | 9.8306e-05 | 9.313e-05 | 8.3794e-05 | 2020-07-08 08:00
4549 | HE 4546 | 0.00044622 | 0.37706 | 0.38446 | 0.29871 | 0.00016825 | 0.00017155 | 0.00013329 | 2020-07-08 09:00
4550 | HE 4547 | 0.00056034 | 0.46858 | 0.74127 | 0.29122 | 0.00026256 | 0.00041536 | 0.00016318 | 2020-07-08 10:00
4551 | HE 4548 | 0.00063234 | 0.52398 | 1.1218 | 0.45617 | 0.00033133 | 0.00070938 | 0.00028845 | 2020-07-08 11:00
4552 | HE 4549 | 0.00064409 | 0.72114 | 1.609 | 0.57577 | 0.00046448 | 0.0010364 | 0.00037085 | 2020-07-08 12:00
4553 | HE 4550 | 0.00061522 | 1.2497 | 1.8809 | 0.76157 | 0.00076881 | 0.0011571 | 0.00046853 | 2020-07-08 13:00
4554 | HE 4551 | 0.00055927 | 1.3048 | 2.665 | 0.91372 | 0.00072976 | 0.0014904 | 0.00051102 | 2020-07-08 14:00
4555 | HE 4552 | 0.00046399 | 1.5934 | 2.7636 | 1.4139 | 0.00073931 | 0.0012823 | 0.00065604 | 2020-07-08 15:00
4556 | HE 4553 | 0.000339 | 1.586 | 1.4731 | 1.4796 | 0.00053764 | 0.00049939 | 0.00050159 | 2020-07-08 16:00
4557 | HE 4554 | 0.00018911 | 0.9444 | 0.8348 | 0.81718 | 0.00017859 | 0.00015787 | 0.00015453 | 2020-07-08 17:00
4558 | HE 4555 | 5.4454e-05 | 0.77875 | 0.50044 | 0.48917 | 4.2406e-05 | 2.7251e-05 | 2.6637e-05 | 2020-07-08 18:00
4559 | HE 4556 | 2.6637e-08 | 0.59783 | 0.33354 | 0.40081 | 1.5924e-08 | 8.8844e-09 | 1.0676e-08 | 2020-07-08 19:00
4560 | HE 4557 | 0 | 0.51249 | 0.25459 | 0.25703 | 0 | 0 | 0 | 2020-07-08 20:00
4561 | HE 4558 | 0 | 0.57823 | 0.1927 | 0.2842 | 0 | 0 | 0 | 2020-07-08 21:00
4562 | HE 4559 | 0 | 0.29698 | 0.2103 | 0.34889 | 0 | 0 | 0 | 2020-07-08 22:00
4563 | HE 4560 | 0 | 0.31257 | 0.15032 | 0.32825 | 0 | 0 | 0 | 2020-07-08 23:00
4564 | HE 4561 | 0 | 0.19565 | 0.12636 | 0.15976 | 0 | 0 | 0 | 2020-07-09
4565 | HE 4562 | 0 | 0.15028 | 0.14214 | 0.13483 | 0 | 0 | 0 | 2020-07-09 01:00
4566 | HE 4563 | 0 | 0.1521 | 0.12564 | 0.12189 | 0 | 0 | 0 | 2020-07-09 02:00
4567 | HE 4564 | 0 | 0.14449 | 0.12325 | 0.11374 | 0 | 0 | 0 | 2020-07-09 03:00
4568 | HE 4565 | 0 | 0.13851 | 0.13725 | 0.12132 | 0 | 0 | 0 | 2020-07-09 04:00
4569 | HE 4566 | 0 | 0.14351 | 0.27724 | 0.1349 | 0 | 0 | 0 | 2020-07-09 05:00
4570 | HE 4567 | 3.3831e-05 | 0.30819 | 0.25447 | 0.23342 | 1.0426e-05 | 8.6089e-06 | 7.897e-06 | 2020-07-09 06:00
4571 | HE 4568 | 0.00014944 | 0.35109 | 0.31067 | 0.17967 | 5.2467e-05 | 4.6426e-05 | 2.6851e-05 | 2020-07-09 07:00
4572 | HE 4569 | 0.00029788 | 0.38652 | 0.34646 | 0.25557 | 0.00011514 | 0.0001032 | 7.6128e-05 | 2020-07-09 08:00
4573 | HE 4570 | 0.00044622 | 0.65064 | 0.36657 | 0.3047 | 0.00029033 | 0.00016357 | 0.00013596 | 2020-07-09 09:00
4574 | HE 4571 | 0.00056034 | 0.5714 | 0.71702 | 0.29336 | 0.00032018 | 0.00040177 | 0.00016438 | 2020-07-09 10:00
4575 | HE 4572 | 0.00063234 | 0.71287 | 1.4624 | 0.41529 | 0.00045077 | 0.00092474 | 0.0002626 | 2020-07-09 11:00
4576 | HE 4573 | 0.00064409 | 0.88755 | 2.894 | 0.50151 | 0.00057166 | 0.001864 | 0.00032302 | 2020-07-09 12:00
4577 | HE 4574 | 0.00061522 | 1.1874 | 5.3214 | 0.74763 | 0.00073052 | 0.0032739 | 0.00045996 | 2020-07-09 13:00
4578 | HE 4575 | 0.00055927 | 1.4426 | 7.6146 | 0.91357 | 0.00080679 | 0.0042586 | 0.00051093 | 2020-07-09 14:00
4579 | HE 4576 | 0.00046399 | 1.6702 | 9.5931 | 1.2929 | 0.00077495 | 0.0044511 | 0.00059992 | 2020-07-09 15:00
4580 | HE 4577 | 0.000339 | 1.482 | 4.7398 | 1.2949 | 0.00050241 | 0.0016068 | 0.00043897 | 2020-07-09 16:00
4581 | HE 4578 | 0.00018911 | 0.92377 | 1.672 | 0.87482 | 0.00017469 | 0.00031618 | 0.00016543 | 2020-07-09 17:00
4582 | HE 4579 | 5.4454e-05 | 0.78216 | 0.81383 | 0.46998 | 4.2592e-05 | 4.4317e-05 | 2.5592e-05 | 2020-07-09 18:00
4583 | HE 4580 | 2.6637e-08 | 0.47643 | 0.53407 | 0.44003 | 1.2691e-08 | 1.4226e-08 | 1.1721e-08 | 2020-07-09 19:00
4584 | HE 4581 | 0 | 0.61497 | 0.33351 | 0.2872 | 0 | 0 | 0 | 2020-07-09 20:00
4585 | HE 4582 | 0 | 0.61985 | 0.21683 | 0.23098 | 0 | 0 | 0 | 2020-07-09 21:00
4586 | HE 4583 | 0 | 0.33136 | 0.19468 | 0.36282 | 0 | 0 | 0 | 2020-07-09 22:00
4587 | HE 4584 | 0 | 0.24268 | 0.13806 | 0.32448 | 0 | 0 | 0 | 2020-07-09 23:00
4588 | HE 4585 | 0 | 0.15017 | 0.11236 | 0.14979 | 0 | 0 | 0 | 2020-07-10
4589 | HE 4586 | 0 | 0.13188 | 0.13651 | 0.11871 | 0 | 0 | 0 | 2020-07-10 01:00
4590 | HE 4587 | 0 | 0.14542 | 0.11793 | 0.1088 | 0 | 0 | 0 | 2020-07-10 02:00
4591 | HE 4588 | 0 | 0.14156 | 0.11606 | 0.10217 | 0 | 0 | 0 | 2020-07-10 03:00
4592 | HE 4589 | 0 | 0.13601 | 0.13367 | 0.099281 | 0 | 0 | 0 | 2020-07-10 04:00
4593 | HE 4590 | 0 | 0.14175 | 0.26003 | 0.11945 | 0 | 0 | 0 | 2020-07-10 05:00
4594 | HE 4591 | 3.3831e-05 | 0.31209 | 0.25907 | 0.27884 | 1.0558e-05 | 8.7648e-06 | 9.4336e-06 | 2020-07-10 06:00
4595 | HE 4592 | 0.00014944 | 0.30173 | 0.28558 | 0.21767 | 4.5091e-05 | 4.2677e-05 | 3.253e-05 | 2020-07-10 07:00
4596 | HE 4593 | 0.00029788 | 0.37236 | 0.40411 | 0.28194 | 0.00011092 | 0.00012038 | 8.3984e-05 | 2020-07-10 08:00
4597 | HE 4594 | 0.00044622 | 0.48424 | 0.54309 | 0.21022 | 0.00021608 | 0.00024234 | 9.3804e-05 | 2020-07-10 09:00
4598 | HE 4595 | 0.00056034 | 0.59733 | 0.77794 | 0.3871 | 0.00033471 | 0.00043591 | 0.00021691 | 2020-07-10 10:00
4599 | HE 4596 | 0.00063234 | 0.6871 | 1.6634 | 0.67032 | 0.00043448 | 0.0010518 | 0.00042387 | 2020-07-10 11:00
4600 | HE 4597 | 0.00064409 | 1.0028 | 3.0844 | 0.78867 | 0.00064589 | 0.0019866 | 0.00050797 | 2020-07-10 12:00
4601 | HE 4598 | 0.00061522 | 1.3108 | 4.6367 | 1.0897 | 0.00080644 | 0.0028526 | 0.00067043 | 2020-07-10 13:00
4602 | HE 4599 | 0.00055927 | 2.0178 | 7.2671 | 1.5644 | 0.0011285 | 0.0040643 | 0.00087492 | 2020-07-10 14:00
4603 | HE 4600 | 0.00046399 | 2.3771 | 6.8914 | 2.4722 | 0.001103 | 0.0031976 | 0.0011471 | 2020-07-10 15:00
4604 | HE 4601 | 0.000339 | 1.8633 | 3.695 | 2.5236 | 0.00063164 | 0.0012526 | 0.0008555 | 2020-07-10 16:00
4605 | HE 4602 | 0.00018911 | 1.2039 | 1.4119 | 1.2538 | 0.00022767 | 0.000267 | 0.0002371 | 2020-07-10 17:00
4606 | HE 4603 | 5.4454e-05 | 1.0269 | 0.7349 | 0.57648 | 5.5921e-05 | 4.0018e-05 | 3.1392e-05 | 2020-07-10 18:00
4607 | HE 4604 | 2.6637e-08 | 0.7589 | 0.47517 | 0.55143 | 2.0215e-08 | 1.2657e-08 | 1.4688e-08 | 2020-07-10 19:00
4608 | HE 4605 | 0 | 0.66921 | 0.44232 | 0.38232 | 0 | 0 | 0 | 2020-07-10 20:00
4609 | HE 4606 | 0 | 0.63121 | 0.21977 | 0.29274 | 0 | 0 | 0 | 2020-07-10 21:00
4610 | HE 4607 | 0 | 0.28285 | 0.19558 | 0.2941 | 0 | 0 | 0 | 2020-07-10 22:00
4611 | HE 4608 | 0 | 0.23444 | 0.16409 | 0.24127 | 0 | 0 | 0 | 2020-07-10 23:00
4612 | HE 4609 | 0 | 0.14632 | 0.11625 | 0.16451 | 0 | 0 | 0 | 2020-07-11
4613 | HE 4610 | 0 | 0.1327 | 0.12949 | 0.12535 | 0 | 0 | 0 | 2020-07-11 01:00
4614 | HE 4611 | 0 | 0.14909 | 0.11942 | 0.1085 | 0 | 0 | 0 | 2020-07-11 02:00
4615 | HE 4612 | 0 | 0.14041 | 0.12013 | 0.09969 | 0 | 0 | 0 | 2020-07-11 03:00
4616 | HE 4613 | 0 | 0.13326 | 0.13042 | 0.10184 | 0 | 0 | 0 | 2020-07-11 04:00
4617 | HE 4614 | 0 | 0.14271 | 0.28225 | 0.12338 | 0 | 0 | 0 | 2020-07-11 05:00
4618 | HE 4615 | 3.3831e-05 | 0.265 | 0.26203 | 0.19553 | 8.9652e-06 | 8.8649e-06 | 6.6151e-06 | 2020-07-11 06:00
4619 | HE 4616 | 0.00014944 | 0.25362 | 0.27768 | 0.19231 | 3.7901e-05 | 4.1497e-05 | 2.8739e-05 | 2020-07-11 07:00
4620 | HE 4617 | 0.00029788 | 0.27218 | 0.416 | 0.27311 | 8.1077e-05 | 0.00012392 | 8.1355e-05 | 2020-07-11 08:00
4621 | HE 4618 | 0.00044622 | 0.35413 | 0.53748 | 0.24001 | 0.00015802 | 0.00023984 | 0.0001071 | 2020-07-11 09:00
4622 | HE 4619 | 0.00056034 | 0.51755 | 0.85991 | 0.25607 | 0.00029 | 0.00048184 | 0.00014348 | 2020-07-11 10:00
4623 | HE 4620 | 0.00063234 | 0.67137 | 1.3916 | 0.5508 | 0.00042453 | 0.00087996 | 0.00034829 | 2020-07-11 11:00
4624 | HE 4621 | 0.00064409 | 0.97441 | 2.5908 | 0.61333 | 0.0006276 | 0.0016687 | 0.00039504 | 2020-07-11 12:00
4625 | HE 4622 | 0.00061522 | 1.184 | 2.7697 | 1.2301 | 0.00072841 | 0.001704 | 0.00075679 | 2020-07-11 13:00
4626 | HE 4623 | 0.00055927 | 1.8685 | 3.6668 | 2.1738 | 0.001045 | 0.0020507 | 0.0012157 | 2020-07-11 14:00
4627 | HE 4624 | 0.00046399 | 1.5934 | 4.0816 | 5.0604 | 0.00073931 | 0.0018938 | 0.002348 | 2020-07-11 15:00
4628 | HE 4625 | 0.000339 | 1.3115 | 2.0102 | 5.3581 | 0.00044461 | 0.00068147 | 0.0018164 | 2020-07-11 16:00
4629 | HE 4626 | 0.00018911 | 0.8273 | 0.99498 | 2.5332 | 0.00015645 | 0.00018816 | 0.00047904 | 2020-07-11 17:00
4630 | HE 4627 | 5.4454e-05 | 0.73564 | 0.57629 | 0.86815 | 4.0059e-05 | 3.1381e-05 | 4.7274e-05 | 2020-07-11 18:00
4631 | HE 4628 | 2.6637e-08 | 0.53219 | 0.47729 | 0.56843 | 1.4176e-08 | 1.2713e-08 | 1.5141e-08 | 2020-07-11 19:00
4632 | HE 4629 | 0 | 0.49787 | 0.46311 | 0.35387 | 0 | 0 | 0 | 2020-07-11 20:00
4633 | HE 4630 | 0 | 0.53932 | 0.23322 | 0.27045 | 0 | 0 | 0 | 2020-07-11 21:00
4634 | HE 4631 | 0 | 0.24215 | 0.18141 | 0.27355 | 0 | 0 | 0 | 2020-07-11 22:00
4635 | HE 4632 | 0 | 0.20402 | 0.11874 | 0.22606 | 0 | 0 | 0 | 2020-07-11 23:00
4636 | HE 4633 | 0 | 0.13323 | 0.089596 | 0.13812 | 0 | 0 | 0 | 2020-07-12
4637 | HE 4634 | 0 | 0.12501 | 0.10918 | 0.10984 | 0 | 0 | 0 | 2020-07-12 01:00
4638 | HE 4635 | 0 | 0.13929 | 0.10487 | 0.10205 | 0 | 0 | 0 | 2020-07-12 02:00
4639 | HE 4636 | 0 | 0.12951 | 0.097891 | 0.091946 | 0 | 0 | 0 | 2020-07-12 03:00
4640 | HE 4637 | 0 | 0.12499 | 0.10254 | 0.098693 | 0 | 0 | 0 | 2020-07-12 04:00
4641 | HE 4638 | 0 | 0.13309 | 0.18231 | 0.10654 | 0 | 0 | 0 | 2020-07-12 05:00
4642 | HE 4639 | 3.3831e-05 | 0.24157 | 0.16242 | 0.19247 | 8.1724e-06 | 5.4948e-06 | 6.5114e-06 | 2020-07-12 06:00
4643 | HE 4640 | 0.00014944 | 0.24762 | 0.19631 | 0.1487 | 3.7005e-05 | 2.9336e-05 | 2.2222e-05 | 2020-07-12 07:00
4644 | HE 4641 | 0.00029788 | 0.27392 | 0.23727 | 0.2819 | 8.1596e-05 | 7.0678e-05 | 8.3973e-05 | 2020-07-12 08:00
4645 | HE 4642 | 0.00044622 | 0.35636 | 0.41492 | 0.27022 | 0.00015901 | 0.00018515 | 0.00012058 | 2020-07-12 09:00
4646 | HE 4643 | 0.00056034 | 0.46635 | 0.79304 | 0.45392 | 0.00026131 | 0.00044437 | 0.00025435 | 2020-07-12 10:00
4647 | HE 4644 | 0.00063234 | 0.58808 | 1.2431 | 0.71365 | 0.00037187 | 0.00078606 | 0.00045127 | 2020-07-12 11:00
4648 | HE 4645 | 0.00064409 | 0.87724 | 1.7295 | 0.91233 | 0.00056502 | 0.001114 | 0.00058762 | 2020-07-12 12:00
4649 | HE 4646 | 0.00061522 | 1.2041 | 2.5996 | 2.2247 | 0.00074077 | 0.0015993 | 0.0013687 | 2020-07-12 13:00
4650 | HE 4647 | 0.00055927 | 1.5937 | 3.6382 | 3.7421 | 0.0008913 | 0.0020347 | 0.0020928 | 2020-07-12 14:00
4651 | HE 4648 | 0.00046399 | 1.6509 | 4.0228 | 7.0472 | 0.00076602 | 0.0018666 | 0.0032699 | 2020-07-12 15:00
4652 | HE 4649 | 0.000339 | 1.4608 | 2.0571 | 7.2187 | 0.00049522 | 0.00069736 | 0.0024471 | 2020-07-12 16:00
4653 | HE 4650 | 0.00018911 | 0.88511 | 1.0561 | 2.6916 | 0.00016738 | 0.00019971 | 0.00050899 | 2020-07-12 17:00
4654 | HE 4651 | 5.4454e-05 | 0.71564 | 0.65127 | 1.0024 | 3.8969e-05 | 3.5464e-05 | 5.4586e-05 | 2020-07-12 18:00
4655 | HE 4652 | 2.6637e-08 | 0.55063 | 0.3697 | 0.75646 | 1.4667e-08 | 9.8477e-09 | 2.015e-08 | 2020-07-12 19:00
4656 | HE 4653 | 0 | 0.57313 | 0.27772 | 0.44518 | 0 | 0 | 0 | 2020-07-12 20:00
4657 | HE 4654 | 0 | 0.50801 | 0.21561 | 0.37233 | 0 | 0 | 0 | 2020-07-12 21:00
4658 | HE 4655 | 0 | 0.21488 | 0.16722 | 0.28844 | 0 | 0 | 0 | 2020-07-12 22:00
4659 | HE 4656 | 0 | 0.21926 | 0.11405 | 0.26667 | 0 | 0 | 0 | 2020-07-12 23:00
4660 | HE 4657 | 0 | 0.13285 | 0.09777 | 0.15147 | 0 | 0 | 0 | 2020-07-13
4661 | HE 4658 | 0 | 0.1266 | 0.11463 | 0.12432 | 0 | 0 | 0 | 2020-07-13 01:00
4662 | HE 4659 | 0 | 0.1422 | 0.10959 | 0.10067 | 0 | 0 | 0 | 2020-07-13 02:00
4663 | HE 4660 | 0 | 0.13542 | 0.11323 | 0.091414 | 0 | 0 | 0 | 2020-07-13 03:00
4664 | HE 4661 | 0 | 0.12703 | 0.11774 | 0.094466 | 0 | 0 | 0 | 2020-07-13 04:00
4665 | HE 4662 | 0 | 0.13566 | 0.22043 | 0.10014 | 0 | 0 | 0 | 2020-07-13 05:00
4666 | HE 4663 | 3.3831e-05 | 0.22991 | 0.2066 | 0.17378 | 7.7781e-06 | 6.9894e-06 | 5.8791e-06 | 2020-07-13 06:00
4667 | HE 4664 | 0.00014944 | 0.22855 | 0.23655 | 0.12616 | 3.4155e-05 | 3.5351e-05 | 1.8853e-05 | 2020-07-13 07:00
4668 | HE 4665 | 0.00029788 | 0.26266 | 0.36117 | 0.23798 | 7.824e-05 | 0.00010759 | 7.089e-05 | 2020-07-13 08:00
4669 | HE 4666 | 0.00044622 | 0.3767 | 0.50313 | 0.22822 | 0.00016809 | 0.00022451 | 0.00010184 | 2020-07-13 09:00
4670 | HE 4667 | 0.00056034 | 0.60972 | 0.78618 | 0.21713 | 0.00034165 | 0.00044053 | 0.00012166 | 2020-07-13 10:00
4671 | HE 4668 | 0.00063234 | 0.50771 | 1.2268 | 0.46723 | 0.00032104 | 0.00077574 | 0.00029545 | 2020-07-13 11:00
4672 | HE 4669 | 0.00064409 | 0.7259 | 2.2378 | 0.58401 | 0.00046754 | 0.0014413 | 0.00037615 | 2020-07-13 12:00
4673 | HE 4670 | 0.00061522 | 1.1306 | 3.5787 | 0.78558 | 0.00069556 | 0.0022017 | 0.00048331 | 2020-07-13 13:00
4674 | HE 4671 | 0.00055927 | 1.6321 | 5.2551 | 1.5967 | 0.00091278 | 0.002939 | 0.00089296 | 2020-07-13 14:00
4675 | HE 4672 | 0.00046399 | 1.922 | 7.6659 | 2.44 | 0.00089178 | 0.0035569 | 0.0011322 | 2020-07-13 15:00
4676 | HE 4673 | 0.000339 | 1.7937 | 3.0469 | 2.4915 | 0.00060808 | 0.0010329 | 0.00084461 | 2020-07-13 16:00
4677 | HE 4674 | 0.00018911 | 1.0891 | 1.1158 | 0.85677 | 0.00020596 | 0.00021101 | 0.00016202 | 2020-07-13 17:00
4678 | HE 4675 | 5.4454e-05 | 0.44515 | 0.61278 | 0.65722 | 2.424e-05 | 3.3369e-05 | 3.5788e-05 | 2020-07-13 18:00
4679 | HE 4676 | 2.6637e-08 | 0.40779 | 0.41167 | 0.53855 | 1.0862e-08 | 1.0966e-08 | 1.4345e-08 | 2020-07-13 19:00
4680 | HE 4677 | 0 | 0.48592 | 0.33549 | 0.34713 | 0 | 0 | 0 | 2020-07-13 20:00
4681 | HE 4678 | 0 | 0.53483 | 0.22892 | 0.2489 | 0 | 0 | 0 | 2020-07-13 21:00
4682 | HE 4679 | 0 | 0.17186 | 0.18813 | 0.27575 | 0 | 0 | 0 | 2020-07-13 22:00
4683 | HE 4680 | 0 | 0.18569 | 0.12829 | 0.24292 | 0 | 0 | 0 | 2020-07-13 23:00
4684 | HE 4681 | 0 | 0.12107 | 0.094556 | 0.14358 | 0 | 0 | 0 | 2020-07-14
4685 | HE 4682 | 0 | 0.11817 | 0.11237 | 0.12909 | 0 | 0 | 0 | 2020-07-14 01:00
4686 | HE 4683 | 0 | 0.13243 | 0.10645 | 0.10014 | 0 | 0 | 0 | 2020-07-14 02:00
4687 | HE 4684 | 0 | 0.1278 | 0.10962 | 0.091552 | 0 | 0 | 0 | 2020-07-14 03:00
4688 | HE 4685 | 0 | 0.12343 | 0.12082 | 0.1073 | 0 | 0 | 0 | 2020-07-14 04:00
4689 | HE 4686 | 0 | 0.13354 | 0.19456 | 0.1205 | 0 | 0 | 0 | 2020-07-14 05:00
4690 | HE 4687 | 3.3831e-05 | 0.21459 | 0.16702 | 0.22036 | 7.2599e-06 | 5.6506e-06 | 7.4549e-06 | 2020-07-14 06:00
4691 | HE 4688 | 0.00014944 | 0.22784 | 0.29378 | 0.18496 | 3.4049e-05 | 4.3903e-05 | 2.7641e-05 | 2020-07-14 07:00
4692 | HE 4689 | 0.00029788 | 0.26915 | 0.47272 | 0.2595 | 8.0174e-05 | 0.00014081 | 7.73e-05 | 2020-07-14 08:00
4693 | HE 4690 | 0.00044622 | 0.39892 | 0.58623 | 0.28858 | 0.00017801 | 0.00026159 | 0.00012877 | 2020-07-14 09:00
4694 | HE 4691 | 0.00056034 | 0.6239 | 0.80762 | 0.31917 | 0.00034959 | 0.00045254 | 0.00017884 | 2020-07-14 10:00
4695 | HE 4692 | 0.00063234 | 0.64947 | 1.343 | 0.32264 | 0.00041068 | 0.00084922 | 0.00020402 | 2020-07-14 11:00
4696 | HE 4693 | 0.00064409 | 1.0189 | 2.3601 | 0.39278 | 0.00065626 | 0.0015201 | 0.00025299 | 2020-07-14 12:00
4697 | HE 4694 | 0.00061522 | 1.235 | 3.0747 | 0.65806 | 0.00075977 | 0.0018916 | 0.00040485 | 2020-07-14 13:00
4698 | HE 4695 | 0.00055927 | 1.6786 | 4.1778 | 0.91526 | 0.00093878 | 0.0023365 | 0.00051188 | 2020-07-14 14:00
4699 | HE 4696 | 0.00046399 | 1.9607 | 4.2306 | 1.1771 | 0.00090977 | 0.001963 | 0.00054618 | 2020-07-14 15:00
4700 | HE 4697 | 0.000339 | 1.9014 | 3.3794 | 1.0429 | 0.00064457 | 0.0011456 | 0.00035354 | 2020-07-14 16:00
4701 | HE 4698 | 0.00018911 | 1.282 | 1.074 | 0.65575 | 0.00024244 | 0.00020309 | 0.00012401 | 2020-07-14 17:00
4702 | HE 4699 | 5.4454e-05 | 1.0057 | 0.69298 | 0.42552 | 5.4767e-05 | 3.7735e-05 | 2.3171e-05 | 2020-07-14 18:00
4703 | HE 4700 | 2.6637e-08 | 0.51328 | 0.51525 | 0.33475 | 1.3672e-08 | 1.3725e-08 | 8.9167e-09 | 2020-07-14 19:00
4704 | HE 4701 | 0 | 0.47532 | 0.38809 | 0.23985 | 0 | 0 | 0 | 2020-07-14 20:00
4705 | HE 4702 | 0 | 0.52075 | 0.20108 | 0.2264 | 0 | 0 | 0 | 2020-07-14 21:00
4706 | HE 4703 | 0 | 0.25653 | 0.20612 | 0.30488 | 0 | 0 | 0 | 2020-07-14 22:00
4707 | HE 4704 | 0 | 0.2259 | 0.12782 | 0.26011 | 0 | 0 | 0 | 2020-07-14 23:00
4708 | HE 4705 | 0 | 0.10257 | 0.10211 | 0.14589 | 0 | 0 | 0 | 2020-07-15
4709 | HE 4706 | 0 | 0.094342 | 0.12169 | 0.16656 | 0 | 0 | 0 | 2020-07-15 01:00
4710 | HE 4707 | 0 | 0.10724 | 0.11278 | 0.14345 | 0 | 0 | 0 | 2020-07-15 02:00
4711 | HE 4708 | 0 | 0.097049 | 0.11137 | 0.10268 | 0 | 0 | 0 | 2020-07-15 03:00
4712 | HE 4709 | 0 | 0.095937 | 0.11883 | 0.10715 | 0 | 0 | 0 | 2020-07-15 04:00
4713 | HE 4710 | 0 | 0.10755 | 0.34928 | 0.18122 | 0 | 0 | 0 | 2020-07-15 05:00
4714 | HE 4711 | 3.3831e-05 | 0.15217 | 0.29593 | 0.26363 | 5.1479e-06 | 1.0012e-05 | 8.9189e-06 | 2020-07-15 06:00
4715 | HE 4712 | 0.00014944 | 0.16752 | 0.2748 | 0.22839 | 2.5034e-05 | 4.1066e-05 | 3.4131e-05 | 2020-07-15 07:00
4716 | HE 4713 | 0.00029788 | 0.15201 | 0.39391 | 0.25971 | 4.528e-05 | 0.00011734 | 7.7364e-05 | 2020-07-15 08:00
4717 | HE 4714 | 0.00044622 | 0.34426 | 0.46892 | 0.29142 | 0.00015362 | 0.00020924 | 0.00013004 | 2020-07-15 09:00
4718 | HE 4715 | 0.00056034 | 0.46108 | 0.71963 | 0.36633 | 0.00025836 | 0.00040323 | 0.00020527 | 2020-07-15 10:00
4719 | HE 4716 | 0.00063234 | 0.47496 | 1.2848 | 0.37727 | 0.00030034 | 0.00081242 | 0.00023856 | 2020-07-15 11:00
4720 | HE 4717 | 0.00064409 | 0.60007 | 3.0819 | 0.40515 | 0.0003865 | 0.001985 | 0.00026095 | 2020-07-15 12:00
4721 | HE 4718 | 0.00061522 | 0.94482 | 5.0382 | 0.68316 | 0.00058127 | 0.0030996 | 0.00042029 | 2020-07-15 13:00
4722 | HE 4719 | 0.00055927 | 1.2904 | 6.2732 | 0.80225 | 0.00072167 | 0.0035084 | 0.00044867 | 2020-07-15 14:00
4723 | HE 4720 | 0.00046399 | 2.3834 | 6.6936 | 1.0702 | 0.0011059 | 0.0031058 | 0.00049656 | 2020-07-15 15:00
4724 | HE 4721 | 0.000339 | 3.5903 | 3.3215 | 1.0327 | 0.0012171 | 0.001126 | 0.00035009 | 2020-07-15 16:00
4725 | HE 4722 | 0.00018911 | 2.1064 | 1.1998 | 0.58963 | 0.00039834 | 0.00022689 | 0.0001115 | 2020-07-15 17:00
4726 | HE 4723 | 5.4454e-05 | 1.1679 | 0.62569 | 0.4982 | 6.3598e-05 | 3.4071e-05 | 2.7129e-05 | 2020-07-15 18:00
4727 | HE 4724 | 2.6637e-08 | 0.55949 | 0.41198 | 0.30318 | 1.4903e-08 | 1.0974e-08 | 8.0757e-09 | 2020-07-15 19:00
4728 | HE 4725 | 0 | 0.41364 | 0.31277 | 0.24083 | 0 | 0 | 0 | 2020-07-15 20:00
4729 | HE 4726 | 0 | 0.48381 | 0.11989 | 0.29126 | 0 | 0 | 0 | 2020-07-15 21:00
4730 | HE 4727 | 0 | 0.20065 | 0.15025 | 0.31928 | 0 | 0 | 0 | 2020-07-15 22:00
4731 | HE 4728 | 0 | 0.15241 | 0.12953 | 0.22269 | 0 | 0 | 0 | 2020-07-15 23:00
4732 | HE 4729 | 0 | 0.12032 | 0.09524 | 0.14197 | 0 | 0 | 0 | 2020-07-16
4733 | HE 4730 | 0 | 0.11356 | 0.11805 | 0.12901 | 0 | 0 | 0 | 2020-07-16 01:00
4734 | HE 4731 | 0 | 0.12502 | 0.10428 | 0.097169 | 0 | 0 | 0 | 2020-07-16 02:00
4735 | HE 4732 | 0 | 0.11875 | 0.10276 | 0.092415 | 0 | 0 | 0 | 2020-07-16 03:00
4736 | HE 4733 | 0 | 0.11587 | 0.11028 | 0.10415 | 0 | 0 | 0 | 2020-07-16 04:00
4737 | HE 4734 | 0 | 0.12201 | 0.22573 | 0.1639 | 0 | 0 | 0 | 2020-07-16 05:00
4738 | HE 4735 | 3.3831e-05 | 0.21813 | 0.18448 | 0.25476 | 7.3795e-06 | 6.2411e-06 | 8.6187e-06 | 2020-07-16 06:00
4739 | HE 4736 | 0.00014944 | 0.23266 | 0.20287 | 0.23605 | 3.477e-05 | 3.0318e-05 | 3.5276e-05 | 2020-07-16 07:00
4740 | HE 4737 | 0.00029788 | 0.33264 | 0.19658 | 0.25937 | 9.9087e-05 | 5.8558e-05 | 7.7262e-05 | 2020-07-16 08:00
4741 | HE 4738 | 0.00044622 | 0.46516 | 0.15927 | 0.24132 | 0.00020756 | 7.1072e-05 | 0.00010768 | 2020-07-16 09:00
4742 | HE 4739 | 0.00056034 | 0.588 | 0.41247 | 0.34862 | 0.00032948 | 0.00023112 | 0.00019535 | 2020-07-16 10:00
4743 | HE 4740 | 0.00063234 | 0.56584 | 0.4719 | 0.53504 | 0.0003578 | 0.0002984 | 0.00033833 | 2020-07-16 11:00
4744 | HE 4741 | 0.00064409 | 0.75211 | 1.1987 | 0.66155 | 0.00048442 | 0.00077205 | 0.0004261 | 2020-07-16 12:00
4745 | HE 4742 | 0.00061522 | 1.0497 | 1.9456 | 1.0035 | 0.00064582 | 0.0011969 | 0.00061736 | 2020-07-16 13:00
4746 | HE 4743 | 0.00055927 | 1.9754 | 2.7902 | 0.91857 | 0.0011048 | 0.0015605 | 0.00051373 | 2020-07-16 14:00
4747 | HE 4744 | 0.00046399 | 3.6454 | 2.9389 | 1.0955 | 0.0016915 | 0.0013636 | 0.0005083 | 2020-07-16 15:00
4748 | HE 4745 | 0.000339 | 6.2255 | 1.1164 | 0.96173 | 0.0021105 | 0.00037845 | 0.00032603 | 2020-07-16 16:00
4749 | HE 4746 | 0.00018911 | 2.2724 | 0.5756 | 0.6452 | 0.00042972 | 0.00010885 | 0.00012201 | 2020-07-16 17:00
4750 | HE 4747 | 5.4454e-05 | 1.3564 | 0.28259 | 0.50194 | 7.3864e-05 | 1.5388e-05 | 2.7333e-05 | 2020-07-16 18:00
4751 | HE 4748 | 2.6637e-08 | 0.73719 | 0.22974 | 0.29536 | 1.9636e-08 | 6.1194e-09 | 7.8676e-09 | 2020-07-16 19:00
4752 | HE 4749 | 0 | 0.52702 | 0.17232 | 0.20861 | 0 | 0 | 0 | 2020-07-16 20:00
4753 | HE 4750 | 0 | 0.4429 | 0.18072 | 0.22677 | 0 | 0 | 0 | 2020-07-16 21:00
4754 | HE 4751 | 0 | 0.24306 | 0.17575 | 0.32354 | 0 | 0 | 0 | 2020-07-16 22:00
4755 | HE 4752 | 0 | 0.1655 | 0.10879 | 0.2668 | 0 | 0 | 0 | 2020-07-16 23:00
4756 | HE 4753 | 0 | 0.11248 | 0.095826 | 0.1615 | 0 | 0 | 0 | 2020-07-17
4757 | HE 4754 | 0 | 0.09485 | 0.12008 | 0.14054 | 0 | 0 | 0 | 2020-07-17 01:00
4758 | HE 4755 | 0 | 0.09654 | 0.10804 | 0.13406 | 0 | 0 | 0 | 2020-07-17 02:00
4759 | HE 4756 | 0 | 0.09029 | 0.10769 | 0.11811 | 0 | 0 | 0 | 2020-07-17 03:00
4760 | HE 4757 | 0 | 0.087176 | 0.11462 | 0.12453 | 0 | 0 | 0 | 2020-07-17 04:00
4761 | HE 4758 | 0 | 0.093198 | 0.20112 | 0.19685 | 0 | 0 | 0 | 2020-07-17 05:00
4762 | HE 4759 | 3.3831e-05 | 0.16971 | 0.18681 | 0.27047 | 5.7413e-06 | 6.32e-06 | 9.1502e-06 | 2020-07-17 06:00
4763 | HE 4760 | 0.00014944 | 0.18258 | 0.19504 | 0.24197 | 2.7285e-05 | 2.9147e-05 | 3.616e-05 | 2020-07-17 07:00
4764 | HE 4761 | 0.00029788 | 0.21027 | 0.23003 | 0.25996 | 6.2634e-05 | 6.8522e-05 | 7.7437e-05 | 2020-07-17 08:00
4765 | HE 4762 | 0.00044622 | 0.30813 | 0.19076 | 0.26165 | 0.00013749 | 8.5123e-05 | 0.00011675 | 2020-07-17 09:00
4766 | HE 4763 | 0.00056034 | 0.38778 | 0.32153 | 0.29938 | 0.00021729 | 0.00018016 | 0.00016776 | 2020-07-17 10:00
4767 | HE 4764 | 0.00063234 | 0.60592 | 0.42957 | 0.48165 | 0.00038315 | 0.00027163 | 0.00030457 | 2020-07-17 11:00
4768 | HE 4765 | 0.00064409 | 1.4448 | 0.67249 | 0.59155 | 0.00093059 | 0.00043314 | 0.00038101 | 2020-07-17 12:00
4769 | HE 4766 | 0.00061522 | 3.8206 | 1.3771 | 0.77182 | 0.0023505 | 0.00084722 | 0.00047484 | 2020-07-17 13:00
4770 | HE 4767 | 0.00055927 | 12.552 | 1.918 | 0.92349 | 0.00702 | 0.0010727 | 0.00051648 | 2020-07-17 14:00
4771 | HE 4768 | 0.00046399 | 28.8252 | 1.9423 | 1.0175 | 0.013375 | 0.00090123 | 0.00047213 | 2020-07-17 15:00
4772 | HE 4769 | 0.000339 | 44.2322 | 0.90267 | 0.7745 | 0.014995 | 0.00030601 | 0.00026255 | 2020-07-17 16:00
4773 | HE 4770 | 0.00018911 | 25.3057 | 0.43628 | 0.59488 | 0.0047855 | 8.2504e-05 | 0.0001125 | 2020-07-17 17:00
4774 | HE 4771 | 5.4454e-05 | 2.4288 | 0.28711 | 0.40606 | 0.00013226 | 1.5635e-05 | 2.2112e-05 | 2020-07-17 18:00
4775 | HE 4772 | 2.6637e-08 | 0.90682 | 0.21654 | 0.2308 | 2.4155e-08 | 5.768e-09 | 6.1479e-09 | 2020-07-17 19:00
4776 | HE 4773 | 0 | 0.50306 | 0.17748 | 0.21032 | 0 | 0 | 0 | 2020-07-17 20:00
4777 | HE 4774 | 0 | 0.38747 | 0.14728 | 0.26948 | 0 | 0 | 0 | 2020-07-17 21:00
4778 | HE 4775 | 0 | 0.14803 | 0.15313 | 0.33354 | 0 | 0 | 0 | 2020-07-17 22:00
4779 | HE 4776 | 0 | 0.15625 | 0.12373 | 0.30058 | 0 | 0 | 0 | 2020-07-17 23:00
4780 | HE 4777 | 0 | 0.13021 | 0.1007 | 0.1835 | 0 | 0 | 0 | 2020-07-18
4781 | HE 4778 | 0 | 0.12808 | 0.12252 | 0.12354 | 0 | 0 | 0 | 2020-07-18 01:00
4782 | HE 4779 | 0 | 0.13083 | 0.1087 | 0.12549 | 0 | 0 | 0 | 2020-07-18 02:00
4783 | HE 4780 | 0 | 0.12586 | 0.11216 | 0.10121 | 0 | 0 | 0 | 2020-07-18 03:00
4784 | HE 4781 | 0 | 0.13431 | 0.11646 | 0.11475 | 0 | 0 | 0 | 2020-07-18 04:00
4785 | HE 4782 | 0 | 0.1354 | 0.29553 | 0.12831 | 0 | 0 | 0 | 2020-07-18 05:00
4786 | HE 4783 | 3.3831e-05 | 0.20379 | 0.2209 | 0.23962 | 6.8945e-06 | 7.4733e-06 | 8.1066e-06 | 2020-07-18 06:00
4787 | HE 4784 | 0.00014944 | 0.21275 | 0.23624 | 0.24315 | 3.1794e-05 | 3.5304e-05 | 3.6337e-05 | 2020-07-18 07:00
4788 | HE 4785 | 0.00029788 | 0.22464 | 0.24166 | 0.31842 | 6.6915e-05 | 7.1987e-05 | 9.485e-05 | 2020-07-18 08:00
4789 | HE 4786 | 0.00044622 | 0.35237 | 0.21059 | 0.33964 | 0.00015724 | 9.3969e-05 | 0.00015155 | 2020-07-18 09:00
4790 | HE 4787 | 0.00056034 | 0.41976 | 0.2047 | 0.35319 | 0.00023521 | 0.0001147 | 0.00019791 | 2020-07-18 10:00
4791 | HE 4788 | 0.00063234 | 0.56681 | 0.35416 | 0.4525 | 0.00035842 | 0.00022395 | 0.00028613 | 2020-07-18 11:00
4792 | HE 4789 | 0.00064409 | 1.1155 | 0.50193 | 0.64211 | 0.00071845 | 0.00032329 | 0.00041357 | 2020-07-18 12:00
4793 | HE 4790 | 0.00061522 | 3.6497 | 0.96098 | 0.90311 | 0.0022454 | 0.00059121 | 0.00055561 | 2020-07-18 13:00
4794 | HE 4791 | 0.00055927 | 22.6338 | 1.3479 | 0.97293 | 0.012658 | 0.00075382 | 0.00054413 | 2020-07-18 14:00
4795 | HE 4792 | 0.00046399 | 68.5468 | 1.6324 | 1.2353 | 0.031805 | 0.00075742 | 0.00057318 | 2020-07-18 15:00
4796 | HE 4793 | 0.000339 | 69.0996 | 0.72781 | 0.91806 | 0.023425 | 0.00024673 | 0.00031122 | 2020-07-18 16:00
4797 | HE 4794 | 0.00018911 | 62.7815 | 0.44732 | 0.56824 | 0.011872 | 8.4592e-05 | 0.00010746 | 2020-07-18 17:00
4798 | HE 4795 | 5.4454e-05 | 3.9246 | 0.2663 | 0.3501 | 0.00021371 | 1.4501e-05 | 1.9064e-05 | 2020-07-18 18:00
4799 | HE 4796 | 2.6637e-08 | 1.0834 | 0.15872 | 0.22262 | 2.8858e-08 | 4.2279e-09 | 5.93e-09 | 2020-07-18 19:00
4800 | HE 4797 | 0 | 0.63476 | 0.11974 | 0.20207 | 0 | 0 | 0 | 2020-07-18 20:00
4801 | HE 4798 | 0 | 0.44668 | 0.15378 | 0.18871 | 0 | 0 | 0 | 2020-07-18 21:00
4802 | HE 4799 | 0 | 0.15082 | 0.14687 | 0.29732 | 0 | 0 | 0 | 2020-07-18 22:00
4803 | HE 4800 | 0 | 0.17036 | 0.13554 | 0.26411 | 0 | 0 | 0 | 2020-07-18 23:00
4804 | HE 4801 | 0 | 0.13139 | 0.12123 | 0.17482 | 0 | 0 | 0 | 2020-07-19
4805 | HE 4802 | 0 | 0.11988 | 0.13342 | 0.13769 | 0 | 0 | 0 | 2020-07-19 01:00
4806 | HE 4803 | 0 | 0.13567 | 0.11959 | 0.10267 | 0 | 0 | 0 | 2020-07-19 02:00
4807 | HE 4804 | 0 | 0.12979 | 0.12213 | 0.10057 | 0 | 0 | 0 | 2020-07-19 03:00
4808 | HE 4805 | 0 | 0.12479 | 0.12722 | 0.10289 | 0 | 0 | 0 | 2020-07-19 04:00
4809 | HE 4806 | 0 | 0.12882 | 0.21096 | 0.11367 | 0 | 0 | 0 | 2020-07-19 05:00
4810 | HE 4807 | 3.3831e-05 | 0.17425 | 0.16699 | 0.19445 | 5.8949e-06 | 5.6494e-06 | 6.5784e-06 | 2020-07-19 06:00
4811 | HE 4808 | 0.00014944 | 0.19645 | 0.18483 | 0.13881 | 2.9357e-05 | 2.7622e-05 | 2.0744e-05 | 2020-07-19 07:00
4812 | HE 4809 | 0.00029788 | 0.19024 | 0.18521 | 0.23683 | 5.6668e-05 | 5.5169e-05 | 7.0546e-05 | 2020-07-19 08:00
4813 | HE 4810 | 0.00044622 | 0.21806 | 0.21127 | 0.26089 | 9.7305e-05 | 9.4274e-05 | 0.00011641 | 2020-07-19 09:00
4814 | HE 4811 | 0.00056034 | 0.27675 | 0.30608 | 0.35614 | 0.00015507 | 0.00017151 | 0.00019956 | 2020-07-19 10:00
4815 | HE 4812 | 0.00063234 | 0.58983 | 0.3765 | 0.46842 | 0.00037297 | 0.00023808 | 0.0002962 | 2020-07-19 11:00
4816 | HE 4813 | 0.00064409 | 1.1704 | 0.50758 | 0.54278 | 0.00075381 | 0.00032692 | 0.0003496 | 2020-07-19 12:00
4817 | HE 4814 | 0.00061522 | 3.1792 | 0.69796 | 0.94117 | 0.0019559 | 0.0004294 | 0.00057902 | 2020-07-19 13:00
4818 | HE 4815 | 0.00055927 | 18.2261 | 0.99338 | 0.94676 | 0.010193 | 0.00055557 | 0.0005295 | 2020-07-19 14:00
4819 | HE 4816 | 0.00046399 | 53.363 | 1.0666 | 1.3531 | 0.02476 | 0.00049491 | 0.00062783 | 2020-07-19 15:00
4820 | HE 4817 | 0.000339 | 75.4215 | 0.61379 | 1.3799 | 0.025568 | 0.00020807 | 0.00046777 | 2020-07-19 16:00
4821 | HE 4818 | 0.00018911 | 40.1614 | 0.34503 | 0.78814 | 0.0075948 | 6.5247e-05 | 0.00014904 | 2020-07-19 17:00
4822 | HE 4819 | 5.4454e-05 | 2.0206 | 0.32763 | 0.47438 | 0.00011003 | 1.7841e-05 | 2.5832e-05 | 2020-07-19 18:00
4823 | HE 4820 | 2.6637e-08 | 1.0556 | 0.15073 | 0.35319 | 2.8119e-08 | 4.0151e-09 | 9.4079e-09 | 2020-07-19 19:00
4824 | HE 4821 | 0 | 0.5951 | 0.12281 | 0.28226 | 0 | 0 | 0 | 2020-07-19 20:00
4825 | HE 4822 | 0 | 0.38982 | 0.15906 | 0.26028 | 0 | 0 | 0 | 2020-07-19 21:00
4826 | HE 4823 | 0 | 0.22985 | 0.16326 | 0.3352 | 0 | 0 | 0 | 2020-07-19 22:00
4827 | HE 4824 | 0 | 0.19516 | 0.13217 | 0.27495 | 0 | 0 | 0 | 2020-07-19 23:00
4828 | HE 4825 | 0 | 0.13407 | 0.12262 | 0.14401 | 0 | 0 | 0 | 2020-07-20
4829 | HE 4826 | 0 | 0.12005 | 0.13407 | 0.1166 | 0 | 0 | 0 | 2020-07-20 01:00
4830 | HE 4827 | 0 | 0.13734 | 0.11818 | 0.10246 | 0 | 0 | 0 | 2020-07-20 02:00
4831 | HE 4828 | 0 | 0.13406 | 0.12155 | 0.097843 | 0 | 0 | 0 | 2020-07-20 03:00
4832 | HE 4829 | 0 | 0.12807 | 0.13051 | 0.09496 | 0 | 0 | 0 | 2020-07-20 04:00
4833 | HE 4830 | 0 | 0.12424 | 0.26596 | 0.1302 | 0 | 0 | 0 | 2020-07-20 05:00
4834 | HE 4831 | 3.3831e-05 | 0.19248 | 0.25267 | 0.23863 | 6.5118e-06 | 8.5481e-06 | 8.0731e-06 | 2020-07-20 06:00
4835 | HE 4832 | 0.00014944 | 0.20365 | 0.25075 | 0.21355 | 3.0433e-05 | 3.7473e-05 | 3.1913e-05 | 2020-07-20 07:00
4836 | HE 4833 | 0.00029788 | 0.2191 | 0.2912 | 0.27365 | 6.5265e-05 | 8.6743e-05 | 8.1514e-05 | 2020-07-20 08:00
4837 | HE 4834 | 0.00044622 | 0.21172 | 0.15824 | 0.24901 | 9.4472e-05 | 7.0609e-05 | 0.00011112 | 2020-07-20 09:00
4838 | HE 4835 | 0.00056034 | 0.19233 | 0.24434 | 0.39552 | 0.00010777 | 0.00013691 | 0.00022162 | 2020-07-20 10:00
4839 | HE 4836 | 0.00063234 | 0.49535 | 0.37504 | 0.56508 | 0.00031323 | 0.00023715 | 0.00035732 | 2020-07-20 11:00
4840 | HE 4837 | 0.00064409 | 0.95222 | 0.53325 | 0.85879 | 0.00061331 | 0.00034346 | 0.00055314 | 2020-07-20 12:00
4841 | HE 4838 | 0.00061522 | 3.437 | 0.56408 | 1.1927 | 0.0021145 | 0.00034703 | 0.00073377 | 2020-07-20 13:00
4842 | HE 4839 | 0.00055927 | 8.2359 | 0.9162 | 1.0352 | 0.0046061 | 0.0005124 | 0.00057896 | 2020-07-20 14:00
4843 | HE 4840 | 0.00046399 | 32.2747 | 1.0073 | 1.3176 | 0.014975 | 0.00046737 | 0.00061137 | 2020-07-20 15:00
4844 | HE 4841 | 0.000339 | 46.5689 | 0.47755 | 1.2852 | 0.015787 | 0.00016189 | 0.00043569 | 2020-07-20 16:00
4845 | HE 4842 | 0.00018911 | 16.4694 | 0.32189 | 0.71353 | 0.0031145 | 6.0872e-05 | 0.00013493 | 2020-07-20 17:00
4846 | HE 4843 | 5.4454e-05 | 1.7459 | 0.24477 | 0.52039 | 9.5069e-05 | 1.3329e-05 | 2.8338e-05 | 2020-07-20 18:00
4847 | HE 4844 | 2.6637e-08 | 0.83773 | 0.14434 | 0.37885 | 2.2314e-08 | 3.8447e-09 | 1.0091e-08 | 2020-07-20 19:00
4848 | HE 4845 | 0 | 0.49612 | 0.14725 | 0.22258 | 0 | 0 | 0 | 2020-07-20 20:00
4849 | HE 4846 | 0 | 0.27038 | 0.20069 | 0.28462 | 0 | 0 | 0 | 2020-07-20 21:00
4850 | HE 4847 | 0 | 0.18356 | 0.16882 | 0.29216 | 0 | 0 | 0 | 2020-07-20 22:00
4851 | HE 4848 | 0 | 0.20303 | 0.15466 | 0.28088 | 0 | 0 | 0 | 2020-07-20 23:00
4852 | HE 4849 | 0 | 0.12914 | 0.13112 | 0.14545 | 0 | 0 | 0 | 2020-07-21
4853 | HE 4850 | 0 | 0.12343 | 0.15515 | 0.12085 | 0 | 0 | 0 | 2020-07-21 01:00
4854 | HE 4851 | 0 | 0.14962 | 0.14201 | 0.11305 | 0 | 0 | 0 | 2020-07-21 02:00
4855 | HE 4852 | 0 | 0.13763 | 0.14075 | 0.098932 | 0 | 0 | 0 | 2020-07-21 03:00
4856 | HE 4853 | 0 | 0.13306 | 0.15346 | 0.10132 | 0 | 0 | 0 | 2020-07-21 04:00
4857 | HE 4854 | 0 | 0.14637 | 0.29092 | 0.10481 | 0 | 0 | 0 | 2020-07-21 05:00
4858 | HE 4855 | 3.3831e-05 | 0.1661 | 0.27918 | 0.16729 | 5.6193e-06 | 9.4451e-06 | 5.6596e-06 | 2020-07-21 06:00
4859 | HE 4856 | 0.00014944 | 0.20077 | 0.288 | 0.15598 | 3.0003e-05 | 4.304e-05 | 2.3311e-05 | 2020-07-21 07:00
4860 | HE 4857 | 0.00029788 | 0.18996 | 0.40107 | 0.29059 | 5.6586e-05 | 0.00011947 | 8.6561e-05 | 2020-07-21 08:00
4861 | HE 4858 | 0.00044622 | 0.20699 | 0.27267 | 0.25237 | 9.2361e-05 | 0.00012167 | 0.00011261 | 2020-07-21 09:00
4862 | HE 4859 | 0.00056034 | 0.28864 | 0.3382 | 0.45145 | 0.00016173 | 0.00018951 | 0.00025296 | 2020-07-21 10:00
4863 | HE 4860 | 0.00063234 | 0.51884 | 0.44412 | 0.6429 | 0.00032809 | 0.00028083 | 0.00040653 | 2020-07-21 11:00
4864 | HE 4861 | 0.00064409 | 1.6848 | 0.72551 | 0.96512 | 0.0010851 | 0.00046729 | 0.00062162 | 2020-07-21 12:00
4865 | HE 4862 | 0.00061522 | 3.988 | 1.4515 | 1.2937 | 0.0024535 | 0.000893 | 0.0007959 | 2020-07-21 13:00
4866 | HE 4863 | 0.00055927 | 22.092 | 2.1586 | 1.1574 | 0.012355 | 0.0012073 | 0.00064732 | 2020-07-21 14:00
4867 | HE 4864 | 0.00046399 | 64.4039 | 2.1742 | 1.3404 | 0.029883 | 0.0010088 | 0.00062193 | 2020-07-21 15:00
4868 | HE 4865 | 0.000339 | 69.2748 | 1.7143 | 1.0271 | 0.023484 | 0.00058117 | 0.0003482 | 2020-07-21 16:00
4869 | HE 4866 | 0.00018911 | 40.2249 | 0.63475 | 0.64716 | 0.0076068 | 0.00012004 | 0.00012238 | 2020-07-21 17:00
4870 | HE 4867 | 5.4454e-05 | 5.3342 | 0.31971 | 0.45886 | 0.00029047 | 1.7409e-05 | 2.4987e-05 | 2020-07-21 18:00
4871 | HE 4868 | 2.6637e-08 | 1.3485 | 0.37893 | 0.29535 | 3.592e-08 | 1.0093e-08 | 7.8671e-09 | 2020-07-21 19:00
4872 | HE 4869 | 0 | 0.58368 | 0.18517 | 0.23091 | 0 | 0 | 0 | 2020-07-21 20:00
4873 | HE 4870 | 0 | 0.37441 | 0.17183 | 0.2891 | 0 | 0 | 0 | 2020-07-21 21:00
4874 | HE 4871 | 0 | 0.1842 | 0.15967 | 0.32613 | 0 | 0 | 0 | 2020-07-21 22:00
4875 | HE 4872 | 0 | 0.1833 | 0.14198 | 0.23375 | 0 | 0 | 0 | 2020-07-21 23:00
4876 | HE 4873 | 0 | 0.15667 | 0.11058 | 0.14761 | 0 | 0 | 0 | 2020-07-22
4877 | HE 4874 | 0 | 0.13441 | 0.13598 | 0.11587 | 0 | 0 | 0 | 2020-07-22 01:00
4878 | HE 4875 | 0 | 0.16006 | 0.12116 | 0.10224 | 0 | 0 | 0 | 2020-07-22 02:00
4879 | HE 4876 | 0 | 0.14398 | 0.11976 | 0.096637 | 0 | 0 | 0 | 2020-07-22 03:00
4880 | HE 4877 | 0 | 0.14431 | 0.13198 | 0.10019 | 0 | 0 | 0 | 2020-07-22 04:00
4881 | HE 4878 | 0 | 0.15997 | 0.28033 | 0.105 | 0 | 0 | 0 | 2020-07-22 05:00
4882 | HE 4879 | 3.3831e-05 | 0.19627 | 0.24364 | 0.16896 | 6.64e-06 | 8.2427e-06 | 5.7162e-06 | 2020-07-22 06:00
4883 | HE 4880 | 0.00014944 | 0.21816 | 0.26663 | 0.18671 | 3.2603e-05 | 3.9846e-05 | 2.7902e-05 | 2020-07-22 07:00
4884 | HE 4881 | 0.00029788 | 0.2171 | 0.36016 | 0.30242 | 6.4671e-05 | 0.00010728 | 9.0084e-05 | 2020-07-22 08:00
4885 | HE 4882 | 0.00044622 | 0.20959 | 0.41369 | 0.31894 | 9.3522e-05 | 0.0001846 | 0.00014232 | 2020-07-22 09:00
4886 | HE 4883 | 0.00056034 | 0.28657 | 0.65227 | 0.4846 | 0.00016057 | 0.00036549 | 0.00027154 | 2020-07-22 10:00
4887 | HE 4884 | 0.00063234 | 0.55115 | 1.0676 | 0.66393 | 0.00034851 | 0.00067507 | 0.00041983 | 2020-07-22 11:00
4888 | HE 4885 | 0.00064409 | 1.3803 | 1.4652 | 0.80104 | 0.00088903 | 0.00094368 | 0.00051594 | 2020-07-22 12:00
4889 | HE 4886 | 0.00061522 | 2.5315 | 2.6391 | 1.0459 | 0.0015574 | 0.0016236 | 0.00064346 | 2020-07-22 13:00
4890 | HE 4887 | 0.00055927 | 15.2969 | 3.4851 | 1.2125 | 0.0085551 | 0.0019491 | 0.00067814 | 2020-07-22 14:00
4891 | HE 4888 | 0.00046399 | 59.0507 | 3.5673 | 1.5476 | 0.027399 | 0.0016552 | 0.00071806 | 2020-07-22 15:00
4892 | HE 4889 | 0.000339 | 73.0012 | 1.916 | 1.252 | 0.024747 | 0.00064953 | 0.00042443 | 2020-07-22 16:00
4893 | HE 4890 | 0.00018911 | 47.5722 | 0.84422 | 0.6908 | 0.0089962 | 0.00015965 | 0.00013064 | 2020-07-22 17:00
4894 | HE 4891 | 5.4454e-05 | 8.7916 | 0.57488 | 0.51282 | 0.00047874 | 3.1305e-05 | 2.7925e-05 | 2020-07-22 18:00
4895 | HE 4892 | 2.6637e-08 | 1.3085 | 0.38374 | 0.37501 | 3.4853e-08 | 1.0222e-08 | 9.9892e-09 | 2020-07-22 19:00
4896 | HE 4893 | 0 | 0.46857 | 0.28293 | 0.27148 | 0 | 0 | 0 | 2020-07-22 20:00
4897 | HE 4894 | 0 | 0.33446 | 0.29245 | 0.30093 | 0 | 0 | 0 | 2020-07-22 21:00
4898 | HE 4895 | 0 | 0.16444 | 0.20063 | 0.31178 | 0 | 0 | 0 | 2020-07-22 22:00
4899 | HE 4896 | 0 | 0.17983 | 0.13726 | 0.22835 | 0 | 0 | 0 | 2020-07-22 23:00
4900 | HE 4897 | 0 | 0.13491 | 0.10459 | 0.12637 | 0 | 0 | 0 | 2020-07-23
4901 | HE 4898 | 0 | 0.12584 | 0.12111 | 0.1019 | 0 | 0 | 0 | 2020-07-23 01:00
4902 | HE 4899 | 0 | 0.14051 | 0.11121 | 0.09958 | 0 | 0 | 0 | 2020-07-23 02:00
4903 | HE 4900 | 0 | 0.14242 | 0.11239 | 0.095257 | 0 | 0 | 0 | 2020-07-23 03:00
4904 | HE 4901 | 0 | 0.12593 | 0.11942 | 0.096669 | 0 | 0 | 0 | 2020-07-23 04:00
4905 | HE 4902 | 0 | 0.1277 | 0.28281 | 0.095312 | 0 | 0 | 0 | 2020-07-23 05:00
4906 | HE 4903 | 3.3831e-05 | 0.16325 | 0.27084 | 0.18568 | 5.5231e-06 | 9.1627e-06 | 6.2818e-06 | 2020-07-23 06:00
4907 | HE 4904 | 0.00014944 | 0.20708 | 0.28652 | 0.21037 | 3.0946e-05 | 4.2818e-05 | 3.1438e-05 | 2020-07-23 07:00
4908 | HE 4905 | 0.00029788 | 0.20501 | 0.25569 | 0.32078 | 6.107e-05 | 7.6165e-05 | 9.5553e-05 | 2020-07-23 08:00
4909 | HE 4906 | 0.00044622 | 0.22419 | 0.25877 | 0.29802 | 0.00010004 | 0.00011547 | 0.00013298 | 2020-07-23 09:00
4910 | HE 4907 | 0.00056034 | 0.29545 | 0.4009 | 0.44365 | 0.00016555 | 0.00022464 | 0.0002486 | 2020-07-23 10:00
4911 | HE 4908 | 0.00063234 | 0.62492 | 0.46126 | 0.70175 | 0.00039516 | 0.00029167 | 0.00044374 | 2020-07-23 11:00
4912 | HE 4909 | 0.00064409 | 1.2966 | 0.67118 | 0.9821 | 0.00083514 | 0.0004323 | 0.00063256 | 2020-07-23 12:00
4913 | HE 4910 | 0.00061522 | 3.9508 | 1.032 | 2.1765 | 0.0024306 | 0.00063491 | 0.001339 | 2020-07-23 13:00
4914 | HE 4911 | 0.00055927 | 28.3049 | 1.3361 | 1.8035 | 0.01583 | 0.00074722 | 0.0010086 | 2020-07-23 14:00
4915 | HE 4912 | 0.00046399 | 70.6419 | 1.6015 | 2.4839 | 0.032777 | 0.0007431 | 0.0011525 | 2020-07-23 15:00
4916 | HE 4913 | 0.000339 | 76.9452 | 0.82833 | 2.9685 | 0.026085 | 0.0002808 | 0.0010063 | 2020-07-23 16:00
4917 | HE 4914 | 0.00018911 | 47.0672 | 0.50212 | 1.2641 | 0.0089007 | 9.4954e-05 | 0.00023905 | 2020-07-23 17:00
4918 | HE 4915 | 5.4454e-05 | 4.0041 | 0.33694 | 0.70597 | 0.00021804 | 1.8348e-05 | 3.8443e-05 | 2020-07-23 18:00
4919 | HE 4916 | 2.6637e-08 | 1.39 | 0.30508 | 0.42997 | 3.7026e-08 | 8.1264e-09 | 1.1453e-08 | 2020-07-23 19:00
4920 | HE 4917 | 0 | 0.77278 | 0.28607 | 0.33709 | 0 | 0 | 0 | 2020-07-23 20:00
4921 | HE 4918 | 0 | 0.39307 | 0.1987 | 0.27581 | 0 | 0 | 0 | 2020-07-23 21:00
4922 | HE 4919 | 0 | 0.18865 | 0.20545 | 0.33724 | 0 | 0 | 0 | 2020-07-23 22:00
4923 | HE 4920 | 0 | 0.19822 | 0.14558 | 0.21036 | 0 | 0 | 0 | 2020-07-23 23:00
4924 | HE 4921 | 0 | 0.14709 | 0.12104 | 0.14492 | 0 | 0 | 0 | 2020-07-24
4925 | HE 4922 | 0 | 0.11725 | 0.14529 | 0.10004 | 0 | 0 | 0 | 2020-07-24 01:00
4926 | HE 4923 | 0 | 0.1233 | 0.13322 | 0.097092 | 0 | 0 | 0 | 2020-07-24 02:00
4927 | HE 4924 | 0 | 0.11577 | 0.13677 | 0.092037 | 0 | 0 | 0 | 2020-07-24 03:00
4928 | HE 4925 | 0 | 0.11648 | 0.14537 | 0.096491 | 0 | 0 | 0 | 2020-07-24 04:00
4929 | HE 4926 | 0 | 0.11591 | 0.24228 | 0.099446 | 0 | 0 | 0 | 2020-07-24 05:00
4930 | HE 4927 | 3.3831e-05 | 0.20396 | 0.19716 | 0.20145 | 6.9003e-06 | 6.67e-06 | 6.8154e-06 | 2020-07-24 06:00
4931 | HE 4928 | 0.00014944 | 0.20638 | 0.28848 | 0.23524 | 3.0842e-05 | 4.311e-05 | 3.5155e-05 | 2020-07-24 07:00
4932 | HE 4929 | 0.00029788 | 0.2087 | 0.31265 | 0.32984 | 6.2166e-05 | 9.3133e-05 | 9.8253e-05 | 2020-07-24 08:00
4933 | HE 4930 | 0.00044622 | 0.28874 | 0.36117 | 0.28872 | 0.00012884 | 0.00016116 | 0.00012883 | 2020-07-24 09:00
4934 | HE 4931 | 0.00056034 | 0.47755 | 0.47096 | 0.47159 | 0.00026759 | 0.00026389 | 0.00026425 | 2020-07-24 10:00
4935 | HE 4932 | 0.00063234 | 0.59787 | 0.50115 | 0.73412 | 0.00037806 | 0.00031689 | 0.00046421 | 2020-07-24 11:00
4936 | HE 4933 | 0.00064409 | 1.0626 | 0.7422 | 1.2018 | 0.00068437 | 0.00047804 | 0.00077407 | 2020-07-24 12:00
4937 | HE 4934 | 0.00061522 | 2.1365 | 0.87511 | 2.3737 | 0.0013144 | 0.00053838 | 0.0014604 | 2020-07-24 13:00
4938 | HE 4935 | 0.00055927 | 6.1576 | 1.5103 | 3.7666 | 0.0034438 | 0.00084464 | 0.0021065 | 2020-07-24 14:00
4939 | HE 4936 | 0.00046399 | 14.3391 | 1.8595 | 4.6895 | 0.0066533 | 0.00086281 | 0.0021759 | 2020-07-24 15:00
4940 | HE 4937 | 0.000339 | 25.2517 | 1.2447 | 3.9735 | 0.0085604 | 0.00042195 | 0.001347 | 2020-07-24 16:00
4941 | HE 4938 | 0.00018911 | 7.2758 | 0.58557 | 1.4243 | 0.0013759 | 0.00011074 | 0.00026935 | 2020-07-24 17:00
4942 | HE 4939 | 5.4454e-05 | 2.1469 | 0.41745 | 0.84145 | 0.00011691 | 2.2732e-05 | 4.582e-05 | 2020-07-24 18:00
4943 | HE 4940 | 2.6637e-08 | 0.86932 | 0.23901 | 0.51096 | 2.3156e-08 | 6.3666e-09 | 1.361e-08 | 2020-07-24 19:00
4944 | HE 4941 | 0 | 0.79772 | 0.13021 | 0.37066 | 0 | 0 | 0 | 2020-07-24 20:00
4945 | HE 4942 | 0 | 0.4061 | 0.15215 | 0.31447 | 0 | 0 | 0 | 2020-07-24 21:00
4946 | HE 4943 | 0 | 0.20384 | 0.1787 | 0.34447 | 0 | 0 | 0 | 2020-07-24 22:00
4947 | HE 4944 | 0 | 0.15802 | 0.20081 | 0.23994 | 0 | 0 | 0 | 2020-07-24 23:00
4948 | HE 4945 | 0 | 0.15242 | 0.15477 | 0.13164 | 0 | 0 | 0 | 2020-07-25
4949 | HE 4946 | 0 | 0.10963 | 0.18876 | 0.10255 | 0 | 0 | 0 | 2020-07-25 01:00
4950 | HE 4947 | 0 | 0.12252 | 0.17861 | 0.097914 | 0 | 0 | 0 | 2020-07-25 02:00
4951 | HE 4948 | 0 | 0.1204 | 0.17175 | 0.092983 | 0 | 0 | 0 | 2020-07-25 03:00
4952 | HE 4949 | 0 | 0.12275 | 0.17526 | 0.098047 | 0 | 0 | 0 | 2020-07-25 04:00
4953 | HE 4950 | 0 | 0.12953 | 0.32234 | 0.10459 | 0 | 0 | 0 | 2020-07-25 05:00
4954 | HE 4951 | 3.3831e-05 | 0.20832 | 0.32398 | 0.16624 | 7.0476e-06 | 1.0961e-05 | 5.624e-06 | 2020-07-25 06:00
4955 | HE 4952 | 0.00014944 | 0.20711 | 0.4275 | 0.12877 | 3.0951e-05 | 6.3887e-05 | 1.9243e-05 | 2020-07-25 07:00
4956 | HE 4953 | 0.00029788 | 0.21989 | 0.43003 | 0.23327 | 6.55e-05 | 0.0001281 | 6.9486e-05 | 2020-07-25 08:00
4957 | HE 4954 | 0.00044622 | 0.39076 | 0.24572 | 0.2808 | 0.00017436 | 0.00010965 | 0.0001253 | 2020-07-25 09:00
4958 | HE 4955 | 0.00056034 | 0.4499 | 0.38994 | 0.38022 | 0.0002521 | 0.0002185 | 0.00021305 | 2020-07-25 10:00
4959 | HE 4956 | 0.00063234 | 0.8447 | 0.42971 | 0.49608 | 0.00053414 | 0.00027172 | 0.00031369 | 2020-07-25 11:00
4960 | HE 4957 | 0.00064409 | 1.4624 | 0.66048 | 0.65599 | 0.00094189 | 0.00042541 | 0.00042251 | 2020-07-25 12:00
4961 | HE 4958 | 0.00061522 | 2.9865 | 0.9702 | 0.82487 | 0.0018374 | 0.00059689 | 0.00050748 | 2020-07-25 13:00
4962 | HE 4959 | 0.00055927 | 7.1717 | 1.1825 | 0.87706 | 0.0040109 | 0.00066134 | 0.00049052 | 2020-07-25 14:00
4963 | HE 4960 | 0.00046399 | 21.5539 | 1.3192 | 0.92396 | 0.010001 | 0.0006121 | 0.00042871 | 2020-07-25 15:00
4964 | HE 4961 | 0.000339 | 33.0849 | 1.0161 | 0.83817 | 0.011216 | 0.00034445 | 0.00028414 | 2020-07-25 16:00
4965 | HE 4962 | 0.00018911 | 12.795 | 0.53896 | 0.57629 | 0.0024196 | 0.00010192 | 0.00010898 | 2020-07-25 17:00
4966 | HE 4963 | 5.4454e-05 | 3.6946 | 0.32229 | 0.42952 | 0.00020119 | 1.755e-05 | 2.3389e-05 | 2020-07-25 18:00
4967 | HE 4964 | 2.6637e-08 | 1.1592 | 0.2558 | 0.37754 | 3.0877e-08 | 6.8137e-09 | 1.0056e-08 | 2020-07-25 19:00
4968 | HE 4965 | 0 | 0.81809 | 0.12965 | 0.26094 | 0 | 0 | 0 | 2020-07-25 20:00
4969 | HE 4966 | 0 | 0.37718 | 0.17815 | 0.32035 | 0 | 0 | 0 | 2020-07-25 21:00
4970 | HE 4967 | 0 | 0.26653 | 0.17941 | 0.49932 | 0 | 0 | 0 | 2020-07-25 22:00
4971 | HE 4968 | 0 | 0.16639 | 0.17644 | 0.35739 | 0 | 0 | 0 | 2020-07-25 23:00
4972 | HE 4969 | 0 | 0.13333 | 0.15076 | 0.17251 | 0 | 0 | 0 | 2020-07-26
4973 | HE 4970 | 0 | 0.12894 | 0.18889 | 0.12803 | 0 | 0 | 0 | 2020-07-26 01:00
4974 | HE 4971 | 0 | 0.1362 | 0.17356 | 0.11257 | 0 | 0 | 0 | 2020-07-26 02:00
4975 | HE 4972 | 0 | 0.13003 | 0.16855 | 0.10265 | 0 | 0 | 0 | 2020-07-26 03:00
4976 | HE 4973 | 0 | 0.13159 | 0.17909 | 0.10738 | 0 | 0 | 0 | 2020-07-26 04:00
4977 | HE 4974 | 0 | 0.13977 | 0.31295 | 0.1301 | 0 | 0 | 0 | 2020-07-26 05:00
4978 | HE 4975 | 3.3831e-05 | 0.18178 | 0.33187 | 0.22516 | 6.1499e-06 | 1.1228e-05 | 7.6173e-06 | 2020-07-26 06:00
4979 | HE 4976 | 0.00014944 | 0.2221 | 0.34484 | 0.18428 | 3.319e-05 | 5.1533e-05 | 2.7539e-05 | 2020-07-26 07:00
4980 | HE 4977 | 0.00029788 | 0.21588 | 0.38199 | 0.32491 | 6.4307e-05 | 0.00011379 | 9.6785e-05 | 2020-07-26 08:00
4981 | HE 4978 | 0.00044622 | 0.25515 | 0.29409 | 0.30367 | 0.00011385 | 0.00013123 | 0.0001355 | 2020-07-26 09:00
4982 | HE 4979 | 0.00056034 | 0.48088 | 0.39038 | 0.3869 | 0.00026945 | 0.00021874 | 0.00021679 | 2020-07-26 10:00
4983 | HE 4980 | 0.00063234 | 0.69095 | 0.54789 | 0.47251 | 0.00043692 | 0.00034645 | 0.00029879 | 2020-07-26 11:00
4984 | HE 4981 | 0.00064409 | 1.3689 | 0.93015 | 0.47562 | 0.00088168 | 0.00059909 | 0.00030634 | 2020-07-26 12:00
4985 | HE 4982 | 0.00061522 | 2.3328 | 1.1371 | 0.6325 | 0.0014352 | 0.00069958 | 0.00038913 | 2020-07-26 13:00
4986 | HE 4983 | 0.00055927 | 5.9973 | 1.3493 | 0.67732 | 0.0033541 | 0.00075462 | 0.0003788 | 2020-07-26 14:00
4987 | HE 4984 | 0.00046399 | 11.4705 | 1.4938 | 0.8391 | 0.0053223 | 0.00069311 | 0.00038934 | 2020-07-26 15:00
4988 | HE 4985 | 0.000339 | 28.1376 | 0.9787 | 0.81922 | 0.0095387 | 0.00033178 | 0.00027772 | 2020-07-26 16:00
4989 | HE 4986 | 0.00018911 | 11.4054 | 0.43603 | 0.72756 | 0.0021568 | 8.2456e-05 | 0.00013759 | 2020-07-26 17:00
4990 | HE 4987 | 5.4454e-05 | 3.3984 | 0.33685 | 0.50598 | 0.00018506 | 1.8343e-05 | 2.7553e-05 | 2020-07-26 18:00
4991 | HE 4988 | 2.6637e-08 | 1.2746 | 0.2566 | 0.40303 | 3.395e-08 | 6.8351e-09 | 1.0736e-08 | 2020-07-26 19:00
4992 | HE 4989 | 0 | 0.81814 | 0.14544 | 0.28225 | 0 | 0 | 0 | 2020-07-26 20:00
4993 | HE 4990 | 0 | 0.39018 | 0.17997 | 0.33249 | 0 | 0 | 0 | 2020-07-26 21:00
4994 | HE 4991 | 0 | 0.18357 | 0.19477 | 0.48723 | 0 | 0 | 0 | 2020-07-26 22:00
4995 | HE 4992 | 0 | 0.16613 | 0.1865 | 0.34457 | 0 | 0 | 0 | 2020-07-26 23:00
4996 | HE 4993 | 0 | 0.1255 | 0.15329 | 0.17451 | 0 | 0 | 0 | 2020-07-27
4997 | HE 4994 | 0 | 0.10825 | 0.22375 | 0.13313 | 0 | 0 | 0 | 2020-07-27 01:00
4998 | HE 4995 | 0 | 0.1304 | 0.21247 | 0.11383 | 0 | 0 | 0 | 2020-07-27 02:00
4999 | HE 4996 | 0 | 0.12905 | 0.21551 | 0.10644 | 0 | 0 | 0 | 2020-07-27 03:00
5000 | HE 4997 | 0 | 0.13033 | 0.22011 | 0.10678 | 0 | 0 | 0 | 2020-07-27 04:00
5001 | HE 4998 | 0 | 0.13583 | 0.30416 | 0.12664 | 0 | 0 | 0 | 2020-07-27 05:00
5002 | HE 4999 | 3.3831e-05 | 0.20513 | 0.30256 | 0.26101 | 6.9398e-06 | 1.0236e-05 | 8.8302e-06 | 2020-07-27 06:00
5003 | HE 5000 | 0.00014944 | 0.21601 | 0.37569 | 0.23131 | 3.2281e-05 | 5.6144e-05 | 3.4568e-05 | 2020-07-27 07:00
5004 | HE 5001 | 0.00029788 | 0.2086 | 0.36236 | 0.29218 | 6.2137e-05 | 0.00010794 | 8.7034e-05 | 2020-07-27 08:00
5005 | HE 5002 | 0.00044622 | 0.24909 | 0.31031 | 0.28318 | 0.00011115 | 0.00013847 | 0.00012636 | 2020-07-27 09:00
5006 | HE 5003 | 0.00056034 | 0.51228 | 0.35708 | 0.4011 | 0.00028705 | 0.00020008 | 0.00022475 | 2020-07-27 10:00
5007 | HE 5004 | 0.00063234 | 0.74792 | 0.64085 | 0.49771 | 0.00047294 | 0.00040523 | 0.00031472 | 2020-07-27 11:00
5008 | HE 5005 | 0.00064409 | 1.2387 | 1.0301 | 0.60166 | 0.0007978 | 0.0006635 | 0.00038752 | 2020-07-27 12:00
5009 | HE 5006 | 0.00061522 | 2.0745 | 1.0459 | 0.73119 | 0.0012763 | 0.00064344 | 0.00044984 | 2020-07-27 13:00
5010 | HE 5007 | 0.00055927 | 3.7782 | 1.3497 | 0.89326 | 0.002113 | 0.00075484 | 0.00049957 | 2020-07-27 14:00
5011 | HE 5008 | 0.00046399 | 4.5134 | 1.4498 | 1.169 | 0.0020942 | 0.0006727 | 0.0005424 | 2020-07-27 15:00
5012 | HE 5009 | 0.000339 | 7.3288 | 0.706 | 1.3004 | 0.0024845 | 0.00023933 | 0.00044084 | 2020-07-27 16:00
5013 | HE 5010 | 0.00018911 | 3.2357 | 0.59313 | 0.75421 | 0.0006119 | 0.00011216 | 0.00014263 | 2020-07-27 17:00
5014 | HE 5011 | 5.4454e-05 | 1.3498 | 0.34009 | 0.57659 | 7.3504e-05 | 1.852e-05 | 3.1398e-05 | 2020-07-27 18:00
5015 | HE 5012 | 2.6637e-08 | 0.71521 | 0.18474 | 0.41271 | 1.9051e-08 | 4.921e-09 | 1.0993e-08 | 2020-07-27 19:00
5016 | HE 5013 | 0 | 0.61995 | 0.14745 | 0.29465 | 0 | 0 | 0 | 2020-07-27 20:00
5017 | HE 5014 | 0 | 0.45102 | 0.18557 | 0.26987 | 0 | 0 | 0 | 2020-07-27 21:00
5018 | HE 5015 | 0 | 0.2633 | 0.20277 | 0.34652 | 0 | 0 | 0 | 2020-07-27 22:00
5019 | HE 5016 | 0 | 0.17012 | 0.23074 | 0.23643 | 0 | 0 | 0 | 2020-07-27 23:00
5020 | HE 5017 | 0 | 0.13899 | 0.1776 | 0.13256 | 0 | 0 | 0 | 2020-07-28
5021 | HE 5018 | 0 | 0.12747 | 0.28579 | 0.10215 | 0 | 0 | 0 | 2020-07-28 01:00
5022 | HE 5019 | 0 | 0.14162 | 0.26225 | 0.10515 | 0 | 0 | 0 | 2020-07-28 02:00
5023 | HE 5020 | 0 | 0.12066 | 0.26948 | 0.10179 | 0 | 0 | 0 | 2020-07-28 03:00
5024 | HE 5021 | 0 | 0.12422 | 0.27997 | 0.1025 | 0 | 0 | 0 | 2020-07-28 04:00
5025 | HE 5022 | 0 | 0.14346 | 0.41272 | 0.099601 | 0 | 0 | 0 | 2020-07-28 05:00
5026 | HE 5023 | 3.3831e-05 | 0.2377 | 0.43816 | 0.20087 | 8.0418e-06 | 1.4824e-05 | 6.7955e-06 | 2020-07-28 06:00
5027 | HE 5024 | 0.00014944 | 0.24119 | 0.5422 | 0.18015 | 3.6044e-05 | 8.1028e-05 | 2.6922e-05 | 2020-07-28 07:00
5028 | HE 5025 | 0.00029788 | 0.26622 | 0.45404 | 0.26403 | 7.9301e-05 | 0.00013525 | 7.8648e-05 | 2020-07-28 08:00
5029 | HE 5026 | 0.00044622 | 0.37399 | 0.27849 | 0.23621 | 0.00016688 | 0.00012427 | 0.0001054 | 2020-07-28 09:00
5030 | HE 5027 | 0.00056034 | 0.4261 | 0.25613 | 0.36405 | 0.00023876 | 0.00014352 | 0.00020399 | 2020-07-28 10:00
5031 | HE 5028 | 0.00063234 | 0.67978 | 0.40977 | 0.56959 | 0.00042985 | 0.00025911 | 0.00036017 | 2020-07-28 11:00
5032 | HE 5029 | 0.00064409 | 1.2541 | 0.53515 | 0.82664 | 0.00080777 | 0.00034468 | 0.00053243 | 2020-07-28 12:00
5033 | HE 5030 | 0.00061522 | 1.84 | 0.64149 | 1.087 | 0.001132 | 0.00039466 | 0.00066877 | 2020-07-28 13:00
5034 | HE 5031 | 0.00055927 | 2.712 | 1.1845 | 1.1817 | 0.0015167 | 0.00066245 | 0.00066092 | 2020-07-28 14:00
5035 | HE 5032 | 0.00046399 | 3.7487 | 1.1443 | 1.4762 | 0.0017394 | 0.00053095 | 0.00068496 | 2020-07-28 15:00
5036 | HE 5033 | 0.000339 | 5.1021 | 0.75651 | 1.4561 | 0.0017296 | 0.00025646 | 0.00049362 | 2020-07-28 16:00
5037 | HE 5034 | 0.00018911 | 2.8762 | 0.56933 | 0.81459 | 0.00054392 | 0.00010766 | 0.00015404 | 2020-07-28 17:00
5038 | HE 5035 | 5.4454e-05 | 1.3063 | 0.4143 | 0.6303 | 7.1134e-05 | 2.2561e-05 | 3.4322e-05 | 2020-07-28 18:00
5039 | HE 5036 | 2.6637e-08 | 0.74349 | 0.36817 | 0.42674 | 1.9804e-08 | 9.8069e-09 | 1.1367e-08 | 2020-07-28 19:00
5040 | HE 5037 | 0 | 0.75425 | 0.31101 | 0.27148 | 0 | 0 | 0 | 2020-07-28 20:00
5041 | HE 5038 | 0 | 0.40855 | 0.32553 | 0.26898 | 0 | 0 | 0 | 2020-07-28 21:00
5042 | HE 5039 | 0 | 0.22519 | 0.22166 | 0.38236 | 0 | 0 | 0 | 2020-07-28 22:00
5043 | HE 5040 | 0 | 0.18282 | 0.13219 | 0.25244 | 0 | 0 | 0 | 2020-07-28 23:00
5044 | HE 5041 | 0 | 0.14089 | 0.10421 | 0.16087 | 0 | 0 | 0 | 2020-07-29
5045 | HE 5042 | 0 | 0.11964 | 0.11937 | 0.14229 | 0 | 0 | 0 | 2020-07-29 01:00
5046 | HE 5043 | 0 | 0.12957 | 0.10811 | 0.1387 | 0 | 0 | 0 | 2020-07-29 02:00
5047 | HE 5044 | 0 | 0.12799 | 0.10566 | 0.12456 | 0 | 0 | 0 | 2020-07-29 03:00
5048 | HE 5045 | 0 | 0.12909 | 0.11487 | 0.1245 | 0 | 0 | 0 | 2020-07-29 04:00
5049 | HE 5046 | 0 | 0.14517 | 0.25798 | 0.14246 | 0 | 0 | 0 | 2020-07-29 05:00
5050 | HE 5047 | 3.3831e-05 | 0.24334 | 0.25841 | 0.28394 | 8.2325e-06 | 8.7423e-06 | 9.606e-06 | 2020-07-29 06:00
5051 | HE 5048 | 0.00014944 | 0.25158 | 0.32082 | 0.25519 | 3.7596e-05 | 4.7943e-05 | 3.8135e-05 | 2020-07-29 07:00
5052 | HE 5049 | 0.00029788 | 0.2471 | 0.39924 | 0.29698 | 7.3607e-05 | 0.00011893 | 8.8464e-05 | 2020-07-29 08:00
5053 | HE 5050 | 0.00044622 | 0.37516 | 0.34025 | 0.2886 | 0.00016741 | 0.00015183 | 0.00012878 | 2020-07-29 09:00
5054 | HE 5051 | 0.00056034 | 0.50682 | 0.56949 | 0.29896 | 0.00028399 | 0.00031911 | 0.00016752 | 2020-07-29 10:00
5055 | HE 5052 | 0.00063234 | 0.55302 | 0.96527 | 0.50209 | 0.0003497 | 0.00061038 | 0.00031749 | 2020-07-29 11:00
5056 | HE 5053 | 0.00064409 | 1.066 | 1.6293 | 0.63954 | 0.00068659 | 0.0010494 | 0.00041192 | 2020-07-29 12:00
5057 | HE 5054 | 0.00061522 | 1.8454 | 1.864 | 0.6729 | 0.0011353 | 0.0011468 | 0.00041398 | 2020-07-29 13:00
5058 | HE 5055 | 0.00055927 | 2.4124 | 2.4164 | 0.85749 | 0.0013492 | 0.0013514 | 0.00047957 | 2020-07-29 14:00
5059 | HE 5056 | 0.00046399 | 3.444 | 3.0851 | 1.0971 | 0.001598 | 0.0014315 | 0.00050904 | 2020-07-29 15:00
5060 | HE 5057 | 0.000339 | 5.2221 | 1.5606 | 1.1973 | 0.0017703 | 0.00052906 | 0.00040587 | 2020-07-29 16:00
5061 | HE 5058 | 0.00018911 | 3.0883 | 0.82383 | 0.72073 | 0.00058401 | 0.00015579 | 0.00013629 | 2020-07-29 17:00
5062 | HE 5059 | 5.4454e-05 | 1.8254 | 0.48459 | 0.54652 | 9.9399e-05 | 2.6388e-05 | 2.9761e-05 | 2020-07-29 18:00
5063 | HE 5060 | 2.6637e-08 | 0.78592 | 0.47348 | 0.41711 | 2.0934e-08 | 1.2612e-08 | 1.1111e-08 | 2020-07-29 19:00
5064 | HE 5061 | 0 | 0.69626 | 0.38135 | 0.30564 | 0 | 0 | 0 | 2020-07-29 20:00
5065 | HE 5062 | 0 | 0.40971 | 0.20576 | 0.24921 | 0 | 0 | 0 | 2020-07-29 21:00
5066 | HE 5063 | 0 | 0.23406 | 0.19008 | 0.40496 | 0 | 0 | 0 | 2020-07-29 22:00
5067 | HE 5064 | 0 | 0.16554 | 0.11787 | 0.26263 | 0 | 0 | 0 | 2020-07-29 23:00
5068 | HE 5065 | 0 | 0.15987 | 0.10281 | 0.13874 | 0 | 0 | 0 | 2020-07-30
5069 | HE 5066 | 0 | 0.11401 | 0.1199 | 0.12097 | 0 | 0 | 0 | 2020-07-30 01:00
5070 | HE 5067 | 0 | 0.11423 | 0.11036 | 0.11581 | 0 | 0 | 0 | 2020-07-30 02:00
5071 | HE 5068 | 0 | 0.11158 | 0.10767 | 0.1025 | 0 | 0 | 0 | 2020-07-30 03:00
5072 | HE 5069 | 0 | 0.11087 | 0.11477 | 0.10639 | 0 | 0 | 0 | 2020-07-30 04:00
5073 | HE 5070 | 0 | 0.14723 | 0.33464 | 0.1795 | 0 | 0 | 0 | 2020-07-30 05:00
5074 | HE 5071 | 3.3831e-05 | 0.23958 | 0.32564 | 0.28059 | 8.1051e-06 | 1.1017e-05 | 9.4925e-06 | 2020-07-30 06:00
5075 | HE 5072 | 0.00014944 | 0.24087 | 0.31759 | 0.25571 | 3.5995e-05 | 4.7462e-05 | 3.8214e-05 | 2020-07-30 07:00
5076 | HE 5073 | 0.00029788 | 0.26521 | 0.38828 | 0.26917 | 7.9002e-05 | 0.00011566 | 8.0182e-05 | 2020-07-30 08:00
5077 | HE 5074 | 0.00044622 | 0.35075 | 0.46669 | 0.33111 | 0.00015651 | 0.00020825 | 0.00014775 | 2020-07-30 09:00
5078 | HE 5075 | 0.00056034 | 0.51609 | 0.6596 | 0.3047 | 0.00028918 | 0.0003696 | 0.00017074 | 2020-07-30 10:00
5079 | HE 5076 | 0.00063234 | 0.57164 | 1.3665 | 0.47064 | 0.00036147 | 0.00086406 | 0.00029761 | 2020-07-30 11:00
5080 | HE 5077 | 0.00064409 | 0.88992 | 2.8546 | 0.58395 | 0.00057318 | 0.0018386 | 0.00037612 | 2020-07-30 12:00
5081 | HE 5078 | 0.00061522 | 1.796 | 3.0583 | 0.58533 | 0.0011049 | 0.0018815 | 0.0003601 | 2020-07-30 13:00
5082 | HE 5079 | 0.00055927 | 2.6923 | 3.2378 | 0.80663 | 0.0015057 | 0.0018108 | 0.00045112 | 2020-07-30 14:00
5083 | HE 5080 | 0.00046399 | 3.0735 | 3.4857 | 1.4975 | 0.0014261 | 0.0016173 | 0.00069484 | 2020-07-30 15:00
5084 | HE 5081 | 0.000339 | 4.1191 | 2.3171 | 1.9654 | 0.0013964 | 0.00078551 | 0.00066626 | 2020-07-30 16:00
5085 | HE 5082 | 0.00018911 | 1.7519 | 0.84519 | 0.92279 | 0.0003313 | 0.00015983 | 0.00017451 | 2020-07-30 17:00
5086 | HE 5083 | 5.4454e-05 | 0.71209 | 0.45692 | 0.61094 | 3.8776e-05 | 2.4881e-05 | 3.3268e-05 | 2020-07-30 18:00
5087 | HE 5084 | 2.6637e-08 | 0.38998 | 0.38625 | 0.45691 | 1.0388e-08 | 1.0288e-08 | 1.2171e-08 | 2020-07-30 19:00
5088 | HE 5085 | 0 | 0.40726 | 0.27293 | 0.36332 | 0 | 0 | 0 | 2020-07-30 20:00
5089 | HE 5086 | 0 | 0.41757 | 0.16636 | 0.32128 | 0 | 0 | 0 | 2020-07-30 21:00
5090 | HE 5087 | 0 | 0.16087 | 0.18598 | 0.37396 | 0 | 0 | 0 | 2020-07-30 22:00
5091 | HE 5088 | 0 | 0.22281 | 0.12084 | 0.28964 | 0 | 0 | 0 | 2020-07-30 23:00
5092 | HE 5089 | 0 | 0.12804 | 0.10829 | 0.11823 | 0 | 0 | 0 | 2020-07-31
5093 | HE 5090 | 0 | 0.11987 | 0.17631 | 0.10081 | 0 | 0 | 0 | 2020-07-31 01:00
5094 | HE 5091 | 0 | 0.12355 | 0.13087 | 0.10428 | 0 | 0 | 0 | 2020-07-31 02:00
5095 | HE 5092 | 0 | 0.10653 | 0.16225 | 0.10038 | 0 | 0 | 0 | 2020-07-31 03:00
5096 | HE 5093 | 0 | 0.10986 | 0.17393 | 0.096749 | 0 | 0 | 0 | 2020-07-31 04:00
5097 | HE 5094 | 0 | 0.12948 | 0.32786 | 0.093569 | 0 | 0 | 0 | 2020-07-31 05:00
5098 | HE 5095 | 3.3831e-05 | 0.21171 | 0.32513 | 0.23998 | 7.1625e-06 | 1.1e-05 | 8.1189e-06 | 2020-07-31 06:00
5099 | HE 5096 | 0.00014944 | 0.22019 | 0.32455 | 0.20824 | 3.2906e-05 | 4.8501e-05 | 3.112e-05 | 2020-07-31 07:00
5100 | HE 5097 | 0.00029788 | 0.25745 | 0.41255 | 0.16025 | 7.669e-05 | 0.00012289 | 4.7735e-05 | 2020-07-31 08:00
5101 | HE 5098 | 0.00044622 | 0.28717 | 0.46482 | 0.22671 | 0.00012814 | 0.00020741 | 0.00010116 | 2020-07-31 09:00
5102 | HE 5099 | 0.00056034 | 0.38234 | 0.9032 | 0.29117 | 0.00021424 | 0.0005061 | 0.00016316 | 2020-07-31 10:00
5103 | HE 5100 | 0.00063234 | 0.45988 | 1.6718 | 0.45492 | 0.0002908 | 0.0010572 | 0.00028766 | 2020-07-31 11:00
5104 | HE 5101 | 0.00064409 | 0.59441 | 4.8842 | 0.58116 | 0.00038285 | 0.0031459 | 0.00037432 | 2020-07-31 12:00
5105 | HE 5102 | 0.00061522 | 0.84738 | 5.5045 | 0.69171 | 0.00052132 | 0.0033864 | 0.00042555 | 2020-07-31 13:00
5106 | HE 5103 | 0.00055927 | 1.5225 | 6.9188 | 1.0085 | 0.00085149 | 0.0038695 | 0.00056404 | 2020-07-31 14:00
5107 | HE 5104 | 0.00046399 | 2.2332 | 7.0889 | 1.3478 | 0.0010362 | 0.0032892 | 0.00062537 | 2020-07-31 15:00
5108 | HE 5105 | 0.000339 | 2.5239 | 3.648 | 1.7904 | 0.0008556 | 0.0012367 | 0.00060694 | 2020-07-31 16:00
5109 | HE 5106 | 0.00018911 | 1.297 | 0.94918 | 0.94101 | 0.00024528 | 0.0001795 | 0.00017795 | 2020-07-31 17:00
5110 | HE 5107 | 5.4454e-05 | 0.80012 | 0.40989 | 0.63748 | 4.357e-05 | 2.232e-05 | 3.4713e-05 | 2020-07-31 18:00
5111 | HE 5108 | 2.6637e-08 | 0.6848 | 0.30282 | 0.5191 | 1.8241e-08 | 8.0662e-09 | 1.3827e-08 | 2020-07-31 19:00
5112 | HE 5109 | 0 | 0.53265 | 0.19218 | 0.41945 | 0 | 0 | 0 | 2020-07-31 20:00
5113 | HE 5110 | 0 | 0.49412 | 0.1534 | 0.32861 | 0 | 0 | 0 | 2020-07-31 21:00
5114 | HE 5111 | 0 | 0.27264 | 0.14157 | 0.39323 | 0 | 0 | 0 | 2020-07-31 22:00
5115 | HE 5112 | 0 | 0.20663 | 0.18983 | 0.326 | 0 | 0 | 0 | 2020-07-31 23:00
5116 | HE 5113 | 0 | 0.15016 | 0.15658 | 0.1808 | 0 | 0 | 0 | 2020-08-01
5117 | HE 5114 | 0 | 0.12329 | 0.20201 | 0.11093 | 0 | 0 | 0 | 2020-08-01 01:00
5118 | HE 5115 | 0 | 0.13075 | 0.23298 | 0.097833 | 0 | 0 | 0 | 2020-08-01 02:00
5119 | HE 5116 | 0 | 0.12467 | 0.23997 | 0.091362 | 0 | 0 | 0 | 2020-08-01 03:00
5120 | HE 5117 | 0 | 0.13114 | 0.25032 | 0.095474 | 0 | 0 | 0 | 2020-08-01 04:00
5121 | HE 5118 | 0 | 0.15784 | 0.51682 | 0.11548 | 0 | 0 | 0 | 2020-08-01 05:00
5122 | HE 5119 | 1.9356e-05 | 0.28744 | 0.47462 | 0.22768 | 5.5637e-06 | 9.1867e-06 | 4.4069e-06 | 2020-08-01 06:00
5123 | HE 5120 | 0.00014229 | 0.26447 | 0.48681 | 0.20476 | 3.7631e-05 | 6.9267e-05 | 2.9135e-05 | 2020-08-01 07:00
5124 | HE 5121 | 0.00031008 | 0.31991 | 0.47436 | 0.29086 | 9.9197e-05 | 0.00014709 | 9.019e-05 | 2020-08-01 08:00
5125 | HE 5122 | 0.00047513 | 0.47073 | 0.57693 | 0.3459 | 0.00022366 | 0.00027412 | 0.00016435 | 2020-08-01 09:00
5126 | HE 5123 | 0.00058091 | 0.61363 | 0.83543 | 0.46106 | 0.00035646 | 0.00048531 | 0.00026783 | 2020-08-01 10:00
5127 | HE 5124 | 0.00064003 | 0.49308 | 2.2402 | 0.61814 | 0.00031559 | 0.0014338 | 0.00039562 | 2020-08-01 11:00
5128 | HE 5125 | 0.00065672 | 0.81565 | 6.8289 | 0.9636 | 0.00053566 | 0.0044847 | 0.00063282 | 2020-08-01 12:00
5129 | HE 5126 | 0.00063108 | 1.2095 | 6.8429 | 1.5286 | 0.00076331 | 0.0043184 | 0.00096466 | 2020-08-01 13:00
5130 | HE 5127 | 0.00056637 | 1.9979 | 8.3926 | 1.3608 | 0.0011315 | 0.0047533 | 0.00077074 | 2020-08-01 14:00
5131 | HE 5128 | 0.00047118 | 3.0836 | 7.8478 | 1.8205 | 0.0014529 | 0.0036977 | 0.0008578 | 2020-08-01 15:00
5132 | HE 5129 | 0.00032696 | 3.2331 | 3.2291 | 2.3941 | 0.0010571 | 0.0010558 | 0.00078278 | 2020-08-01 16:00
5133 | HE 5130 | 0.00016205 | 2.6385 | 1.0762 | 1.5518 | 0.00042758 | 0.0001744 | 0.00025147 | 2020-08-01 17:00
5134 | HE 5131 | 3.4633e-05 | 1.0028 | 0.47284 | 0.95989 | 3.4731e-05 | 1.6376e-05 | 3.3244e-05 | 2020-08-01 18:00
5135 | HE 5132 | 0 | 0.70475 | 0.40966 | 0.63783 | 0 | 0 | 0 | 2020-08-01 19:00
5136 | HE 5133 | 0 | 0.42506 | 0.28077 | 0.46569 | 0 | 0 | 0 | 2020-08-01 20:00
5137 | HE 5134 | 0 | 0.34299 | 0.17655 | 0.31983 | 0 | 0 | 0 | 2020-08-01 21:00
5138 | HE 5135 | 0 | 0.19283 | 0.20799 | 0.33844 | 0 | 0 | 0 | 2020-08-01 22:00
5139 | HE 5136 | 0 | 0.19586 | 0.19483 | 0.33436 | 0 | 0 | 0 | 2020-08-01 23:00
5140 | HE 5137 | 0 | 0.13947 | 0.1705 | 0.14248 | 0 | 0 | 0 | 2020-08-02
5141 | HE 5138 | 0 | 0.11949 | 0.1673 | 0.10562 | 0 | 0 | 0 | 2020-08-02 01:00
5142 | HE 5139 | 0 | 0.12033 | 0.1905 | 0.11068 | 0 | 0 | 0 | 2020-08-02 02:00
5143 | HE 5140 | 0 | 0.12226 | 0.18747 | 0.11374 | 0 | 0 | 0 | 2020-08-02 03:00
5144 | HE 5141 | 0 | 0.1342 | 0.1999 | 0.11609 | 0 | 0 | 0 | 2020-08-02 04:00
5145 | HE 5142 | 0 | 0.15562 | 0.49127 | 0.13265 | 0 | 0 | 0 | 2020-08-02 05:00
5146 | HE 5143 | 1.9356e-05 | 0.27755 | 0.45176 | 0.24863 | 5.3722e-06 | 8.7441e-06 | 4.8125e-06 | 2020-08-02 06:00
5147 | HE 5144 | 0.00014229 | 0.27999 | 0.44093 | 0.19922 | 3.984e-05 | 6.2739e-05 | 2.8346e-05 | 2020-08-02 07:00
5148 | HE 5145 | 0.00031008 | 0.38757 | 0.52265 | 0.23195 | 0.00012017 | 0.00016206 | 7.1921e-05 | 2020-08-02 08:00
5149 | HE 5146 | 0.00047513 | 0.44482 | 0.46001 | 0.32264 | 0.00021135 | 0.00021856 | 0.0001533 | 2020-08-02 09:00
5150 | HE 5147 | 0.00058091 | 0.66084 | 0.78285 | 0.39757 | 0.00038389 | 0.00045476 | 0.00023095 | 2020-08-02 10:00
5151 | HE 5148 | 0.00064003 | 0.60385 | 1.9986 | 0.54051 | 0.00038648 | 0.0012792 | 0.00034594 | 2020-08-02 11:00
5152 | HE 5149 | 0.00065672 | 0.73477 | 7.8585 | 0.82106 | 0.00048254 | 0.0051609 | 0.00053921 | 2020-08-02 12:00
5153 | HE 5150 | 0.00063108 | 1.331 | 10.3774 | 1.0953 | 0.00083997 | 0.006549 | 0.0006912 | 2020-08-02 13:00
5154 | HE 5151 | 0.00056637 | 1.8459 | 14.6513 | 1.2358 | 0.0010455 | 0.0082981 | 0.00069993 | 2020-08-02 14:00
5155 | HE 5152 | 0.00047118 | 2.5053 | 14.9349 | 1.9089 | 0.0011805 | 0.007037 | 0.00089945 | 2020-08-02 15:00
5156 | HE 5153 | 0.00032696 | 3.6283 | 6.0539 | 2.1547 | 0.0011863 | 0.0019794 | 0.00070449 | 2020-08-02 16:00
5157 | HE 5154 | 0.00016205 | 2.4989 | 1.6223 | 1.3802 | 0.00040496 | 0.0002629 | 0.00022367 | 2020-08-02 17:00
5158 | HE 5155 | 3.4633e-05 | 0.84293 | 0.92339 | 0.73316 | 2.9193e-05 | 3.198e-05 | 2.5392e-05 | 2020-08-02 18:00
5159 | HE 5156 | 0 | 0.56049 | 0.53284 | 0.56767 | 0 | 0 | 0 | 2020-08-02 19:00
5160 | HE 5157 | 0 | 0.38685 | 0.39958 | 0.43624 | 0 | 0 | 0 | 2020-08-02 20:00
5161 | HE 5158 | 0 | 0.39647 | 0.20957 | 0.27529 | 0 | 0 | 0 | 2020-08-02 21:00
5162 | HE 5159 | 0 | 0.17558 | 0.28159 | 0.34416 | 0 | 0 | 0 | 2020-08-02 22:00
5163 | HE 5160 | 0 | 0.18709 | 0.19598 | 0.25139 | 0 | 0 | 0 | 2020-08-02 23:00
5164 | HE 5161 | 0 | 0.13257 | 0.16686 | 0.16574 | 0 | 0 | 0 | 2020-08-03
5165 | HE 5162 | 0 | 0.12673 | 0.13267 | 0.11712 | 0 | 0 | 0 | 2020-08-03 01:00
5166 | HE 5163 | 0 | 0.12503 | 0.17909 | 0.11231 | 0 | 0 | 0 | 2020-08-03 02:00
5167 | HE 5164 | 0 | 0.12786 | 0.17522 | 0.11052 | 0 | 0 | 0 | 2020-08-03 03:00
5168 | HE 5165 | 0 | 0.14051 | 0.19182 | 0.11064 | 0 | 0 | 0 | 2020-08-03 04:00
5169 | HE 5166 | 0 | 0.15076 | 0.38283 | 0.12884 | 0 | 0 | 0 | 2020-08-03 05:00
5170 | HE 5167 | 1.9356e-05 | 0.26917 | 0.35437 | 0.27185 | 5.21e-06 | 6.8592e-06 | 5.2619e-06 | 2020-08-03 06:00
5171 | HE 5168 | 0.00014229 | 0.25079 | 0.37965 | 0.22574 | 3.5685e-05 | 5.402e-05 | 3.212e-05 | 2020-08-03 07:00
5172 | HE 5169 | 0.00031008 | 0.25499 | 0.43621 | 0.25549 | 7.9066e-05 | 0.00013526 | 7.9221e-05 | 2020-08-03 08:00
5173 | HE 5170 | 0.00047513 | 0.26827 | 0.4716 | 0.27124 | 0.00012747 | 0.00022407 | 0.00012888 | 2020-08-03 09:00
5174 | HE 5171 | 0.00058091 | 0.34811 | 0.72209 | 0.37244 | 0.00020222 | 0.00041947 | 0.00021635 | 2020-08-03 10:00
5175 | HE 5172 | 0.00064003 | 0.43151 | 1.6108 | 0.47997 | 0.00027618 | 0.001031 | 0.00030719 | 2020-08-03 11:00
5176 | HE 5173 | 0.00065672 | 0.56357 | 2.5297 | 0.65875 | 0.00037011 | 0.0016613 | 0.00043262 | 2020-08-03 12:00
5177 | HE 5174 | 0.00063108 | 0.80261 | 2.4986 | 0.94434 | 0.00050651 | 0.0015768 | 0.00059596 | 2020-08-03 13:00
5178 | HE 5175 | 0.00056637 | 1.279 | 3.5316 | 1.2142 | 0.0007244 | 0.0020002 | 0.00068766 | 2020-08-03 14:00
5179 | HE 5176 | 0.00047118 | 1.5375 | 3.1844 | 1.2363 | 0.00072446 | 0.0015004 | 0.00058251 | 2020-08-03 15:00
5180 | HE 5177 | 0.00032696 | 2.0397 | 1.929 | 2.0571 | 0.0006669 | 0.00063071 | 0.00067259 | 2020-08-03 16:00
5181 | HE 5178 | 0.00016205 | 1.2419 | 0.88896 | 1.2099 | 0.00020125 | 0.00014406 | 0.00019607 | 2020-08-03 17:00
5182 | HE 5179 | 3.4633e-05 | 0.48649 | 0.45831 | 0.65397 | 1.6849e-05 | 1.5873e-05 | 2.2649e-05 | 2020-08-03 18:00
5183 | HE 5180 | 0 | 0.3658 | 0.35311 | 0.43918 | 0 | 0 | 0 | 2020-08-03 19:00
5184 | HE 5181 | 0 | 0.35531 | 0.26961 | 0.35666 | 0 | 0 | 0 | 2020-08-03 20:00
5185 | HE 5182 | 0 | 0.23631 | 0.25823 | 0.24252 | 0 | 0 | 0 | 2020-08-03 21:00
5186 | HE 5183 | 0 | 0.18585 | 0.2219 | 0.27304 | 0 | 0 | 0 | 2020-08-03 22:00
5187 | HE 5184 | 0 | 0.18269 | 0.20086 | 0.27024 | 0 | 0 | 0 | 2020-08-03 23:00
5188 | HE 5185 | 0 | 0.13168 | 0.18082 | 0.15726 | 0 | 0 | 0 | 2020-08-04
5189 | HE 5186 | 0 | 0.12422 | 0.20897 | 0.11992 | 0 | 0 | 0 | 2020-08-04 01:00
5190 | HE 5187 | 0 | 0.12331 | 0.20051 | 0.11378 | 0 | 0 | 0 | 2020-08-04 02:00
5191 | HE 5188 | 0 | 0.13676 | 0.20599 | 0.11071 | 0 | 0 | 0 | 2020-08-04 03:00
5192 | HE 5189 | 0 | 0.14014 | 0.22625 | 0.1083 | 0 | 0 | 0 | 2020-08-04 04:00
5193 | HE 5190 | 0 | 0.15612 | 0.59028 | 0.12154 | 0 | 0 | 0 | 2020-08-04 05:00
5194 | HE 5191 | 1.9356e-05 | 0.2891 | 0.52477 | 0.21455 | 5.5959e-06 | 1.0157e-05 | 4.1529e-06 | 2020-08-04 06:00
5195 | HE 5192 | 0.00014229 | 0.27142 | 0.51074 | 0.17087 | 3.8619e-05 | 7.2672e-05 | 2.4313e-05 | 2020-08-04 07:00
5196 | HE 5193 | 0.00031008 | 0.27343 | 0.51426 | 0.18952 | 8.4783e-05 | 0.00015946 | 5.8765e-05 | 2020-08-04 08:00
5197 | HE 5194 | 0.00047513 | 0.27226 | 0.52426 | 0.2041 | 0.00012936 | 0.00024909 | 9.6975e-05 | 2020-08-04 09:00
5198 | HE 5195 | 0.00058091 | 0.35781 | 0.6946 | 0.34136 | 0.00020785 | 0.0004035 | 0.0001983 | 2020-08-04 10:00
5199 | HE 5196 | 0.00064003 | 0.45218 | 1.3741 | 0.44753 | 0.00028941 | 0.00087944 | 0.00028643 | 2020-08-04 11:00
5200 | HE 5197 | 0.00065672 | 0.55614 | 1.77 | 0.57839 | 0.00036523 | 0.0011624 | 0.00037984 | 2020-08-04 12:00
5201 | HE 5198 | 0.00063108 | 0.82892 | 1.5079 | 0.72658 | 0.00052311 | 0.0009516 | 0.00045854 | 2020-08-04 13:00
5202 | HE 5199 | 0.00056637 | 0.83251 | 2.1029 | 0.89137 | 0.00047151 | 0.001191 | 0.00050484 | 2020-08-04 14:00
5203 | HE 5200 | 0.00047118 | 1.176 | 2.4312 | 1.0926 | 0.00055412 | 0.0011455 | 0.00051483 | 2020-08-04 15:00
5204 | HE 5201 | 0.00032696 | 1.3373 | 1.7958 | 1.6031 | 0.00043723 | 0.00058715 | 0.00052415 | 2020-08-04 16:00
5205 | HE 5202 | 0.00016205 | 0.80891 | 1.0136 | 0.95714 | 0.00013109 | 0.00016425 | 0.00015511 | 2020-08-04 17:00
5206 | HE 5203 | 3.4633e-05 | 0.49907 | 0.67101 | 0.53858 | 1.7285e-05 | 2.3239e-05 | 1.8653e-05 | 2020-08-04 18:00
5207 | HE 5204 | 0 | 0.50438 | 0.57459 | 0.37495 | 0 | 0 | 0 | 2020-08-04 19:00
5208 | HE 5205 | 0 | 0.4386 | 0.42382 | 0.28753 | 0 | 0 | 0 | 2020-08-04 20:00
5209 | HE 5206 | 0 | 0.30523 | 0.28237 | 0.2605 | 0 | 0 | 0 | 2020-08-04 21:00
5210 | HE 5207 | 0 | 0.18183 | 0.26302 | 0.27704 | 0 | 0 | 0 | 2020-08-04 22:00
5211 | HE 5208 | 0 | 0.18447 | 0.19695 | 0.29432 | 0 | 0 | 0 | 2020-08-04 23:00
5212 | HE 5209 | 0 | 0.13432 | 0.17097 | 0.17036 | 0 | 0 | 0 | 2020-08-05
5213 | HE 5210 | 0 | 0.1153 | 0.18035 | 0.1163 | 0 | 0 | 0 | 2020-08-05 01:00
5214 | HE 5211 | 0 | 0.11738 | 0.17442 | 0.11841 | 0 | 0 | 0 | 2020-08-05 02:00
5215 | HE 5212 | 0 | 0.11828 | 0.18 | 0.11501 | 0 | 0 | 0 | 2020-08-05 03:00
5216 | HE 5213 | 0 | 0.12083 | 0.19305 | 0.11011 | 0 | 0 | 0 | 2020-08-05 04:00
5217 | HE 5214 | 0 | 0.14939 | 0.51312 | 0.14645 | 0 | 0 | 0 | 2020-08-05 05:00
5218 | HE 5215 | 1.9356e-05 | 0.2473 | 0.33638 | 0.32746 | 4.7867e-06 | 6.511e-06 | 6.3383e-06 | 2020-08-05 06:00
5219 | HE 5216 | 0.00014229 | 0.27279 | 0.40138 | 0.23962 | 3.8814e-05 | 5.7111e-05 | 3.4096e-05 | 2020-08-05 07:00
5220 | HE 5217 | 0.00031008 | 0.26545 | 0.45638 | 0.28936 | 8.2309e-05 | 0.00014151 | 8.9722e-05 | 2020-08-05 08:00
5221 | HE 5218 | 0.00047513 | 0.27161 | 0.7468 | 0.28811 | 0.00012905 | 0.00035483 | 0.00013689 | 2020-08-05 09:00
5222 | HE 5219 | 0.00058091 | 0.3118 | 1.2373 | 0.45163 | 0.00018113 | 0.00071876 | 0.00026236 | 2020-08-05 10:00
5223 | HE 5220 | 0.00064003 | 0.37781 | 2.2098 | 0.49366 | 0.00024181 | 0.0014143 | 0.00031596 | 2020-08-05 11:00
5224 | HE 5221 | 0.00065672 | 0.48505 | 5.7765 | 0.62196 | 0.00031854 | 0.0037936 | 0.00040846 | 2020-08-05 12:00
5225 | HE 5222 | 0.00063108 | 0.80452 | 6.0536 | 0.72267 | 0.00050772 | 0.0038203 | 0.00045606 | 2020-08-05 13:00
5226 | HE 5223 | 0.00056637 | 0.80207 | 7.4837 | 0.77136 | 0.00045427 | 0.0042385 | 0.00043688 | 2020-08-05 14:00
5227 | HE 5224 | 0.00047118 | 1.0302 | 8.0531 | 0.90645 | 0.00048543 | 0.0037945 | 0.0004271 | 2020-08-05 15:00
5228 | HE 5225 | 0.00032696 | 1.2397 | 3.1819 | 0.82854 | 0.00040535 | 0.0010404 | 0.0002709 | 2020-08-05 16:00
5229 | HE 5226 | 0.00016205 | 1.0274 | 1.6757 | 0.64989 | 0.0001665 | 0.00027156 | 0.00010532 | 2020-08-05 17:00
5230 | HE 5227 | 3.4633e-05 | 0.70744 | 0.85321 | 0.46312 | 2.4501e-05 | 2.9549e-05 | 1.6039e-05 | 2020-08-05 18:00
5231 | HE 5228 | 0 | 0.40459 | 0.60861 | 0.34143 | 0 | 0 | 0 | 2020-08-05 19:00
5232 | HE 5229 | 0 | 0.39275 | 0.39167 | 0.24718 | 0 | 0 | 0 | 2020-08-05 20:00
5233 | HE 5230 | 0 | 0.31845 | 0.24716 | 0.26867 | 0 | 0 | 0 | 2020-08-05 21:00
5234 | HE 5231 | 0 | 0.16954 | 0.19197 | 0.36844 | 0 | 0 | 0 | 2020-08-05 22:00
5235 | HE 5232 | 0 | 0.18137 | 0.17956 | 0.31271 | 0 | 0 | 0 | 2020-08-05 23:00
5236 | HE 5233 | 0 | 0.13248 | 0.1187 | 0.17198 | 0 | 0 | 0 | 2020-08-06
5237 | HE 5234 | 0 | 0.12257 | 0.11796 | 0.11449 | 0 | 0 | 0 | 2020-08-06 01:00
5238 | HE 5235 | 0 | 0.12611 | 0.1193 | 0.11292 | 0 | 0 | 0 | 2020-08-06 02:00
5239 | HE 5236 | 0 | 0.12668 | 0.11931 | 0.11266 | 0 | 0 | 0 | 2020-08-06 03:00
5240 | HE 5237 | 0 | 0.12829 | 0.18528 | 0.10773 | 0 | 0 | 0 | 2020-08-06 04:00
5241 | HE 5238 | 0 | 0.14322 | 0.42377 | 0.14984 | 0 | 0 | 0 | 2020-08-06 05:00
5242 | HE 5239 | 1.9356e-05 | 0.29907 | 0.42663 | 0.29886 | 5.7888e-06 | 8.2579e-06 | 5.7846e-06 | 2020-08-06 06:00
5243 | HE 5240 | 0.00014229 | 0.25529 | 0.43895 | 0.27492 | 3.6325e-05 | 6.2458e-05 | 3.9117e-05 | 2020-08-06 07:00
5244 | HE 5241 | 0.00031008 | 0.29943 | 0.39862 | 0.29347 | 9.2845e-05 | 0.0001236 | 9.0998e-05 | 2020-08-06 08:00
5245 | HE 5242 | 0.00047513 | 0.40561 | 0.68369 | 0.34683 | 0.00019272 | 0.00032484 | 0.00016479 | 2020-08-06 09:00
5246 | HE 5243 | 0.00058091 | 0.44065 | 1.2863 | 0.5219 | 0.00025598 | 0.00074722 | 0.00030318 | 2020-08-06 10:00
5247 | HE 5244 | 0.00064003 | 0.56625 | 2.5987 | 0.56779 | 0.00036242 | 0.0016632 | 0.0003634 | 2020-08-06 11:00
5248 | HE 5245 | 0.00065672 | 0.64952 | 12.8115 | 0.54313 | 0.00042655 | 0.0084136 | 0.00035669 | 2020-08-06 12:00
5249 | HE 5246 | 0.00063108 | 0.95281 | 14.8034 | 0.63885 | 0.0006013 | 0.0093422 | 0.00040317 | 2020-08-06 13:00
5250 | HE 5247 | 0.00056637 | 1.1107 | 20.1421 | 0.85402 | 0.00062909 | 0.011408 | 0.00048369 | 2020-08-06 14:00
5251 | HE 5248 | 0.00047118 | 1.4808 | 19.142 | 1.2692 | 0.00069771 | 0.0090194 | 0.00059804 | 2020-08-06 15:00
5252 | HE 5249 | 0.00032696 | 1.5878 | 10.7005 | 1.0356 | 0.00051916 | 0.0034986 | 0.0003386 | 2020-08-06 16:00
5253 | HE 5250 | 0.00016205 | 1.3707 | 1.8935 | 0.67115 | 0.00022213 | 0.00030686 | 0.00010876 | 2020-08-06 17:00
5254 | HE 5251 | 3.4633e-05 | 0.60882 | 0.9579 | 0.43533 | 2.1085e-05 | 3.3175e-05 | 1.5077e-05 | 2020-08-06 18:00
5255 | HE 5252 | 0 | 0.45261 | 0.57466 | 0.30539 | 0 | 0 | 0 | 2020-08-06 19:00
5256 | HE 5253 | 0 | 0.43902 | 0.33728 | 0.25641 | 0 | 0 | 0 | 2020-08-06 20:00
5257 | HE 5254 | 0 | 0.38642 | 0.25606 | 0.28054 | 0 | 0 | 0 | 2020-08-06 21:00
5258 | HE 5255 | 0 | 0.1698 | 0.18869 | 0.35674 | 0 | 0 | 0 | 2020-08-06 22:00
5259 | HE 5256 | 0 | 0.17754 | 0.16746 | 0.30332 | 0 | 0 | 0 | 2020-08-06 23:00
5260 | HE 5257 | 0 | 0.13057 | 0.11775 | 0.173 | 0 | 0 | 0 | 2020-08-07
5261 | HE 5258 | 0 | 0.1195 | 0.1228 | 0.10178 | 0 | 0 | 0 | 2020-08-07 01:00
5262 | HE 5259 | 0 | 0.11558 | 0.114 | 0.10137 | 0 | 0 | 0 | 2020-08-07 02:00
5263 | HE 5260 | 0 | 0.11679 | 0.11224 | 0.10033 | 0 | 0 | 0 | 2020-08-07 03:00
5264 | HE 5261 | 0 | 0.1288 | 0.14279 | 0.10178 | 0 | 0 | 0 | 2020-08-07 04:00
5265 | HE 5262 | 0 | 0.1384 | 0.41008 | 0.14195 | 0 | 0 | 0 | 2020-08-07 05:00
5266 | HE 5263 | 1.9356e-05 | 0.27882 | 0.35538 | 0.22431 | 5.3969e-06 | 6.8788e-06 | 4.3418e-06 | 2020-08-07 06:00
5267 | HE 5264 | 0.00014229 | 0.26737 | 0.3419 | 0.28264 | 3.8044e-05 | 4.8648e-05 | 4.0216e-05 | 2020-08-07 07:00
5268 | HE 5265 | 0.00031008 | 0.3425 | 0.40625 | 0.30793 | 0.0001062 | 0.00012597 | 9.5482e-05 | 2020-08-07 08:00
5269 | HE 5266 | 0.00047513 | 0.37561 | 0.5498 | 0.33714 | 0.00017847 | 0.00026123 | 0.00016018 | 2020-08-07 09:00
5270 | HE 5267 | 0.00058091 | 0.49715 | 1.1308 | 0.47787 | 0.0002888 | 0.00065692 | 0.0002776 | 2020-08-07 10:00
5271 | HE 5268 | 0.00064003 | 0.53288 | 2.9905 | 0.5555 | 0.00034106 | 0.001914 | 0.00035553 | 2020-08-07 11:00
5272 | HE 5269 | 0.00065672 | 0.73873 | 18.704 | 0.54077 | 0.00048514 | 0.012283 | 0.00035514 | 2020-08-07 12:00
5273 | HE 5270 | 0.00063108 | 1.2155 | 26.137 | 0.8242 | 0.00076707 | 0.016495 | 0.00052014 | 2020-08-07 13:00
5274 | HE 5271 | 0.00056637 | 1.3792 | 47.0912 | 0.75725 | 0.00078112 | 0.026671 | 0.00042888 | 2020-08-07 14:00
5275 | HE 5272 | 0.00047118 | 2.4665 | 39.8723 | 1.001 | 0.0011622 | 0.018787 | 0.00047165 | 2020-08-07 15:00
5276 | HE 5273 | 0.00032696 | 2.1662 | 20.55 | 0.95016 | 0.00070825 | 0.006719 | 0.00031066 | 2020-08-07 16:00
5277 | HE 5274 | 0.00016205 | 1.1383 | 2.0277 | 0.61412 | 0.00018446 | 0.00032859 | 9.952e-05 | 2020-08-07 17:00
5278 | HE 5275 | 3.4633e-05 | 0.55936 | 0.86513 | 0.43838 | 1.9372e-05 | 2.9962e-05 | 1.5182e-05 | 2020-08-07 18:00
5279 | HE 5276 | 0 | 0.41171 | 0.52023 | 0.32778 | 0 | 0 | 0 | 2020-08-07 19:00
5280 | HE 5277 | 0 | 0.37761 | 0.3455 | 0.28727 | 0 | 0 | 0 | 2020-08-07 20:00
5281 | HE 5278 | 0 | 0.3685 | 0.22288 | 0.28514 | 0 | 0 | 0 | 2020-08-07 21:00
5282 | HE 5279 | 0 | 0.14419 | 0.20699 | 0.37511 | 0 | 0 | 0 | 2020-08-07 22:00
5283 | HE 5280 | 0 | 0.15703 | 0.13449 | 0.28334 | 0 | 0 | 0 | 2020-08-07 23:00
5284 | HE 5281 | 0 | 0.12946 | 0.12079 | 0.2639 | 0 | 0 | 0 | 2020-08-08
5285 | HE 5282 | 0 | 0.11191 | 0.15743 | 0.16888 | 0 | 0 | 0 | 2020-08-08 01:00
5286 | HE 5283 | 0 | 0.11424 | 0.1558 | 0.097056 | 0 | 0 | 0 | 2020-08-08 02:00
5287 | HE 5284 | 0 | 0.11384 | 0.13529 | 0.095735 | 0 | 0 | 0 | 2020-08-08 03:00
5288 | HE 5285 | 0 | 0.11691 | 0.20277 | 0.10105 | 0 | 0 | 0 | 2020-08-08 04:00
5289 | HE 5286 | 0 | 0.13679 | 0.39428 | 0.13398 | 0 | 0 | 0 | 2020-08-08 05:00
5290 | HE 5287 | 1.9356e-05 | 0.27782 | 0.32409 | 0.24077 | 5.3776e-06 | 6.273e-06 | 4.6603e-06 | 2020-08-08 06:00
5291 | HE 5288 | 0.00014229 | 0.25302 | 0.37119 | 0.23267 | 3.6001e-05 | 5.2816e-05 | 3.3106e-05 | 2020-08-08 07:00
5292 | HE 5289 | 0.00031008 | 0.38062 | 0.37293 | 0.27332 | 0.00011802 | 0.00011564 | 8.475e-05 | 2020-08-08 08:00
5293 | HE 5290 | 0.00047513 | 0.36582 | 0.38413 | 0.29922 | 0.00017381 | 0.00018251 | 0.00014217 | 2020-08-08 09:00
5294 | HE 5291 | 0.00058091 | 0.5287 | 0.69305 | 0.42855 | 0.00030713 | 0.0004026 | 0.00024895 | 2020-08-08 10:00
5295 | HE 5292 | 0.00064003 | 0.58696 | 1.6229 | 0.46181 | 0.00037567 | 0.0010387 | 0.00029557 | 2020-08-08 11:00
5296 | HE 5293 | 0.00065672 | 0.82983 | 5.1079 | 0.57761 | 0.00054497 | 0.0033545 | 0.00037933 | 2020-08-08 12:00
5297 | HE 5294 | 0.00063108 | 1.3644 | 5.6357 | 0.78841 | 0.00086103 | 0.0035566 | 0.00049755 | 2020-08-08 13:00
5298 | HE 5295 | 0.00056637 | 1.7446 | 9.2066 | 0.70062 | 0.00098808 | 0.0052143 | 0.00039681 | 2020-08-08 14:00
5299 | HE 5296 | 0.00047118 | 2.8146 | 8.6158 | 0.75582 | 0.0013262 | 0.0040596 | 0.00035613 | 2020-08-08 15:00
5300 | HE 5297 | 0.00032696 | 2.6411 | 3.6772 | 0.74322 | 0.00086354 | 0.0012023 | 0.000243 | 2020-08-08 16:00
5301 | HE 5298 | 0.00016205 | 1.3461 | 0.99904 | 0.582 | 0.00021815 | 0.0001619 | 9.4317e-05 | 2020-08-08 17:00
5302 | HE 5299 | 3.4633e-05 | 0.72617 | 0.57526 | 0.43655 | 2.5149e-05 | 1.9923e-05 | 1.5119e-05 | 2020-08-08 18:00
5303 | HE 5300 | 0 | 0.49472 | 0.43802 | 0.34999 | 0 | 0 | 0 | 2020-08-08 19:00
5304 | HE 5301 | 0 | 0.51139 | 0.25009 | 0.23674 | 0 | 0 | 0 | 2020-08-08 20:00
5305 | HE 5302 | 0 | 0.48245 | 0.19983 | 0.23876 | 0 | 0 | 0 | 2020-08-08 21:00
5306 | HE 5303 | 0 | 0.16493 | 0.18427 | 0.35463 | 0 | 0 | 0 | 2020-08-08 22:00
5307 | HE 5304 | 0 | 0.17703 | 0.16129 | 0.33291 | 0 | 0 | 0 | 2020-08-08 23:00
5308 | HE 5305 | 0 | 0.13127 | 0.10842 | 0.25446 | 0 | 0 | 0 | 2020-08-09
5309 | HE 5306 | 0 | 0.11431 | 0.11805 | 0.11864 | 0 | 0 | 0 | 2020-08-09 01:00
5310 | HE 5307 | 0 | 0.11141 | 0.11462 | 0.10754 | 0 | 0 | 0 | 2020-08-09 02:00
5311 | HE 5308 | 0 | 0.11278 | 0.11017 | 0.099134 | 0 | 0 | 0 | 2020-08-09 03:00
5312 | HE 5309 | 0 | 0.1145 | 0.12657 | 0.10174 | 0 | 0 | 0 | 2020-08-09 04:00
5313 | HE 5310 | 0 | 0.14019 | 0.36574 | 0.13718 | 0 | 0 | 0 | 2020-08-09 05:00
5314 | HE 5311 | 1.9356e-05 | 0.26977 | 0.32721 | 0.23868 | 5.2217e-06 | 6.3334e-06 | 4.6198e-06 | 2020-08-09 06:00
5315 | HE 5312 | 0.00014229 | 0.24239 | 0.36226 | 0.20907 | 3.449e-05 | 5.1544e-05 | 2.9748e-05 | 2020-08-09 07:00
5316 | HE 5313 | 0.00031008 | 0.3096 | 0.36014 | 0.2668 | 9.5999e-05 | 0.00011167 | 8.2726e-05 | 2020-08-09 08:00
5317 | HE 5314 | 0.00047513 | 0.43149 | 0.3849 | 0.31927 | 0.00020502 | 0.00018288 | 0.0001517 | 2020-08-09 09:00
5318 | HE 5315 | 0.00058091 | 0.46154 | 0.70142 | 0.45824 | 0.00026811 | 0.00040746 | 0.0002662 | 2020-08-09 10:00
5319 | HE 5316 | 0.00064003 | 0.68607 | 1.641 | 0.55436 | 0.0004391 | 0.0010503 | 0.0003548 | 2020-08-09 11:00
5320 | HE 5317 | 0.00065672 | 0.81902 | 5.4433 | 0.61806 | 0.00053787 | 0.0035748 | 0.00040589 | 2020-08-09 12:00
5321 | HE 5318 | 0.00063108 | 1.1118 | 8.4688 | 0.74456 | 0.00070165 | 0.0053445 | 0.00046988 | 2020-08-09 13:00
5322 | HE 5319 | 0.00056637 | 1.1987 | 13.5773 | 0.65981 | 0.00067892 | 0.0076898 | 0.0003737 | 2020-08-09 14:00
5323 | HE 5320 | 0.00047118 | 1.3194 | 13.272 | 0.78877 | 0.0006217 | 0.0062535 | 0.00037165 | 2020-08-09 15:00
5324 | HE 5321 | 0.00032696 | 1.3832 | 8.154 | 0.87472 | 0.00045226 | 0.002666 | 0.000286 | 2020-08-09 16:00
5325 | HE 5322 | 0.00016205 | 0.92118 | 1.5388 | 0.62333 | 0.00014928 | 0.00024936 | 0.00010101 | 2020-08-09 17:00
5326 | HE 5323 | 3.4633e-05 | 0.61159 | 0.70056 | 0.50875 | 2.1181e-05 | 2.4262e-05 | 1.762e-05 | 2020-08-09 18:00
5327 | HE 5324 | 0 | 0.53828 | 0.62447 | 0.36097 | 0 | 0 | 0 | 2020-08-09 19:00
5328 | HE 5325 | 0 | 0.5491 | 0.32841 | 0.2805 | 0 | 0 | 0 | 2020-08-09 20:00
5329 | HE 5326 | 0 | 0.36204 | 0.24555 | 0.26988 | 0 | 0 | 0 | 2020-08-09 21:00
5330 | HE 5327 | 0 | 0.16664 | 0.20753 | 0.44801 | 0 | 0 | 0 | 2020-08-09 22:00
5331 | HE 5328 | 0 | 0.18503 | 0.14286 | 0.32898 | 0 | 0 | 0 | 2020-08-09 23:00
5332 | HE 5329 | 0 | 0.1356 | 0.10915 | 0.23234 | 0 | 0 | 0 | 2020-08-10
5333 | HE 5330 | 0 | 0.10491 | 0.11607 | 0.13133 | 0 | 0 | 0 | 2020-08-10 01:00
5334 | HE 5331 | 0 | 0.10715 | 0.11702 | 0.11205 | 0 | 0 | 0 | 2020-08-10 02:00
5335 | HE 5332 | 0 | 0.10438 | 0.11445 | 0.11214 | 0 | 0 | 0 | 2020-08-10 03:00
5336 | HE 5333 | 0 | 0.10328 | 0.15314 | 0.11068 | 0 | 0 | 0 | 2020-08-10 04:00
5337 | HE 5334 | 0 | 0.12188 | 0.38938 | 0.24663 | 0 | 0 | 0 | 2020-08-10 05:00
5338 | HE 5335 | 1.9356e-05 | 0.29027 | 0.36313 | 0.31363 | 5.6184e-06 | 7.0286e-06 | 6.0705e-06 | 2020-08-10 06:00
5339 | HE 5336 | 0.00014229 | 0.2686 | 0.42607 | 0.26916 | 3.8218e-05 | 6.0624e-05 | 3.8297e-05 | 2020-08-10 07:00
5340 | HE 5337 | 0.00031008 | 0.31957 | 0.37086 | 0.30086 | 9.909e-05 | 0.00011499 | 9.3288e-05 | 2020-08-10 08:00
5341 | HE 5338 | 0.00047513 | 0.41192 | 0.43727 | 0.35953 | 0.00019572 | 0.00020776 | 0.00017082 | 2020-08-10 09:00
5342 | HE 5339 | 0.00058091 | 0.54356 | 0.9502 | 0.51008 | 0.00031576 | 0.00055198 | 0.00029631 | 2020-08-10 10:00
5343 | HE 5340 | 0.00064003 | 0.79593 | 1.9744 | 0.53487 | 0.00050941 | 0.0012637 | 0.00034233 | 2020-08-10 11:00
5344 | HE 5341 | 0.00065672 | 0.88748 | 7.3624 | 0.68224 | 0.00058283 | 0.004835 | 0.00044804 | 2020-08-10 12:00
5345 | HE 5342 | 0.00063108 | 1.2052 | 7.237 | 1.033 | 0.00076057 | 0.0045671 | 0.00065194 | 2020-08-10 13:00
5346 | HE 5343 | 0.00056637 | 1.0893 | 14.3933 | 0.76897 | 0.00061695 | 0.0081519 | 0.00043552 | 2020-08-10 14:00
5347 | HE 5344 | 0.00047118 | 1.2471 | 15.4412 | 1.1851 | 0.00058761 | 0.0072756 | 0.00055839 | 2020-08-10 15:00
5348 | HE 5345 | 0.00032696 | 1.1579 | 6.6605 | 1.1748 | 0.00037857 | 0.0021777 | 0.00038411 | 2020-08-10 16:00
5349 | HE 5346 | 0.00016205 | 0.74593 | 1.4244 | 0.81259 | 0.00012088 | 0.00023083 | 0.00013168 | 2020-08-10 17:00
5350 | HE 5347 | 3.4633e-05 | 0.56291 | 0.6541 | 0.58215 | 1.9495e-05 | 2.2653e-05 | 2.0162e-05 | 2020-08-10 18:00
5351 | HE 5348 | 0 | 0.56083 | 0.42827 | 0.46733 | 0 | 0 | 0 | 2020-08-10 19:00
5352 | HE 5349 | 0 | 0.46182 | 0.26639 | 0.34649 | 0 | 0 | 0 | 2020-08-10 20:00
5353 | HE 5350 | 0 | 0.34494 | 0.21996 | 0.29336 | 0 | 0 | 0 | 2020-08-10 21:00
5354 | HE 5351 | 0 | 0.24615 | 0.18596 | 0.334 | 0 | 0 | 0 | 2020-08-10 22:00
5355 | HE 5352 | 0 | 0.21793 | 0.11967 | 0.4412 | 0 | 0 | 0 | 2020-08-10 23:00
5356 | HE 5353 | 0 | 0.17682 | 0.11217 | 0.19531 | 0 | 0 | 0 | 2020-08-11
5357 | HE 5354 | 0 | 0.13892 | 0.12331 | 0.096895 | 0 | 0 | 0 | 2020-08-11 01:00
5358 | HE 5355 | 0 | 0.12342 | 0.12303 | 0.09323 | 0 | 0 | 0 | 2020-08-11 02:00
5359 | HE 5356 | 0 | 0.12427 | 0.12139 | 0.091053 | 0 | 0 | 0 | 2020-08-11 03:00
5360 | HE 5357 | 0 | 0.1248 | 0.13687 | 0.097768 | 0 | 0 | 0 | 2020-08-11 04:00
5361 | HE 5358 | 0 | 0.16032 | 0.37151 | 0.12459 | 0 | 0 | 0 | 2020-08-11 05:00
5362 | HE 5359 | 1.9356e-05 | 0.3591 | 0.30137 | 0.22909 | 6.9507e-06 | 5.8333e-06 | 4.4343e-06 | 2020-08-11 06:00
5363 | HE 5360 | 0.00014229 | 0.33281 | 0.33803 | 0.18442 | 4.7355e-05 | 4.8098e-05 | 2.624e-05 | 2020-08-11 07:00
5364 | HE 5361 | 0.00031008 | 0.37123 | 0.43918 | 0.22658 | 0.00011511 | 0.00013618 | 7.0258e-05 | 2020-08-11 08:00
5365 | HE 5362 | 0.00047513 | 0.46451 | 0.3984 | 0.28515 | 0.0002207 | 0.00018929 | 0.00013548 | 2020-08-11 09:00
5366 | HE 5363 | 0.00058091 | 0.42288 | 0.74176 | 0.35834 | 0.00024566 | 0.0004309 | 0.00020816 | 2020-08-11 10:00
5367 | HE 5364 | 0.00064003 | 0.71536 | 1.841 | 0.44007 | 0.00045785 | 0.0011783 | 0.00028165 | 2020-08-11 11:00
5368 | HE 5365 | 0.00065672 | 0.96774 | 8.4711 | 0.535 | 0.00063554 | 0.0055631 | 0.00035135 | 2020-08-11 12:00
5369 | HE 5366 | 0.00063108 | 1.2553 | 12.8622 | 0.80541 | 0.00079219 | 0.0081171 | 0.00050828 | 2020-08-11 13:00
5370 | HE 5367 | 0.00056637 | 1.1652 | 19.4976 | 0.80119 | 0.00065992 | 0.011043 | 0.00045377 | 2020-08-11 14:00
5371 | HE 5368 | 0.00047118 | 1.2418 | 20.2846 | 1.0463 | 0.00058514 | 0.0095577 | 0.000493 | 2020-08-11 15:00
5372 | HE 5369 | 0.00032696 | 1.3848 | 8.6334 | 0.92202 | 0.00045279 | 0.0028228 | 0.00030146 | 2020-08-11 16:00
5373 | HE 5370 | 0.00016205 | 0.82798 | 1.8334 | 0.5589 | 0.00013418 | 0.00029711 | 9.0572e-05 | 2020-08-11 17:00
5374 | HE 5371 | 3.4633e-05 | 0.67784 | 0.72538 | 0.44859 | 2.3476e-05 | 2.5122e-05 | 1.5536e-05 | 2020-08-11 18:00
5375 | HE 5372 | 0 | 0.4705 | 0.52497 | 0.31141 | 0 | 0 | 0 | 2020-08-11 19:00
5376 | HE 5373 | 0 | 0.44636 | 0.25979 | 0.258 | 0 | 0 | 0 | 2020-08-11 20:00
5377 | HE 5374 | 0 | 0.42076 | 0.21005 | 0.2279 | 0 | 0 | 0 | 2020-08-11 21:00
5378 | HE 5375 | 0 | 0.30207 | 0.20997 | 0.29482 | 0 | 0 | 0 | 2020-08-11 22:00
5379 | HE 5376 | 0 | 0.25047 | 0.14328 | 0.28513 | 0 | 0 | 0 | 2020-08-11 23:00
5380 | HE 5377 | 0 | 0.15729 | 0.11447 | 0.11626 | 0 | 0 | 0 | 2020-08-12
5381 | HE 5378 | 0 | 0.12737 | 0.12265 | 0.082744 | 0 | 0 | 0 | 2020-08-12 01:00
5382 | HE 5379 | 0 | 0.12554 | 0.12512 | 0.091349 | 0 | 0 | 0 | 2020-08-12 02:00
5383 | HE 5380 | 0 | 0.1241 | 0.13764 | 0.091552 | 0 | 0 | 0 | 2020-08-12 03:00
5384 | HE 5381 | 0 | 0.12991 | 0.14801 | 0.094896 | 0 | 0 | 0 | 2020-08-12 04:00
5385 | HE 5382 | 0 | 0.16452 | 0.34435 | 0.12248 | 0 | 0 | 0 | 2020-08-12 05:00
5386 | HE 5383 | 1.9356e-05 | 0.35532 | 0.32009 | 0.26202 | 6.8775e-06 | 6.1956e-06 | 5.0717e-06 | 2020-08-12 06:00
5387 | HE 5384 | 0.00014229 | 0.32797 | 0.32444 | 0.19039 | 4.6666e-05 | 4.6164e-05 | 2.7089e-05 | 2020-08-12 07:00
5388 | HE 5385 | 0.00031008 | 0.3742 | 0.35907 | 0.22591 | 0.00011603 | 0.00011134 | 7.0049e-05 | 2020-08-12 08:00
5389 | HE 5386 | 0.00047513 | 0.50074 | 0.38203 | 0.28529 | 0.00023792 | 0.00018151 | 0.00013555 | 2020-08-12 09:00
5390 | HE 5387 | 0.00058091 | 0.52129 | 0.84386 | 0.38613 | 0.00030282 | 0.00049021 | 0.00022431 | 2020-08-12 10:00
5391 | HE 5388 | 0.00064003 | 0.56992 | 2.5239 | 0.5035 | 0.00036476 | 0.0016153 | 0.00032226 | 2020-08-12 11:00
5392 | HE 5389 | 0.00065672 | 0.82208 | 18.1268 | 0.68054 | 0.00053988 | 0.011904 | 0.00044693 | 2020-08-12 12:00
5393 | HE 5390 | 0.00063108 | 1.0225 | 24.8025 | 0.86236 | 0.00064525 | 0.015652 | 0.00054422 | 2020-08-12 13:00
5394 | HE 5391 | 0.00056637 | 1.0647 | 44.3552 | 0.75615 | 0.00060303 | 0.025122 | 0.00042826 | 2020-08-12 14:00
5395 | HE 5392 | 0.00047118 | 1.32 | 43.7691 | 1.0433 | 0.00062197 | 0.020623 | 0.0004916 | 2020-08-12 15:00
5396 | HE 5393 | 0.00032696 | 1.4121 | 21.4036 | 1.1113 | 0.00046171 | 0.0069981 | 0.00036335 | 2020-08-12 16:00
5397 | HE 5394 | 0.00016205 | 1.1708 | 2.1094 | 0.65953 | 0.00018974 | 0.00034184 | 0.00010688 | 2020-08-12 17:00
5398 | HE 5395 | 3.4633e-05 | 0.73351 | 0.82463 | 0.49544 | 2.5404e-05 | 2.856e-05 | 1.7158e-05 | 2020-08-12 18:00
5399 | HE 5396 | 0 | 0.62733 | 0.55338 | 0.40115 | 0 | 0 | 0 | 2020-08-12 19:00
5400 | HE 5397 | 0 | 0.54035 | 0.28928 | 0.32235 | 0 | 0 | 0 | 2020-08-12 20:00
5401 | HE 5398 | 0 | 0.46343 | 0.22878 | 0.25441 | 0 | 0 | 0 | 2020-08-12 21:00
5402 | HE 5399 | 0 | 0.25014 | 0.20703 | 0.29146 | 0 | 0 | 0 | 2020-08-12 22:00
5403 | HE 5400 | 0 | 0.2452 | 0.13151 | 0.27774 | 0 | 0 | 0 | 2020-08-12 23:00
5404 | HE 5401 | 0 | 0.19137 | 0.12466 | 0.09159 | 0 | 0 | 0 | 2020-08-13
5405 | HE 5402 | 0 | 0.14623 | 0.17709 | 0.083133 | 0 | 0 | 0 | 2020-08-13 01:00
5406 | HE 5403 | 0 | 0.15087 | 0.18119 | 0.08845 | 0 | 0 | 0 | 2020-08-13 02:00
5407 | HE 5404 | 0 | 0.14923 | 0.18781 | 0.091123 | 0 | 0 | 0 | 2020-08-13 03:00
5408 | HE 5405 | 0 | 0.14698 | 0.19305 | 0.088314 | 0 | 0 | 0 | 2020-08-13 04:00
5409 | HE 5406 | 0 | 0.18733 | 0.63436 | 0.10523 | 0 | 0 | 0 | 2020-08-13 05:00
5410 | HE 5407 | 1.9356e-05 | 0.33518 | 0.55876 | 0.20761 | 6.4878e-06 | 1.0815e-05 | 4.0184e-06 | 2020-08-13 06:00
5411 | HE 5408 | 0.00014229 | 0.30176 | 0.55074 | 0.12376 | 4.2937e-05 | 7.8363e-05 | 1.7609e-05 | 2020-08-13 07:00
5412 | HE 5409 | 0.00031008 | 0.33682 | 0.58137 | 0.17698 | 0.00010444 | 0.00018027 | 5.4878e-05 | 2020-08-13 08:00
5413 | HE 5410 | 0.00047513 | 0.42474 | 0.63855 | 0.25445 | 0.00020181 | 0.0003034 | 0.0001209 | 2020-08-13 09:00
5414 | HE 5411 | 0.00058091 | 0.44195 | 1.5443 | 0.28716 | 0.00025673 | 0.0008971 | 0.00016682 | 2020-08-13 10:00
5415 | HE 5412 | 0.00064003 | 0.45149 | 8.5424 | 0.56516 | 0.00028897 | 0.0054674 | 0.00036172 | 2020-08-13 11:00
5416 | HE 5413 | 0.00065672 | 0.53891 | 53.2177 | 0.84101 | 0.00035392 | 0.034949 | 0.00055231 | 2020-08-13 12:00
5417 | HE 5414 | 0.00063108 | 0.82165 | 109.661 | 4.7771 | 0.00051853 | 0.069205 | 0.0030148 | 2020-08-13 13:00
5418 | HE 5415 | 0.00056637 | 0.77395 | 124.066 | 12.9959 | 0.00043834 | 0.070267 | 0.0073605 | 2020-08-13 14:00
5419 | HE 5416 | 0.00047118 | 0.95616 | 127.3668 | 30.1572 | 0.00045053 | 0.060013 | 0.01421 | 2020-08-13 15:00
5420 | HE 5417 | 0.00032696 | 0.98082 | 60.1301 | 29.9889 | 0.00032069 | 0.01966 | 0.0098051 | 2020-08-13 16:00
5421 | HE 5418 | 0.00016205 | 0.6882 | 9.1743 | 18.9726 | 0.00011153 | 0.0014867 | 0.0030746 | 2020-08-13 17:00
5422 | HE 5419 | 3.4633e-05 | 0.52892 | 1.5036 | 3.4447 | 1.8318e-05 | 5.2074e-05 | 0.0001193 | 2020-08-13 18:00
5423 | HE 5420 | 0 | 0.45325 | 0.75277 | 1.0108 | 0 | 0 | 0 | 2020-08-13 19:00
5424 | HE 5421 | 0 | 0.47439 | 0.46251 | 0.55817 | 0 | 0 | 0 | 2020-08-13 20:00
5425 | HE 5422 | 0 | 0.33046 | 0.28865 | 0.34593 | 0 | 0 | 0 | 2020-08-13 21:00
5426 | HE 5423 | 0 | 0.25252 | 0.20126 | 0.26507 | 0 | 0 | 0 | 2020-08-13 22:00
5427 | HE 5424 | 0 | 0.25097 | 0.16554 | 0.21532 | 0 | 0 | 0 | 2020-08-13 23:00
5428 | HE 5425 | 0 | 0.22801 | 0.11251 | 0.11129 | 0 | 0 | 0 | 2020-08-14
5429 | HE 5426 | 0 | 0.20785 | 0.13307 | 0.087502 | 0 | 0 | 0 | 2020-08-14 01:00
5430 | HE 5427 | 0 | 0.19256 | 0.13718 | 0.088096 | 0 | 0 | 0 | 2020-08-14 02:00
5431 | HE 5428 | 0 | 0.19004 | 0.13539 | 0.09006 | 0 | 0 | 0 | 2020-08-14 03:00
5432 | HE 5429 | 0 | 0.19218 | 0.15647 | 0.090959 | 0 | 0 | 0 | 2020-08-14 04:00
5433 | HE 5430 | 0 | 0.21248 | 0.60268 | 0.10357 | 0 | 0 | 0 | 2020-08-14 05:00
5434 | HE 5431 | 1.9356e-05 | 0.37283 | 0.59141 | 0.15162 | 7.2165e-06 | 1.1447e-05 | 2.9348e-06 | 2020-08-14 06:00
5435 | HE 5432 | 0.00014229 | 0.39453 | 0.6685 | 0.13176 | 5.6137e-05 | 9.5119e-05 | 1.8748e-05 | 2020-08-14 07:00
5436 | HE 5433 | 0.00031008 | 0.37325 | 0.71232 | 0.14341 | 0.00011573 | 0.00022087 | 4.4468e-05 | 2020-08-14 08:00
5437 | HE 5434 | 0.00047513 | 0.40671 | 0.86109 | 0.17682 | 0.00019324 | 0.00040913 | 8.4012e-05 | 2020-08-14 09:00
5438 | HE 5435 | 0.00058091 | 0.45511 | 1.5851 | 0.24786 | 0.00026438 | 0.00092079 | 0.00014399 | 2020-08-14 10:00
5439 | HE 5436 | 0.00064003 | 0.4412 | 8.8935 | 0.6199 | 0.00028238 | 0.0056921 | 0.00039675 | 2020-08-14 11:00
5440 | HE 5437 | 0.00065672 | 0.60694 | 19.094 | 0.82914 | 0.00039859 | 0.012539 | 0.00054451 | 2020-08-14 12:00
5441 | HE 5438 | 0.00063108 | 0.79997 | 50.5782 | 4.8554 | 0.00050485 | 0.031919 | 0.0030642 | 2020-08-14 13:00
5442 | HE 5439 | 0.00056637 | 0.78102 | 67.5838 | 32.2642 | 0.00044234 | 0.038278 | 0.018274 | 2020-08-14 14:00
5443 | HE 5440 | 0.00047118 | 1.0124 | 67.104 | 62.924 | 0.00047702 | 0.031618 | 0.029649 | 2020-08-14 15:00
5444 | HE 5441 | 0.00032696 | 1.0119 | 34.2262 | 77.0675 | 0.00033086 | 0.011191 | 0.025198 | 2020-08-14 16:00
5445 | HE 5442 | 0.00016205 | 0.70201 | 5.1345 | 28.2054 | 0.00011376 | 0.00083208 | 0.0045708 | 2020-08-14 17:00
5446 | HE 5443 | 3.4633e-05 | 0.64154 | 1.4175 | 5.7987 | 2.2219e-05 | 4.9093e-05 | 0.00020083 | 2020-08-14 18:00
5447 | HE 5444 | 0 | 0.49224 | 0.97317 | 1.096 | 0 | 0 | 0 | 2020-08-14 19:00
5448 | HE 5445 | 0 | 0.52981 | 0.52871 | 0.52122 | 0 | 0 | 0 | 2020-08-14 20:00
5449 | HE 5446 | 0 | 0.3415 | 0.29719 | 0.35586 | 0 | 0 | 0 | 2020-08-14 21:00
5450 | HE 5447 | 0 | 0.24199 | 0.17901 | 0.26575 | 0 | 0 | 0 | 2020-08-14 22:00
5451 | HE 5448 | 0 | 0.23552 | 0.18608 | 0.21767 | 0 | 0 | 0 | 2020-08-14 23:00
5452 | HE 5449 | 0 | 0.17678 | 0.124 | 0.11051 | 0 | 0 | 0 | 2020-08-15
5453 | HE 5450 | 0 | 0.1453 | 0.15619 | 0.078933 | 0 | 0 | 0 | 2020-08-15 01:00
5454 | HE 5451 | 0 | 0.14433 | 0.14756 | 0.088756 | 0 | 0 | 0 | 2020-08-15 02:00
5455 | HE 5452 | 0 | 0.14111 | 0.1493 | 0.091983 | 0 | 0 | 0 | 2020-08-15 03:00
5456 | HE 5453 | 0 | 0.13915 | 0.1756 | 0.089624 | 0 | 0 | 0 | 2020-08-15 04:00
5457 | HE 5454 | 0 | 0.17607 | 0.71296 | 0.1029 | 0 | 0 | 0 | 2020-08-15 05:00
5458 | HE 5455 | 1.9356e-05 | 0.3367 | 0.63368 | 0.15498 | 6.5172e-06 | 1.2265e-05 | 2.9997e-06 | 2020-08-15 06:00
5459 | HE 5456 | 0.00014229 | 0.36797 | 0.72775 | 0.12355 | 5.2357e-05 | 0.00010355 | 1.7579e-05 | 2020-08-15 07:00
5460 | HE 5457 | 0.00031008 | 0.46033 | 0.65451 | 0.14205 | 0.00014274 | 0.00020295 | 4.4045e-05 | 2020-08-15 08:00
5461 | HE 5458 | 0.00047513 | 0.44007 | 0.94597 | 0.29911 | 0.00020909 | 0.00044946 | 0.00014212 | 2020-08-15 09:00
5462 | HE 5459 | 0.00058091 | 0.4196 | 1.9185 | 0.44032 | 0.00024375 | 0.0011145 | 0.00025579 | 2020-08-15 10:00
5463 | HE 5460 | 0.00064003 | 0.58019 | 5.1 | 0.75781 | 0.00037133 | 0.0032641 | 0.00048502 | 2020-08-15 11:00
5464 | HE 5461 | 0.00065672 | 0.85632 | 17.5224 | 1.0966 | 0.00056236 | 0.011507 | 0.00072018 | 2020-08-15 12:00
5465 | HE 5462 | 0.00063108 | 1.39 | 43.5269 | 4.9603 | 0.00087718 | 0.027469 | 0.0031303 | 2020-08-15 13:00
5466 | HE 5463 | 0.00056637 | 1.6102 | 86.029 | 12.8639 | 0.00091196 | 0.048724 | 0.0072857 | 2020-08-15 14:00
5467 | HE 5464 | 0.00047118 | 1.9736 | 83.6242 | 29.6928 | 0.0009299 | 0.039402 | 0.013991 | 2020-08-15 15:00
5468 | HE 5465 | 0.00032696 | 2.5471 | 22.265 | 29.295 | 0.00083281 | 0.0072797 | 0.0095783 | 2020-08-15 16:00
5469 | HE 5466 | 0.00016205 | 1.023 | 2.9299 | 16.4211 | 0.00016578 | 0.0004748 | 0.0026611 | 2020-08-15 17:00
5470 | HE 5467 | 3.4633e-05 | 0.76043 | 1.088 | 3.5575 | 2.6336e-05 | 3.7679e-05 | 0.00012321 | 2020-08-15 18:00
5471 | HE 5468 | 0 | 0.55652 | 0.61833 | 0.8201 | 0 | 0 | 0 | 2020-08-15 19:00
5472 | HE 5469 | 0 | 0.58089 | 0.48358 | 0.42008 | 0 | 0 | 0 | 2020-08-15 20:00
5473 | HE 5470 | 0 | 0.41416 | 0.28776 | 0.31401 | 0 | 0 | 0 | 2020-08-15 21:00
5474 | HE 5471 | 0 | 0.17746 | 0.2487 | 0.2576 | 0 | 0 | 0 | 2020-08-15 22:00
5475 | HE 5472 | 0 | 0.18502 | 0.16374 | 0.19002 | 0 | 0 | 0 | 2020-08-15 23:00
5476 | HE 5473 | 0 | 0.16093 | 0.1269 | 0.11041 | 0 | 0 | 0 | 2020-08-16
5477 | HE 5474 | 0 | 0.12747 | 0.12782 | 0.0787 | 0 | 0 | 0 | 2020-08-16 01:00
5478 | HE 5475 | 0 | 0.13144 | 0.12681 | 0.087747 | 0 | 0 | 0 | 2020-08-16 02:00
5479 | HE 5476 | 0 | 0.12669 | 0.12417 | 0.08821 | 0 | 0 | 0 | 2020-08-16 03:00
5480 | HE 5477 | 0 | 0.12851 | 0.12685 | 0.090204 | 0 | 0 | 0 | 2020-08-16 04:00
5481 | HE 5478 | 0 | 0.16614 | 0.45126 | 0.10371 | 0 | 0 | 0 | 2020-08-16 05:00
5482 | HE 5479 | 1.9356e-05 | 0.37234 | 0.46931 | 0.13423 | 7.207e-06 | 9.084e-06 | 2.5981e-06 | 2020-08-16 06:00
5483 | HE 5480 | 0.00014229 | 0.40464 | 0.52814 | 0.11902 | 5.7575e-05 | 7.5147e-05 | 1.6935e-05 | 2020-08-16 07:00
5484 | HE 5481 | 0.00031008 | 0.48495 | 0.6006 | 0.14112 | 0.00015037 | 0.00018623 | 4.3759e-05 | 2020-08-16 08:00
5485 | HE 5482 | 0.00047513 | 0.5033 | 0.63845 | 0.25027 | 0.00023913 | 0.00030335 | 0.00011891 | 2020-08-16 09:00
5486 | HE 5483 | 0.00058091 | 0.59063 | 1.15 | 0.40441 | 0.0003431 | 0.00066805 | 0.00023492 | 2020-08-16 10:00
5487 | HE 5484 | 0.00064003 | 0.71412 | 4.1603 | 0.75018 | 0.00045705 | 0.0026627 | 0.00048014 | 2020-08-16 11:00
5488 | HE 5485 | 0.00065672 | 1.06 | 49.4141 | 1.0657 | 0.00069611 | 0.032451 | 0.00069989 | 2020-08-16 12:00
5489 | HE 5486 | 0.00063108 | 1.7074 | 107.8896 | 3.2911 | 0.0010775 | 0.068087 | 0.002077 | 2020-08-16 13:00
5490 | HE 5487 | 0.00056637 | 2.0703 | 142.6691 | 5.2586 | 0.0011726 | 0.080804 | 0.0029783 | 2020-08-16 14:00
5491 | HE 5488 | 0.00047118 | 2.5122 | 148.5433 | 9.8047 | 0.0011837 | 0.069991 | 0.0046198 | 2020-08-16 15:00
5492 | HE 5489 | 0.00032696 | 2.8328 | 72.0219 | 12.1262 | 0.00092622 | 0.023548 | 0.0039648 | 2020-08-16 16:00
5493 | HE 5490 | 0.00016205 | 1.3248 | 6.7309 | 7.1184 | 0.00021469 | 0.0010908 | 0.0011536 | 2020-08-16 17:00
5494 | HE 5491 | 3.4633e-05 | 0.72463 | 0.81357 | 1.7101 | 2.5096e-05 | 2.8176e-05 | 5.9226e-05 | 2020-08-16 18:00
5495 | HE 5492 | 0 | 0.64894 | 0.57397 | 0.82356 | 0 | 0 | 0 | 2020-08-16 19:00
5496 | HE 5493 | 0 | 0.61571 | 0.48843 | 0.41667 | 0 | 0 | 0 | 2020-08-16 20:00
5497 | HE 5494 | 0 | 0.55729 | 0.27691 | 0.31877 | 0 | 0 | 0 | 2020-08-16 21:00
5498 | HE 5495 | 0 | 0.24206 | 0.23636 | 0.27697 | 0 | 0 | 0 | 2020-08-16 22:00
5499 | HE 5496 | 0 | 0.22749 | 0.19852 | 0.22976 | 0 | 0 | 0 | 2020-08-16 23:00
5500 | HE 5497 | 0 | 0.12655 | 0.12458 | 0.10963 | 0 | 0 | 0 | 2020-08-17
5501 | HE 5498 | 0 | 0.095255 | 0.16584 | 0.090545 | 0 | 0 | 0 | 2020-08-17 01:00
5502 | HE 5499 | 0 | 0.10035 | 0.16351 | 0.10172 | 0 | 0 | 0 | 2020-08-17 02:00
5503 | HE 5500 | 0 | 0.096372 | 0.16178 | 0.10231 | 0 | 0 | 0 | 2020-08-17 03:00
5504 | HE 5501 | 0 | 0.095262 | 0.17663 | 0.10333 | 0 | 0 | 0 | 2020-08-17 04:00
5505 | HE 5502 | 0 | 0.13291 | 0.46999 | 0.11528 | 0 | 0 | 0 | 2020-08-17 05:00
5506 | HE 5503 | 1.9356e-05 | 0.38024 | 0.4952 | 0.18328 | 7.3599e-06 | 9.5851e-06 | 3.5476e-06 | 2020-08-17 06:00
5507 | HE 5504 | 0.00014229 | 0.41987 | 0.48938 | 0.1776 | 5.9742e-05 | 6.9633e-05 | 2.5271e-05 | 2020-08-17 07:00
5508 | HE 5505 | 0.00031008 | 0.44081 | 0.44904 | 0.24068 | 0.00013668 | 0.00013924 | 7.4628e-05 | 2020-08-17 08:00
5509 | HE 5506 | 0.00047513 | 0.50556 | 0.4077 | 0.38366 | 0.00024021 | 0.00019371 | 0.00018229 | 2020-08-17 09:00
5510 | HE 5507 | 0.00058091 | 0.5992 | 0.73082 | 0.54892 | 0.00034808 | 0.00042454 | 0.00031887 | 2020-08-17 10:00
5511 | HE 5508 | 0.00064003 | 0.8957 | 2.099 | 0.97834 | 0.00057327 | 0.0013434 | 0.00062616 | 2020-08-17 11:00
5512 | HE 5509 | 0.00065672 | 1.1659 | 5.4156 | 1.1011 | 0.00076565 | 0.0035565 | 0.00072313 | 2020-08-17 12:00
5513 | HE 5510 | 0.00063108 | 2.5353 | 7.1502 | 2.7494 | 0.0016 | 0.0045123 | 0.0017351 | 2020-08-17 13:00
5514 | HE 5511 | 0.00056637 | 3.3343 | 20.8294 | 3.321 | 0.0018884 | 0.011797 | 0.0018809 | 2020-08-17 14:00
5515 | HE 5512 | 0.00047118 | 5.8151 | 31.7243 | 5.2322 | 0.0027399 | 0.014948 | 0.0024653 | 2020-08-17 15:00
5516 | HE 5513 | 0.00032696 | 5.9073 | 9.0086 | 6.0935 | 0.0019314 | 0.0029454 | 0.0019923 | 2020-08-17 16:00
5517 | HE 5514 | 0.00016205 | 2.7132 | 1.6179 | 2.0994 | 0.00043969 | 0.0002622 | 0.00034022 | 2020-08-17 17:00
5518 | HE 5515 | 3.4633e-05 | 1.0537 | 0.67289 | 1.0884 | 3.6494e-05 | 2.3304e-05 | 3.7694e-05 | 2020-08-17 18:00
5519 | HE 5516 | 0 | 0.75097 | 0.47962 | 0.65332 | 0 | 0 | 0 | 2020-08-17 19:00
5520 | HE 5517 | 0 | 0.49074 | 0.38241 | 0.41484 | 0 | 0 | 0 | 2020-08-17 20:00
5521 | HE 5518 | 0 | 0.51894 | 0.277 | 0.32336 | 0 | 0 | 0 | 2020-08-17 21:00
5522 | HE 5519 | 0 | 0.24495 | 0.27555 | 0.28992 | 0 | 0 | 0 | 2020-08-17 22:00
5523 | HE 5520 | 0 | 0.16192 | 0.13078 | 0.23855 | 0 | 0 | 0 | 2020-08-17 23:00
5524 | HE 5521 | 0 | 0.15657 | 0.11879 | 0.12919 | 0 | 0 | 0 | 2020-08-18
5525 | HE 5522 | 0 | 0.11563 | 0.15919 | 0.093658 | 0 | 0 | 0 | 2020-08-18 01:00
5526 | HE 5523 | 0 | 0.11632 | 0.14981 | 0.10473 | 0 | 0 | 0 | 2020-08-18 02:00
5527 | HE 5524 | 0 | 0.1008 | 0.15724 | 0.10742 | 0 | 0 | 0 | 2020-08-18 03:00
5528 | HE 5525 | 0 | 0.10761 | 0.16253 | 0.1026 | 0 | 0 | 0 | 2020-08-18 04:00
5529 | HE 5526 | 0 | 0.13544 | 0.45511 | 0.1228 | 0 | 0 | 0 | 2020-08-18 05:00
5530 | HE 5527 | 1.9356e-05 | 0.30042 | 0.41104 | 0.14934 | 5.8148e-06 | 7.956e-06 | 2.8906e-06 | 2020-08-18 06:00
5531 | HE 5528 | 0.00014229 | 0.28961 | 0.4708 | 0.13237 | 4.1208e-05 | 6.6989e-05 | 1.8835e-05 | 2020-08-18 07:00
5532 | HE 5529 | 0.00031008 | 0.34092 | 0.43349 | 0.17783 | 0.00010571 | 0.00013441 | 5.5141e-05 | 2020-08-18 08:00
5533 | HE 5530 | 0.00047513 | 0.39872 | 0.47633 | 0.30069 | 0.00018944 | 0.00022632 | 0.00014287 | 2020-08-18 09:00
5534 | HE 5531 | 0.00058091 | 0.49564 | 0.7361 | 0.48866 | 0.00028792 | 0.00042761 | 0.00028387 | 2020-08-18 10:00
5535 | HE 5532 | 0.00064003 | 0.68737 | 1.9751 | 0.78994 | 0.00043993 | 0.0012641 | 0.00050558 | 2020-08-18 11:00
5536 | HE 5533 | 0.00065672 | 1.3439 | 5.8471 | 1.0331 | 0.0008826 | 0.0038399 | 0.00067845 | 2020-08-18 12:00
5537 | HE 5534 | 0.00063108 | 2.1812 | 3.2901 | 1.9361 | 0.0013765 | 0.0020763 | 0.0012218 | 2020-08-18 13:00
5538 | HE 5535 | 0.00056637 | 2.3351 | 10.5941 | 3.6215 | 0.0013225 | 0.0060002 | 0.0020511 | 2020-08-18 14:00
5539 | HE 5536 | 0.00047118 | 2.9773 | 26.073 | 4.3762 | 0.0014028 | 0.012285 | 0.002062 | 2020-08-18 15:00
5540 | HE 5537 | 0.00032696 | 2.5133 | 7.3936 | 4.8731 | 0.00082174 | 0.0024174 | 0.0015933 | 2020-08-18 16:00
5541 | HE 5538 | 0.00016205 | 1.163 | 1.6385 | 1.8163 | 0.00018848 | 0.00026553 | 0.00029434 | 2020-08-18 17:00
5542 | HE 5539 | 3.4633e-05 | 0.60662 | 0.68604 | 1.0028 | 2.1009e-05 | 2.376e-05 | 3.4729e-05 | 2020-08-18 18:00
5543 | HE 5540 | 0 | 0.47865 | 0.5539 | 0.71454 | 0 | 0 | 0 | 2020-08-18 19:00
5544 | HE 5541 | 0 | 0.41714 | 0.35407 | 0.37296 | 0 | 0 | 0 | 2020-08-18 20:00
5545 | HE 5542 | 0 | 0.42446 | 0.25829 | 0.31794 | 0 | 0 | 0 | 2020-08-18 21:00
5546 | HE 5543 | 0 | 0.17007 | 0.1855 | 0.27647 | 0 | 0 | 0 | 2020-08-18 22:00
5547 | HE 5544 | 0 | 0.18426 | 0.1214 | 0.30465 | 0 | 0 | 0 | 2020-08-18 23:00
5548 | HE 5545 | 0 | 0.12726 | 0.11329 | 0.14015 | 0 | 0 | 0 | 2020-08-19
5549 | HE 5546 | 0 | 0.097507 | 0.14363 | 0.10455 | 0 | 0 | 0 | 2020-08-19 01:00
5550 | HE 5547 | 0 | 0.096896 | 0.13733 | 0.11624 | 0 | 0 | 0 | 2020-08-19 02:00
5551 | HE 5548 | 0 | 0.09834 | 0.13743 | 0.11734 | 0 | 0 | 0 | 2020-08-19 03:00
5552 | HE 5549 | 0 | 0.10058 | 0.12691 | 0.12018 | 0 | 0 | 0 | 2020-08-19 04:00
5553 | HE 5550 | 0 | 0.12402 | 0.36005 | 0.13246 | 0 | 0 | 0 | 2020-08-19 05:00
5554 | HE 5551 | 1.9356e-05 | 0.27944 | 0.33281 | 0.20181 | 5.4088e-06 | 6.4418e-06 | 3.9063e-06 | 2020-08-19 06:00
5555 | HE 5552 | 0.00014229 | 0.26277 | 0.36566 | 0.15686 | 3.7389e-05 | 5.2029e-05 | 2.232e-05 | 2020-08-19 07:00
5556 | HE 5553 | 0.00031008 | 0.32056 | 0.40397 | 0.33176 | 9.9399e-05 | 0.00012526 | 0.00010287 | 2020-08-19 08:00
5557 | HE 5554 | 0.00047513 | 0.39816 | 0.48879 | 0.3597 | 0.00018918 | 0.00023224 | 0.0001709 | 2020-08-19 09:00
5558 | HE 5555 | 0.00058091 | 0.42883 | 1.0378 | 0.42909 | 0.00024911 | 0.00060287 | 0.00024926 | 2020-08-19 10:00
5559 | HE 5556 | 0.00064003 | 0.6426 | 3.6119 | 0.55104 | 0.00041128 | 0.0023117 | 0.00035268 | 2020-08-19 11:00
5560 | HE 5557 | 0.00065672 | 0.76733 | 10.8338 | 0.76683 | 0.00050392 | 0.0071148 | 0.00050359 | 2020-08-19 12:00
5561 | HE 5558 | 0.00063108 | 1.4253 | 37.7858 | 1.1327 | 0.00089948 | 0.023846 | 0.00071482 | 2020-08-19 13:00
5562 | HE 5559 | 0.00056637 | 1.9205 | 67.3511 | 1.8698 | 0.0010877 | 0.038146 | 0.001059 | 2020-08-19 14:00
5563 | HE 5560 | 0.00047118 | 2.2473 | 71.0481 | 2.5951 | 0.0010589 | 0.033476 | 0.0012228 | 2020-08-19 15:00
5564 | HE 5561 | 0.00032696 | 2.5225 | 19.5663 | 3.1387 | 0.00082476 | 0.0063974 | 0.0010262 | 2020-08-19 16:00
5565 | HE 5562 | 0.00016205 | 1.2719 | 1.2081 | 1.1962 | 0.00020611 | 0.00019578 | 0.00019385 | 2020-08-19 17:00
5566 | HE 5563 | 3.4633e-05 | 0.77066 | 0.56992 | 0.66182 | 2.669e-05 | 1.9738e-05 | 2.2921e-05 | 2020-08-19 18:00
5567 | HE 5564 | 0 | 0.66097 | 0.42142 | 0.39731 | 0 | 0 | 0 | 2020-08-19 19:00
5568 | HE 5565 | 0 | 0.67085 | 0.22379 | 0.35402 | 0 | 0 | 0 | 2020-08-19 20:00
5569 | HE 5566 | 0 | 0.50231 | 0.20568 | 0.26798 | 0 | 0 | 0 | 2020-08-19 21:00
5570 | HE 5567 | 0 | 0.16213 | 0.18022 | 0.30792 | 0 | 0 | 0 | 2020-08-19 22:00
5571 | HE 5568 | 0 | 0.16416 | 0.11323 | 0.2945 | 0 | 0 | 0 | 2020-08-19 23:00
5572 | HE 5569 | 0 | 0.12689 | 0.1188 | 0.2377 | 0 | 0 | 0 | 2020-08-20
5573 | HE 5570 | 0 | 0.10667 | 0.12382 | 0.11759 | 0 | 0 | 0 | 2020-08-20 01:00
5574 | HE 5571 | 0 | 0.10578 | 0.11539 | 0.11606 | 0 | 0 | 0 | 2020-08-20 02:00
5575 | HE 5572 | 0 | 0.098773 | 0.11542 | 0.11375 | 0 | 0 | 0 | 2020-08-20 03:00
5576 | HE 5573 | 0 | 0.10647 | 0.11638 | 0.11153 | 0 | 0 | 0 | 2020-08-20 04:00
5577 | HE 5574 | 0 | 0.12963 | 0.33893 | 0.15186 | 0 | 0 | 0 | 2020-08-20 05:00
5578 | HE 5575 | 1.9356e-05 | 0.27737 | 0.3219 | 0.26336 | 5.3687e-06 | 6.2307e-06 | 5.0977e-06 | 2020-08-20 06:00
5579 | HE 5576 | 0.00014229 | 0.2708 | 0.36174 | 0.2288 | 3.8532e-05 | 5.1472e-05 | 3.2556e-05 | 2020-08-20 07:00
5580 | HE 5577 | 0.00031008 | 0.29926 | 0.42073 | 0.33633 | 9.2794e-05 | 0.00013046 | 0.00010429 | 2020-08-20 08:00
5581 | HE 5578 | 0.00047513 | 0.41854 | 0.5888 | 0.52566 | 0.00019886 | 0.00027976 | 0.00024976 | 2020-08-20 09:00
5582 | HE 5579 | 0.00058091 | 0.59041 | 1.073 | 0.49001 | 0.00034297 | 0.00062334 | 0.00028465 | 2020-08-20 10:00
5583 | HE 5580 | 0.00064003 | 0.6659 | 3.6131 | 0.52748 | 0.00042619 | 0.0023125 | 0.0003376 | 2020-08-20 11:00
5584 | HE 5581 | 0.00065672 | 1.1016 | 18.3832 | 0.69467 | 0.00072345 | 0.012073 | 0.00045621 | 2020-08-20 12:00
5585 | HE 5582 | 0.00063108 | 2.2603 | 66.4397 | 1.0375 | 0.0014265 | 0.041929 | 0.00065476 | 2020-08-20 13:00
5586 | HE 5583 | 0.00056637 | 2.5565 | 101.7556 | 1.2688 | 0.0014479 | 0.057631 | 0.00071863 | 2020-08-20 14:00
5587 | HE 5584 | 0.00047118 | 3.8514 | 86.868 | 2.0863 | 0.0018147 | 0.040931 | 0.00098303 | 2020-08-20 15:00
5588 | HE 5585 | 0.00032696 | 3.8339 | 27.5327 | 2.4434 | 0.0012535 | 0.0090021 | 0.00079889 | 2020-08-20 16:00
5589 | HE 5586 | 0.00016205 | 2.4321 | 2.0813 | 1.104 | 0.00039413 | 0.00033729 | 0.00017891 | 2020-08-20 17:00
5590 | HE 5587 | 3.4633e-05 | 1.1844 | 1.0747 | 0.7006 | 4.1019e-05 | 3.7221e-05 | 2.4264e-05 | 2020-08-20 18:00
5591 | HE 5588 | 0 | 0.76383 | 0.54917 | 0.38963 | 0 | 0 | 0 | 2020-08-20 19:00
5592 | HE 5589 | 0 | 0.88357 | 0.42666 | 0.31111 | 0 | 0 | 0 | 2020-08-20 20:00
5593 | HE 5590 | 0 | 0.60076 | 0.22631 | 0.25064 | 0 | 0 | 0 | 2020-08-20 21:00
5594 | HE 5591 | 0 | 0.22428 | 0.18353 | 0.30032 | 0 | 0 | 0 | 2020-08-20 22:00
5595 | HE 5592 | 0 | 0.16732 | 0.13495 | 0.35583 | 0 | 0 | 0 | 2020-08-20 23:00
5596 | HE 5593 | 0 | 0.11819 | 0.11616 | 0.13821 | 0 | 0 | 0 | 2020-08-21
5597 | HE 5594 | 0 | 0.092508 | 0.12285 | 0.10897 | 0 | 0 | 0 | 2020-08-21 01:00
5598 | HE 5595 | 0 | 0.09776 | 0.12162 | 0.11209 | 0 | 0 | 0 | 2020-08-21 02:00
5599 | HE 5596 | 0 | 0.099643 | 0.12012 | 0.11117 | 0 | 0 | 0 | 2020-08-21 03:00
5600 | HE 5597 | 0 | 0.091711 | 0.1223 | 0.10747 | 0 | 0 | 0 | 2020-08-21 04:00
5601 | HE 5598 | 0 | 0.11248 | 0.37218 | 0.14643 | 0 | 0 | 0 | 2020-08-21 05:00
5602 | HE 5599 | 1.9356e-05 | 0.29318 | 0.33431 | 0.17874 | 5.6748e-06 | 6.4709e-06 | 3.4596e-06 | 2020-08-21 06:00
5603 | HE 5600 | 0.00014229 | 0.33222 | 0.40557 | 0.1655 | 4.7271e-05 | 5.7707e-05 | 2.3549e-05 | 2020-08-21 07:00
5604 | HE 5601 | 0.00031008 | 0.40964 | 0.39178 | 0.27493 | 0.00012702 | 0.00012148 | 8.525e-05 | 2020-08-21 08:00
5605 | HE 5602 | 0.00047513 | 0.52411 | 0.63427 | 0.40176 | 0.00024902 | 0.00030136 | 0.00019089 | 2020-08-21 09:00
5606 | HE 5603 | 0.00058091 | 0.71069 | 1.2573 | 0.37385 | 0.00041285 | 0.00073036 | 0.00021717 | 2020-08-21 10:00
5607 | HE 5604 | 0.00064003 | 1.0016 | 3.653 | 0.50773 | 0.00064106 | 0.002338 | 0.00032496 | 2020-08-21 11:00
5608 | HE 5605 | 0.00065672 | 1.4896 | 26.8088 | 0.63261 | 0.00097825 | 0.017606 | 0.00041545 | 2020-08-21 12:00
5609 | HE 5606 | 0.00063108 | 2.4839 | 91.7645 | 0.99027 | 0.0015675 | 0.057911 | 0.00062494 | 2020-08-21 13:00
5610 | HE 5607 | 0.00056637 | 4.1441 | 140.1484 | 1.155 | 0.0023471 | 0.079376 | 0.00065418 | 2020-08-21 14:00
5611 | HE 5608 | 0.00047118 | 4.6206 | 111.5397 | 1.8491 | 0.0021771 | 0.052555 | 0.00087128 | 2020-08-21 15:00
5612 | HE 5609 | 0.00032696 | 5.0677 | 34.8245 | 1.9041 | 0.0016569 | 0.011386 | 0.00062256 | 2020-08-21 16:00
5613 | HE 5610 | 0.00016205 | 2.9925 | 3.305 | 0.86605 | 0.00048494 | 0.0005356 | 0.00014035 | 2020-08-21 17:00
5614 | HE 5611 | 3.4633e-05 | 1.3549 | 1.3652 | 0.43005 | 4.6923e-05 | 4.7281e-05 | 1.4894e-05 | 2020-08-21 18:00
5615 | HE 5612 | 0 | 0.83773 | 0.60251 | 0.3954 | 0 | 0 | 0 | 2020-08-21 19:00
5616 | HE 5613 | 0 | 0.74791 | 0.41573 | 0.27431 | 0 | 0 | 0 | 2020-08-21 20:00
5617 | HE 5614 | 0 | 0.51874 | 0.23254 | 0.26019 | 0 | 0 | 0 | 2020-08-21 21:00
5618 | HE 5615 | 0 | 0.17481 | 0.18664 | 0.30586 | 0 | 0 | 0 | 2020-08-21 22:00
5619 | HE 5616 | 0 | 0.18779 | 0.13472 | 0.32844 | 0 | 0 | 0 | 2020-08-21 23:00
5620 | HE 5617 | 0 | 0.10617 | 0.11646 | 0.19342 | 0 | 0 | 0 | 2020-08-22
5621 | HE 5618 | 0 | 0.093173 | 0.12204 | 0.099336 | 0 | 0 | 0 | 2020-08-22 01:00
5622 | HE 5619 | 0 | 0.10077 | 0.11529 | 0.10306 | 0 | 0 | 0 | 2020-08-22 02:00
5623 | HE 5620 | 0 | 0.10084 | 0.1097 | 0.10248 | 0 | 0 | 0 | 2020-08-22 03:00
5624 | HE 5621 | 0 | 0.10289 | 0.12551 | 0.10853 | 0 | 0 | 0 | 2020-08-22 04:00
5625 | HE 5622 | 0 | 0.11359 | 0.47613 | 0.14489 | 0 | 0 | 0 | 2020-08-22 05:00
5626 | HE 5623 | 1.9356e-05 | 0.29517 | 0.36962 | 0.34447 | 5.7133e-06 | 7.1544e-06 | 6.6676e-06 | 2020-08-22 06:00
5627 | HE 5624 | 0.00014229 | 0.27931 | 0.45165 | 0.31873 | 3.9742e-05 | 6.4265e-05 | 4.5351e-05 | 2020-08-22 07:00
5628 | HE 5625 | 0.00031008 | 0.36761 | 0.47603 | 0.39122 | 0.00011399 | 0.0001476 | 0.00012131 | 2020-08-22 08:00
5629 | HE 5626 | 0.00047513 | 0.48257 | 0.57844 | 0.4593 | 0.00022928 | 0.00027484 | 0.00021823 | 2020-08-22 09:00
5630 | HE 5627 | 0.00058091 | 0.56461 | 0.93746 | 0.52004 | 0.00032798 | 0.00054458 | 0.00030209 | 2020-08-22 10:00
5631 | HE 5628 | 0.00064003 | 0.63717 | 3.8095 | 0.76364 | 0.00040781 | 0.0024382 | 0.00048875 | 2020-08-22 11:00
5632 | HE 5629 | 0.00065672 | 0.91869 | 9.4381 | 0.93843 | 0.00060332 | 0.0061982 | 0.00061629 | 2020-08-22 12:00
5633 | HE 5630 | 0.00063108 | 1.8511 | 17.5099 | 1.5265 | 0.0011682 | 0.01105 | 0.00096334 | 2020-08-22 13:00
5634 | HE 5631 | 0.00056637 | 2.8364 | 35.7309 | 1.6909 | 0.0016065 | 0.020237 | 0.00095769 | 2020-08-22 14:00
5635 | HE 5632 | 0.00047118 | 3.9415 | 35.6344 | 2.4141 | 0.0018572 | 0.01679 | 0.0011375 | 2020-08-22 15:00
5636 | HE 5633 | 0.00032696 | 4.3097 | 12.3708 | 2.4047 | 0.0014091 | 0.0040447 | 0.00078624 | 2020-08-22 16:00
5637 | HE 5634 | 0.00016205 | 2.227 | 1.6714 | 1.308 | 0.0003609 | 0.00027086 | 0.00021197 | 2020-08-22 17:00
5638 | HE 5635 | 3.4633e-05 | 0.83841 | 0.81482 | 0.79208 | 2.9037e-05 | 2.822e-05 | 2.7432e-05 | 2020-08-22 18:00
5639 | HE 5636 | 0 | 0.6324 | 0.60587 | 0.48305 | 0 | 0 | 0 | 2020-08-22 19:00
5640 | HE 5637 | 0 | 0.4603 | 0.41688 | 0.3405 | 0 | 0 | 0 | 2020-08-22 20:00
5641 | HE 5638 | 0 | 0.4792 | 0.26995 | 0.30332 | 0 | 0 | 0 | 2020-08-22 21:00
5642 | HE 5639 | 0 | 0.17044 | 0.18762 | 0.3667 | 0 | 0 | 0 | 2020-08-22 22:00
5643 | HE 5640 | 0 | 0.18959 | 0.13501 | 0.36643 | 0 | 0 | 0 | 2020-08-22 23:00
5644 | HE 5641 | 0 | 0.11374 | 0.11525 | 0.13208 | 0 | 0 | 0 | 2020-08-23
5645 | HE 5642 | 0 | 0.10606 | 0.15205 | 0.09681 | 0 | 0 | 0 | 2020-08-23 01:00
5646 | HE 5643 | 0 | 0.10652 | 0.14631 | 0.10433 | 0 | 0 | 0 | 2020-08-23 02:00
5647 | HE 5644 | 0 | 0.10808 | 0.14507 | 0.10804 | 0 | 0 | 0 | 2020-08-23 03:00
5648 | HE 5645 | 0 | 0.1096 | 0.15693 | 0.10501 | 0 | 0 | 0 | 2020-08-23 04:00
5649 | HE 5646 | 0 | 0.11737 | 0.53173 | 0.13272 | 0 | 0 | 0 | 2020-08-23 05:00
5650 | HE 5647 | 1.9356e-05 | 0.27983 | 0.49516 | 0.23714 | 5.4164e-06 | 9.5844e-06 | 4.5901e-06 | 2020-08-23 06:00
5651 | HE 5648 | 0.00014229 | 0.27952 | 0.52767 | 0.26711 | 3.9772e-05 | 7.5081e-05 | 3.8007e-05 | 2020-08-23 07:00
5652 | HE 5649 | 0.00031008 | 0.27403 | 0.45661 | 0.3252 | 8.4969e-05 | 0.00014158 | 0.00010084 | 2020-08-23 08:00
5653 | HE 5650 | 0.00047513 | 0.3411 | 0.62051 | 0.38458 | 0.00016207 | 0.00029482 | 0.00018272 | 2020-08-23 09:00
5654 | HE 5651 | 0.00058091 | 0.43312 | 0.93996 | 0.51491 | 0.0002516 | 0.00054603 | 0.00029912 | 2020-08-23 10:00
5655 | HE 5652 | 0.00064003 | 0.59434 | 2.4501 | 0.67464 | 0.00038039 | 0.0015681 | 0.00043178 | 2020-08-23 11:00
5656 | HE 5653 | 0.00065672 | 0.84203 | 3.7046 | 0.87809 | 0.00055298 | 0.0024329 | 0.00057666 | 2020-08-23 12:00
5657 | HE 5654 | 0.00063108 | 1.4061 | 4.7427 | 1.5002 | 0.00088737 | 0.002993 | 0.00094672 | 2020-08-23 13:00
5658 | HE 5655 | 0.00056637 | 2.1562 | 10.6115 | 1.3353 | 0.0012212 | 0.0060101 | 0.00075627 | 2020-08-23 14:00
5659 | HE 5656 | 0.00047118 | 2.9127 | 9.1157 | 1.7649 | 0.0013724 | 0.0042952 | 0.00083158 | 2020-08-23 15:00
5660 | HE 5657 | 0.00032696 | 3.1657 | 2.5085 | 1.8592 | 0.001035 | 0.00082016 | 0.00060789 | 2020-08-23 16:00
5661 | HE 5658 | 0.00016205 | 1.7923 | 0.97437 | 1.0594 | 0.00029045 | 0.0001579 | 0.00017168 | 2020-08-23 17:00
5662 | HE 5659 | 3.4633e-05 | 0.82286 | 0.73779 | 0.60023 | 2.8498e-05 | 2.5552e-05 | 2.0788e-05 | 2020-08-23 18:00
5663 | HE 5660 | 0 | 0.60112 | 0.52329 | 0.40086 | 0 | 0 | 0 | 2020-08-23 19:00
5664 | HE 5661 | 0 | 0.47982 | 0.40227 | 0.32041 | 0 | 0 | 0 | 2020-08-23 20:00
5665 | HE 5662 | 0 | 0.38637 | 0.31249 | 0.2758 | 0 | 0 | 0 | 2020-08-23 21:00
5666 | HE 5663 | 0 | 0.16616 | 0.22761 | 0.31103 | 0 | 0 | 0 | 2020-08-23 22:00
5667 | HE 5664 | 0 | 0.14027 | 0.16574 | 0.35074 | 0 | 0 | 0 | 2020-08-23 23:00
5668 | HE 5665 | 0 | 0.12672 | 0.12346 | 0.15825 | 0 | 0 | 0 | 2020-08-24
5669 | HE 5666 | 0 | 0.12719 | 0.16388 | 0.096181 | 0 | 0 | 0 | 2020-08-24 01:00
5670 | HE 5667 | 0 | 0.12954 | 0.15813 | 0.10518 | 0 | 0 | 0 | 2020-08-24 02:00
5671 | HE 5668 | 0 | 0.13058 | 0.16482 | 0.10308 | 0 | 0 | 0 | 2020-08-24 03:00
5672 | HE 5669 | 0 | 0.13197 | 0.17463 | 0.10152 | 0 | 0 | 0 | 2020-08-24 04:00
5673 | HE 5670 | 0 | 0.13608 | 0.50092 | 0.1307 | 0 | 0 | 0 | 2020-08-24 05:00
5674 | HE 5671 | 1.9356e-05 | 0.27461 | 0.46987 | 0.30976 | 5.3154e-06 | 9.0948e-06 | 5.9957e-06 | 2020-08-24 06:00
5675 | HE 5672 | 0.00014229 | 0.25739 | 0.53421 | 0.28562 | 3.6624e-05 | 7.6011e-05 | 4.0641e-05 | 2020-08-24 07:00
5676 | HE 5673 | 0.00031008 | 0.28005 | 0.5142 | 0.28793 | 8.6838e-05 | 0.00015944 | 8.9279e-05 | 2020-08-24 08:00
5677 | HE 5674 | 0.00047513 | 0.28401 | 0.58423 | 0.49178 | 0.00013494 | 0.00027759 | 0.00023366 | 2020-08-24 09:00
5678 | HE 5675 | 0.00058091 | 0.42864 | 0.87828 | 0.5222 | 0.000249 | 0.0005102 | 0.00030335 | 2020-08-24 10:00
5679 | HE 5676 | 0.00064003 | 0.46091 | 2.4473 | 0.83747 | 0.00029499 | 0.0015663 | 0.000536 | 2020-08-24 11:00
5680 | HE 5677 | 0.00065672 | 0.75296 | 3.8655 | 0.99503 | 0.00049449 | 0.0025385 | 0.00065346 | 2020-08-24 12:00
5681 | HE 5678 | 0.00063108 | 1.2591 | 2.9065 | 1.5009 | 0.00079462 | 0.0018343 | 0.00094719 | 2020-08-24 13:00
5682 | HE 5679 | 0.00056637 | 1.9077 | 6.814 | 1.5775 | 0.0010805 | 0.0038592 | 0.00089343 | 2020-08-24 14:00
5683 | HE 5680 | 0.00047118 | 2.8621 | 7.3386 | 2.1243 | 0.0013486 | 0.0034578 | 0.0010009 | 2020-08-24 15:00
5684 | HE 5681 | 0.00032696 | 3.3509 | 2.9577 | 2.2232 | 0.0010956 | 0.00096705 | 0.00072688 | 2020-08-24 16:00
5685 | HE 5682 | 0.00016205 | 1.7408 | 1.0876 | 1.3684 | 0.0002821 | 0.00017626 | 0.00022176 | 2020-08-24 17:00
5686 | HE 5683 | 3.4633e-05 | 0.78008 | 0.64446 | 0.83068 | 2.7017e-05 | 2.232e-05 | 2.8769e-05 | 2020-08-24 18:00
5687 | HE 5684 | 0 | 0.58864 | 0.46461 | 0.61594 | 0 | 0 | 0 | 2020-08-24 19:00
5688 | HE 5685 | 0 | 0.47442 | 0.32682 | 0.50631 | 0 | 0 | 0 | 2020-08-24 20:00
5689 | HE 5686 | 0 | 0.2821 | 0.26638 | 0.359 | 0 | 0 | 0 | 2020-08-24 21:00
5690 | HE 5687 | 0 | 0.22721 | 0.25685 | 0.27466 | 0 | 0 | 0 | 2020-08-24 22:00
5691 | HE 5688 | 0 | 0.1859 | 0.18527 | 0.26794 | 0 | 0 | 0 | 2020-08-24 23:00
5692 | HE 5689 | 0 | 0.15207 | 0.14021 | 0.13185 | 0 | 0 | 0 | 2020-08-25
5693 | HE 5690 | 0 | 0.12679 | 0.19348 | 0.097945 | 0 | 0 | 0 | 2020-08-25 01:00
5694 | HE 5691 | 0 | 0.12543 | 0.20065 | 0.10632 | 0 | 0 | 0 | 2020-08-25 02:00
5695 | HE 5692 | 0 | 0.13082 | 0.19663 | 0.10847 | 0 | 0 | 0 | 2020-08-25 03:00
5696 | HE 5693 | 0 | 0.1346 | 0.20479 | 0.10171 | 0 | 0 | 0 | 2020-08-25 04:00
5697 | HE 5694 | 0 | 0.15022 | 0.4193 | 0.12776 | 0 | 0 | 0 | 2020-08-25 05:00
5698 | HE 5695 | 1.9356e-05 | 0.2738 | 0.38344 | 0.29959 | 5.2997e-06 | 7.4218e-06 | 5.7988e-06 | 2020-08-25 06:00
5699 | HE 5696 | 0.00014229 | 0.28742 | 0.5151 | 0.24259 | 4.0896e-05 | 7.3293e-05 | 3.4517e-05 | 2020-08-25 07:00
5700 | HE 5697 | 0.00031008 | 0.30421 | 0.50956 | 0.29213 | 9.4329e-05 | 0.000158 | 9.0583e-05 | 2020-08-25 08:00
5701 | HE 5698 | 0.00047513 | 0.34762 | 0.45582 | 0.4271 | 0.00016516 | 0.00021657 | 0.00020293 | 2020-08-25 09:00
5702 | HE 5699 | 0.00058091 | 0.43328 | 0.76554 | 0.52652 | 0.00025169 | 0.00044471 | 0.00030586 | 2020-08-25 10:00
5703 | HE 5700 | 0.00064003 | 0.62809 | 2.3757 | 0.75689 | 0.00040199 | 0.0015205 | 0.00048443 | 2020-08-25 11:00
5704 | HE 5701 | 0.00065672 | 0.73078 | 3.827 | 1.1253 | 0.00047992 | 0.0025133 | 0.00073901 | 2020-08-25 12:00
5705 | HE 5702 | 0.00063108 | 2.0512 | 3.3417 | 1.8152 | 0.0012945 | 0.0021089 | 0.0011456 | 2020-08-25 13:00
5706 | HE 5703 | 0.00056637 | 2.228 | 9 | 2.013 | 0.0012619 | 0.0050973 | 0.0011401 | 2020-08-25 14:00
5707 | HE 5704 | 0.00047118 | 2.9942 | 9.027 | 3.4269 | 0.0014108 | 0.0042534 | 0.0016147 | 2020-08-25 15:00
5708 | HE 5705 | 0.00032696 | 3.2538 | 5.4851 | 3.897 | 0.0010639 | 0.0017934 | 0.0012742 | 2020-08-25 16:00
5709 | HE 5706 | 0.00016205 | 1.3988 | 2.1452 | 1.9422 | 0.00022669 | 0.00034764 | 0.00031474 | 2020-08-25 17:00
5710 | HE 5707 | 3.4633e-05 | 0.75843 | 1.1028 | 1.107 | 2.6267e-05 | 3.8195e-05 | 3.8339e-05 | 2020-08-25 18:00
5711 | HE 5708 | 0 | 0.6144 | 0.55718 | 0.75523 | 0 | 0 | 0 | 2020-08-25 19:00
5712 | HE 5709 | 0 | 0.48269 | 0.30135 | 0.41548 | 0 | 0 | 0 | 2020-08-25 20:00
5713 | HE 5710 | 0 | 0.41694 | 0.22751 | 0.3477 | 0 | 0 | 0 | 2020-08-25 21:00
5714 | HE 5711 | 0 | 0.17192 | 0.28079 | 0.29158 | 0 | 0 | 0 | 2020-08-25 22:00
5715 | HE 5712 | 0 | 0.1409 | 0.16512 | 0.31513 | 0 | 0 | 0 | 2020-08-25 23:00
5716 | HE 5713 | 0 | 0.15678 | 0.13289 | 0.16092 | 0 | 0 | 0 | 2020-08-26
5717 | HE 5714 | 0 | 0.12564 | 0.1726 | 0.095694 | 0 | 0 | 0 | 2020-08-26 01:00
5718 | HE 5715 | 0 | 0.12848 | 0.16554 | 0.10066 | 0 | 0 | 0 | 2020-08-26 02:00
5719 | HE 5716 | 0 | 0.13205 | 0.15736 | 0.10088 | 0 | 0 | 0 | 2020-08-26 03:00
5720 | HE 5717 | 0 | 0.13636 | 0.17711 | 0.098965 | 0 | 0 | 0 | 2020-08-26 04:00
5721 | HE 5718 | 0 | 0.15268 | 0.36658 | 0.15157 | 0 | 0 | 0 | 2020-08-26 05:00
5722 | HE 5719 | 1.9356e-05 | 0.27917 | 0.34168 | 0.30981 | 5.4035e-06 | 6.6135e-06 | 5.9967e-06 | 2020-08-26 06:00
5723 | HE 5720 | 0.00014229 | 0.28157 | 0.36895 | 0.26777 | 4.0064e-05 | 5.2498e-05 | 3.81e-05 | 2020-08-26 07:00
5724 | HE 5721 | 0.00031008 | 0.30344 | 0.39724 | 0.26414 | 9.4088e-05 | 0.00012317 | 8.1902e-05 | 2020-08-26 08:00
5725 | HE 5722 | 0.00047513 | 0.28898 | 0.50426 | 0.2881 | 0.0001373 | 0.00023959 | 0.00013689 | 2020-08-26 09:00
5726 | HE 5723 | 0.00058091 | 0.39613 | 0.91571 | 0.48218 | 0.00023011 | 0.00053194 | 0.0002801 | 2020-08-26 10:00
5727 | HE 5724 | 0.00064003 | 0.41532 | 3.3787 | 0.64122 | 0.00026582 | 0.0021625 | 0.00041039 | 2020-08-26 11:00
5728 | HE 5725 | 0.00065672 | 0.58305 | 13.216 | 0.68757 | 0.0003829 | 0.0086793 | 0.00045154 | 2020-08-26 12:00
5729 | HE 5726 | 0.00063108 | 1.1828 | 58.1166 | 0.99488 | 0.00074642 | 0.036676 | 0.00062785 | 2020-08-26 13:00
5730 | HE 5727 | 0.00056637 | 1.5395 | 134.9215 | 1.0853 | 0.00087195 | 0.076416 | 0.00061469 | 2020-08-26 14:00
5731 | HE 5728 | 0.00047118 | 2.349 | 100.6449 | 1.4077 | 0.0011068 | 0.047422 | 0.00066328 | 2020-08-26 15:00
5732 | HE 5729 | 0.00032696 | 2.7036 | 56.6216 | 1.4028 | 0.00088395 | 0.018513 | 0.00045866 | 2020-08-26 16:00
5733 | HE 5730 | 0.00016205 | 1.3239 | 6.7386 | 0.90792 | 0.00021455 | 0.001092 | 0.00014713 | 2020-08-26 17:00
5734 | HE 5731 | 3.4633e-05 | 0.74933 | 1.0241 | 0.59602 | 2.5952e-05 | 3.5468e-05 | 2.0642e-05 | 2020-08-26 18:00
5735 | HE 5732 | 0 | 0.53173 | 0.60329 | 0.43919 | 0 | 0 | 0 | 2020-08-26 19:00
5736 | HE 5733 | 0 | 0.45608 | 0.37602 | 0.33411 | 0 | 0 | 0 | 2020-08-26 20:00
5737 | HE 5734 | 0 | 0.39617 | 0.32565 | 0.31892 | 0 | 0 | 0 | 2020-08-26 21:00
5738 | HE 5735 | 0 | 0.21684 | 0.22009 | 0.34745 | 0 | 0 | 0 | 2020-08-26 22:00
5739 | HE 5736 | 0 | 0.19818 | 0.12029 | 0.34182 | 0 | 0 | 0 | 2020-08-26 23:00
5740 | HE 5737 | 0 | 0.13373 | 0.10817 | 0.19106 | 0 | 0 | 0 | 2020-08-27
5741 | HE 5738 | 0 | 0.10814 | 0.15823 | 0.11416 | 0 | 0 | 0 | 2020-08-27 01:00
5742 | HE 5739 | 0 | 0.11355 | 0.15612 | 0.10457 | 0 | 0 | 0 | 2020-08-27 02:00
5743 | HE 5740 | 0 | 0.10868 | 0.15372 | 0.10747 | 0 | 0 | 0 | 2020-08-27 03:00
5744 | HE 5741 | 0 | 0.10899 | 0.16097 | 0.13299 | 0 | 0 | 0 | 2020-08-27 04:00
5745 | HE 5742 | 0 | 0.1335 | 0.35584 | 0.19735 | 0 | 0 | 0 | 2020-08-27 05:00
5746 | HE 5743 | 1.9356e-05 | 0.28608 | 0.36962 | 0.33546 | 5.5374e-06 | 7.1543e-06 | 6.4932e-06 | 2020-08-27 06:00
5747 | HE 5744 | 0.00014229 | 0.26789 | 0.48136 | 0.28023 | 3.8118e-05 | 6.8492e-05 | 3.9873e-05 | 2020-08-27 07:00
5748 | HE 5745 | 0.00031008 | 0.29622 | 0.48771 | 0.45376 | 9.1852e-05 | 0.00015123 | 0.0001407 | 2020-08-27 08:00
5749 | HE 5746 | 0.00047513 | 0.29869 | 0.43253 | 0.55867 | 0.00014192 | 0.00020551 | 0.00026544 | 2020-08-27 09:00
5750 | HE 5747 | 0.00058091 | 0.43683 | 0.96098 | 0.66242 | 0.00025376 | 0.00055824 | 0.0003848 | 2020-08-27 10:00
5751 | HE 5748 | 0.00064003 | 0.44606 | 2.994 | 0.88747 | 0.00028549 | 0.0019162 | 0.000568 | 2020-08-27 11:00
5752 | HE 5749 | 0.00065672 | 0.58366 | 3.3571 | 1.2173 | 0.0003833 | 0.0022047 | 0.0007994 | 2020-08-27 12:00
5753 | HE 5750 | 0.00063108 | 1.1324 | 6.0141 | 2.2207 | 0.00071466 | 0.0037954 | 0.0014014 | 2020-08-27 13:00
5754 | HE 5751 | 0.00056637 | 1.4385 | 12.9632 | 3.0083 | 0.00081472 | 0.007342 | 0.0017038 | 2020-08-27 14:00
5755 | HE 5752 | 0.00047118 | 1.9569 | 14.336 | 3.4557 | 0.00092206 | 0.0067548 | 0.0016282 | 2020-08-27 15:00
5756 | HE 5753 | 0.00032696 | 2.1923 | 5.1471 | 3.8009 | 0.00071678 | 0.0016829 | 0.0012428 | 2020-08-27 16:00
5757 | HE 5754 | 0.00016205 | 1.0805 | 1.6331 | 1.7967 | 0.0001751 | 0.00026466 | 0.00029116 | 2020-08-27 17:00
5758 | HE 5755 | 3.4633e-05 | 0.75754 | 0.75271 | 1.0597 | 2.6236e-05 | 2.6069e-05 | 3.67e-05 | 2020-08-27 18:00
5759 | HE 5756 | 0 | 0.56739 | 0.48285 | 0.64781 | 0 | 0 | 0 | 2020-08-27 19:00
5760 | HE 5757 | 0 | 0.52555 | 0.41506 | 0.41961 | 0 | 0 | 0 | 2020-08-27 20:00
5761 | HE 5758 | 0 | 0.38699 | 0.25461 | 0.4083 | 0 | 0 | 0 | 2020-08-27 21:00
5762 | HE 5759 | 0 | 0.25607 | 0.27262 | 0.31353 | 0 | 0 | 0 | 2020-08-27 22:00
5763 | HE 5760 | 0 | 0.19347 | 0.20917 | 0.33383 | 0 | 0 | 0 | 2020-08-27 23:00
5764 | HE 5761 | 0 | 0.11894 | 0.1845 | 0.12914 | 0 | 0 | 0 | 2020-08-28
5765 | HE 5762 | 0 | 0.10653 | 0.23387 | 0.10393 | 0 | 0 | 0 | 2020-08-28 01:00
5766 | HE 5763 | 0 | 0.11048 | 0.22744 | 0.1031 | 0 | 0 | 0 | 2020-08-28 02:00
5767 | HE 5764 | 0 | 0.10727 | 0.24201 | 0.10317 | 0 | 0 | 0 | 2020-08-28 03:00
5768 | HE 5765 | 0 | 0.10636 | 0.24403 | 0.097728 | 0 | 0 | 0 | 2020-08-28 04:00
5769 | HE 5766 | 0 | 0.11794 | 0.60967 | 0.1809 | 0 | 0 | 0 | 2020-08-28 05:00
5770 | HE 5767 | 1.9356e-05 | 0.28467 | 0.40431 | 0.30044 | 5.5101e-06 | 7.8258e-06 | 5.8153e-06 | 2020-08-28 06:00
5771 | HE 5768 | 0.00014229 | 0.27445 | 0.47956 | 0.25231 | 3.9051e-05 | 6.8235e-05 | 3.59e-05 | 2020-08-28 07:00
5772 | HE 5769 | 0.00031008 | 0.30215 | 0.56016 | 0.27105 | 9.369e-05 | 0.00017369 | 8.4045e-05 | 2020-08-28 08:00
5773 | HE 5770 | 0.00047513 | 0.34525 | 0.51694 | 0.36053 | 0.00016404 | 0.00024562 | 0.0001713 | 2020-08-28 09:00
5774 | HE 5771 | 0.00058091 | 0.48224 | 0.92462 | 0.43633 | 0.00028014 | 0.00053712 | 0.00025347 | 2020-08-28 10:00
5775 | HE 5772 | 0.00064003 | 0.4725 | 2.3031 | 0.61668 | 0.00030241 | 0.0014741 | 0.00039469 | 2020-08-28 11:00
5776 | HE 5773 | 0.00065672 | 0.58684 | 3.1772 | 0.77028 | 0.00038539 | 0.0020865 | 0.00050586 | 2020-08-28 12:00
5777 | HE 5774 | 0.00063108 | 1.013 | 6.6687 | 1.5254 | 0.00063928 | 0.0042085 | 0.00096268 | 2020-08-28 13:00
5778 | HE 5775 | 0.00056637 | 1.2912 | 13.6261 | 2.9536 | 0.00073131 | 0.0077174 | 0.0016728 | 2020-08-28 14:00
5779 | HE 5776 | 0.00047118 | 1.8662 | 17.5066 | 4.7606 | 0.00087932 | 0.0082488 | 0.0022431 | 2020-08-28 15:00
5780 | HE 5777 | 0.00032696 | 1.9712 | 2.4156 | 5.7498 | 0.0006445 | 0.00078979 | 0.00188 | 2020-08-28 16:00
5781 | HE 5778 | 0.00016205 | 0.99629 | 1.6458 | 2.3742 | 0.00016145 | 0.0002667 | 0.00038474 | 2020-08-28 17:00
5782 | HE 5779 | 3.4633e-05 | 0.74243 | 0.70642 | 0.99866 | 2.5713e-05 | 2.4465e-05 | 3.4587e-05 | 2020-08-28 18:00
5783 | HE 5780 | 0 | 0.56575 | 0.58513 | 0.54125 | 0 | 0 | 0 | 2020-08-28 19:00
5784 | HE 5781 | 0 | 0.53434 | 0.44085 | 0.29309 | 0 | 0 | 0 | 2020-08-28 20:00
5785 | HE 5782 | 0 | 0.37815 | 0.25138 | 0.24582 | 0 | 0 | 0 | 2020-08-28 21:00
5786 | HE 5783 | 0 | 0.22575 | 0.26071 | 0.29155 | 0 | 0 | 0 | 2020-08-28 22:00
5787 | HE 5784 | 0 | 0.18929 | 0.20004 | 0.28313 | 0 | 0 | 0 | 2020-08-28 23:00
5788 | HE 5785 | 0 | 0.12995 | 0.1565 | 0.1242 | 0 | 0 | 0 | 2020-08-29
5789 | HE 5786 | 0 | 0.10716 | 0.21907 | 0.092822 | 0 | 0 | 0 | 2020-08-29 01:00
5790 | HE 5787 | 0 | 0.10655 | 0.22619 | 0.095142 | 0 | 0 | 0 | 2020-08-29 02:00
5791 | HE 5788 | 0 | 0.10305 | 0.22764 | 0.097811 | 0 | 0 | 0 | 2020-08-29 03:00
5792 | HE 5789 | 0 | 0.10272 | 0.23588 | 0.096687 | 0 | 0 | 0 | 2020-08-29 04:00
5793 | HE 5790 | 0 | 0.12674 | 0.53441 | 0.13414 | 0 | 0 | 0 | 2020-08-29 05:00
5794 | HE 5791 | 1.9356e-05 | 0.30791 | 0.40381 | 0.27952 | 5.9599e-06 | 7.8161e-06 | 5.4104e-06 | 2020-08-29 06:00
5795 | HE 5792 | 0.00014229 | 0.27695 | 0.48696 | 0.25185 | 3.9406e-05 | 6.9289e-05 | 3.5835e-05 | 2020-08-29 07:00
5796 | HE 5793 | 0.00031008 | 0.34846 | 0.61954 | 0.32221 | 0.00010805 | 0.0001921 | 9.9908e-05 | 2020-08-29 08:00
5797 | HE 5794 | 0.00047513 | 0.40043 | 0.45317 | 0.33127 | 0.00019026 | 0.00021532 | 0.0001574 | 2020-08-29 09:00
5798 | HE 5795 | 0.00058091 | 0.46807 | 0.99694 | 0.45175 | 0.00027191 | 0.00057913 | 0.00026243 | 2020-08-29 10:00
5799 | HE 5796 | 0.00064003 | 0.67708 | 2.3671 | 0.70472 | 0.00043335 | 0.001515 | 0.00045104 | 2020-08-29 11:00
5800 | HE 5797 | 0.00065672 | 0.97188 | 3.6644 | 1.046 | 0.00063825 | 0.0024065 | 0.00068694 | 2020-08-29 12:00
5801 | HE 5798 | 0.00063108 | 1.8382 | 5.1522 | 2.4331 | 0.0011601 | 0.0032515 | 0.0015355 | 2020-08-29 13:00
5802 | HE 5799 | 0.00056637 | 2.5192 | 9.0996 | 6.0952 | 0.0014268 | 0.0051538 | 0.0034521 | 2020-08-29 14:00
5803 | HE 5800 | 0.00047118 | 3.75 | 9.8168 | 8.6421 | 0.0017669 | 0.0046255 | 0.004072 | 2020-08-29 15:00
5804 | HE 5801 | 0.00032696 | 3.8331 | 3.6749 | 8.7535 | 0.0012533 | 0.0012015 | 0.002862 | 2020-08-29 16:00
5805 | HE 5802 | 0.00016205 | 1.8327 | 1.647 | 2.6201 | 0.000297 | 0.0002669 | 0.0004246 | 2020-08-29 17:00
5806 | HE 5803 | 3.4633e-05 | 0.8 | 0.60329 | 1.2372 | 2.7707e-05 | 2.0894e-05 | 4.2847e-05 | 2020-08-29 18:00
5807 | HE 5804 | 0 | 0.65105 | 0.4131 | 0.5798 | 0 | 0 | 0 | 2020-08-29 19:00
5808 | HE 5805 | 0 | 0.59871 | 0.27544 | 0.33727 | 0 | 0 | 0 | 2020-08-29 20:00
5809 | HE 5806 | 0 | 0.4662 | 0.21431 | 0.26952 | 0 | 0 | 0 | 2020-08-29 21:00
5810 | HE 5807 | 0 | 0.24634 | 0.26724 | 0.32421 | 0 | 0 | 0 | 2020-08-29 22:00
5811 | HE 5808 | 0 | 0.25544 | 0.19116 | 0.2496 | 0 | 0 | 0 | 2020-08-29 23:00
5812 | HE 5809 | 0 | 0.13354 | 0.16977 | 0.094138 | 0 | 0 | 0 | 2020-08-30
5813 | HE 5810 | 0 | 0.13281 | 0.23232 | 0.088074 | 0 | 0 | 0 | 2020-08-30 01:00
5814 | HE 5811 | 0 | 0.13737 | 0.23168 | 0.089537 | 0 | 0 | 0 | 2020-08-30 02:00
5815 | HE 5812 | 0 | 0.13533 | 0.23719 | 0.089126 | 0 | 0 | 0 | 2020-08-30 03:00
5816 | HE 5813 | 0 | 0.13247 | 0.24106 | 0.091098 | 0 | 0 | 0 | 2020-08-30 04:00
5817 | HE 5814 | 0 | 0.15021 | 0.53525 | 0.10967 | 0 | 0 | 0 | 2020-08-30 05:00
5818 | HE 5815 | 1.9356e-05 | 0.2844 | 0.44435 | 0.28203 | 5.5049e-06 | 8.6009e-06 | 5.459e-06 | 2020-08-30 06:00
5819 | HE 5816 | 0.00014229 | 0.28115 | 0.53604 | 0.27382 | 4.0004e-05 | 7.6272e-05 | 3.8962e-05 | 2020-08-30 07:00
5820 | HE 5817 | 0.00031008 | 0.34031 | 0.65874 | 0.31161 | 0.00010552 | 0.00020426 | 9.6622e-05 | 2020-08-30 08:00
5821 | HE 5818 | 0.00047513 | 0.41895 | 0.62127 | 0.34709 | 0.00019906 | 0.00029518 | 0.00016491 | 2020-08-30 09:00
5822 | HE 5819 | 0.00058091 | 0.55569 | 0.95261 | 0.53462 | 0.00032281 | 0.00055338 | 0.00031056 | 2020-08-30 10:00
5823 | HE 5820 | 0.00064003 | 0.76802 | 1.9359 | 0.70699 | 0.00049155 | 0.001239 | 0.00045249 | 2020-08-30 11:00
5824 | HE 5821 | 0.00065672 | 0.97742 | 3.445 | 1.0137 | 0.00064189 | 0.0022624 | 0.00066574 | 2020-08-30 12:00
5825 | HE 5822 | 0.00063108 | 2.1695 | 5.9529 | 1.5959 | 0.0013691 | 0.0037568 | 0.0010072 | 2020-08-30 13:00
5826 | HE 5823 | 0.00056637 | 2.3868 | 11.4915 | 1.838 | 0.0013518 | 0.0065084 | 0.001041 | 2020-08-30 14:00
5827 | HE 5824 | 0.00047118 | 3.2557 | 9.0694 | 2.6017 | 0.001534 | 0.0042733 | 0.0012259 | 2020-08-30 15:00
5828 | HE 5825 | 0.00032696 | 2.9053 | 3.3605 | 2.7146 | 0.00094993 | 0.0010987 | 0.00088758 | 2020-08-30 16:00
5829 | HE 5826 | 0.00016205 | 1.8276 | 1.2567 | 1.6602 | 0.00029618 | 0.00020366 | 0.00026904 | 2020-08-30 17:00
5830 | HE 5827 | 3.4633e-05 | 0.7559 | 0.62187 | 0.67011 | 2.6179e-05 | 2.1537e-05 | 2.3208e-05 | 2020-08-30 18:00
5831 | HE 5828 | 0 | 0.61852 | 0.42864 | 0.5893 | 0 | 0 | 0 | 2020-08-30 19:00
5832 | HE 5829 | 0 | 0.49325 | 0.31844 | 0.32229 | 0 | 0 | 0 | 2020-08-30 20:00
5833 | HE 5830 | 0 | 0.40107 | 0.27495 | 0.24129 | 0 | 0 | 0 | 2020-08-30 21:00
5834 | HE 5831 | 0 | 0.21491 | 0.27844 | 0.28927 | 0 | 0 | 0 | 2020-08-30 22:00
5835 | HE 5832 | 0 | 0.18732 | 0.35553 | 0.25418 | 0 | 0 | 0 | 2020-08-30 23:00
5836 | HE 5833 | 0 | 0.13326 | 0.35287 | 0.12011 | 0 | 0 | 0 | 2020-08-31
5837 | HE 5834 | 0 | 0.12793 | 0.46236 | 0.092326 | 0 | 0 | 0 | 2020-08-31 01:00
5838 | HE 5835 | 0 | 0.1329 | 0.47075 | 0.096638 | 0 | 0 | 0 | 2020-08-31 02:00
5839 | HE 5836 | 0 | 0.13117 | 0.47444 | 0.094823 | 0 | 0 | 0 | 2020-08-31 03:00
5840 | HE 5837 | 0 | 0.13218 | 0.49755 | 0.089778 | 0 | 0 | 0 | 2020-08-31 04:00
5841 | HE 5838 | 0 | 0.14577 | 0.94293 | 0.11168 | 0 | 0 | 0 | 2020-08-31 05:00
5842 | HE 5839 | 1.9356e-05 | 0.26114 | 0.82325 | 0.16559 | 5.0546e-06 | 1.5935e-05 | 3.2051e-06 | 2020-08-31 06:00
5843 | HE 5840 | 0.00014229 | 0.26068 | 0.79616 | 0.16261 | 3.7092e-05 | 0.00011328 | 2.3137e-05 | 2020-08-31 07:00
5844 | HE 5841 | 0.00031008 | 0.2806 | 0.73201 | 0.17192 | 8.7006e-05 | 0.00022698 | 5.331e-05 | 2020-08-31 08:00
5845 | HE 5842 | 0.00047513 | 0.32287 | 0.73939 | 0.21295 | 0.00015341 | 0.00035131 | 0.00010118 | 2020-08-31 09:00
5846 | HE 5843 | 0.00058091 | 0.42102 | 1.3876 | 0.28784 | 0.00024457 | 0.00080607 | 0.00016721 | 2020-08-31 10:00
5847 | HE 5844 | 0.00064003 | 0.55513 | 3.2545 | 0.54703 | 0.0003553 | 0.002083 | 0.00035011 | 2020-08-31 11:00
5848 | HE 5845 | 0.00065672 | 0.7408 | 4.7944 | 0.75069 | 0.0004865 | 0.0031486 | 0.000493 | 2020-08-31 12:00
5849 | HE 5846 | 0.00063108 | 1.6731 | 6.9999 | 1.0595 | 0.0010559 | 0.0044175 | 0.00066863 | 2020-08-31 13:00
5850 | HE 5847 | 0.00056637 | 2.0784 | 10.8103 | 1.6458 | 0.0011771 | 0.0061227 | 0.00093213 | 2020-08-31 14:00
5851 | HE 5848 | 0.00047118 | 2.2471 | 10.6763 | 3.7309 | 0.0010588 | 0.0050305 | 0.0017579 | 2020-08-31 15:00
5852 | HE 5849 | 0.00032696 | 2.314 | 5.2051 | 4.6442 | 0.00075657 | 0.0017018 | 0.0015184 | 2020-08-31 16:00
5853 | HE 5850 | 0.00016205 | 1.09 | 2.1707 | 2.4859 | 0.00017663 | 0.00035177 | 0.00040285 | 2020-08-31 17:00
5854 | HE 5851 | 3.4633e-05 | 0.64962 | 1.0238 | 1.1086 | 2.2498e-05 | 3.5458e-05 | 3.8394e-05 | 2020-08-31 18:00
5855 | HE 5852 | 0 | 0.52973 | 0.57313 | 0.6998 | 0 | 0 | 0 | 2020-08-31 19:00
5856 | HE 5853 | 0 | 0.48112 | 0.45664 | 0.44181 | 0 | 0 | 0 | 2020-08-31 20:00
5857 | HE 5854 | 0 | 0.32113 | 0.31504 | 0.28849 | 0 | 0 | 0 | 2020-08-31 21:00
5858 | HE 5855 | 0 | 0.23214 | 0.36375 | 0.32616 | 0 | 0 | 0 | 2020-08-31 22:00
5859 | HE 5856 | 0 | 0.18773 | 0.28759 | 0.25365 | 0 | 0 | 0 | 2020-08-31 23:00
5860 | HE 5857 | 0 | 0.13238 | 0.27478 | 0.11535 | 0 | 0 | 0 | 2020-09-01
5861 | HE 5858 | 0 | 0.12584 | 0.41968 | 0.11608 | 0 | 0 | 0 | 2020-09-01 01:00
5862 | HE 5859 | 0 | 0.11953 | 0.39005 | 0.08869 | 0 | 0 | 0 | 2020-09-01 02:00
5863 | HE 5860 | 0 | 0.11747 | 0.38042 | 0.13161 | 0 | 0 | 0 | 2020-09-01 03:00
5864 | HE 5861 | 0 | 0.14468 | 0.48185 | 0.1382 | 0 | 0 | 0 | 2020-09-01 04:00
5865 | HE 5862 | 0 | 0.15324 | 0.98426 | 0.1616 | 0 | 0 | 0 | 2020-09-01 05:00
5866 | HE 5863 | 6.604e-06 | 0.3484 | 0.91409 | 0.2477 | 2.3008e-06 | 6.0367e-06 | 1.6358e-06 | 2020-09-01 06:00
5867 | HE 5864 | 0.00013314 | 0.32338 | 1.0119 | 0.16716 | 4.3054e-05 | 0.00013472 | 2.2255e-05 | 2020-09-01 07:00
5868 | HE 5865 | 0.00028792 | 0.35066 | 0.94716 | 0.22577 | 0.00010096 | 0.00027271 | 6.5005e-05 | 2020-09-01 08:00
5869 | HE 5866 | 0.00043864 | 0.40699 | 1.0455 | 0.25637 | 0.00017852 | 0.00045858 | 0.00011245 | 2020-09-01 09:00
5870 | HE 5867 | 0.00054673 | 0.39461 | 1.6078 | 0.37234 | 0.00021574 | 0.00087904 | 0.00020357 | 2020-09-01 10:00
5871 | HE 5868 | 0.00060223 | 0.54493 | 3.0664 | 0.55871 | 0.00032817 | 0.0018466 | 0.00033647 | 2020-09-01 11:00
5872 | HE 5869 | 0.00062759 | 0.77067 | 3.5075 | 0.87877 | 0.00048366 | 0.0022013 | 0.00055151 | 2020-09-01 12:00
5873 | HE 5870 | 0.00059439 | 1.3568 | 6.4561 | 1.2923 | 0.00080647 | 0.0038374 | 0.00076813 | 2020-09-01 13:00
5874 | HE 5871 | 0.00053271 | 2.2012 | 10.6501 | 1.405 | 0.0011726 | 0.0056734 | 0.00074846 | 2020-09-01 14:00
5875 | HE 5872 | 0.00042914 | 2.6567 | 10.7584 | 1.9201 | 0.0011401 | 0.0046169 | 0.000824 | 2020-09-01 15:00
5876 | HE 5873 | 0.00027687 | 2.4487 | 5.7307 | 1.8661 | 0.00067799 | 0.0015867 | 0.00051669 | 2020-09-01 16:00
5877 | HE 5874 | 0.00011394 | 1.0367 | 2.2021 | 1.0858 | 0.00011812 | 0.0002509 | 0.00012371 | 2020-09-01 17:00
5878 | HE 5875 | 4.4867e-06 | 0.67376 | 0.98258 | 0.71175 | 3.023e-06 | 4.4085e-06 | 3.1934e-06 | 2020-09-01 18:00
5879 | HE 5876 | 0 | 0.53952 | 0.91518 | 0.5888 | 0 | 0 | 0 | 2020-09-01 19:00
5880 | HE 5877 | 0 | 0.43454 | 0.49953 | 0.41296 | 0 | 0 | 0 | 2020-09-01 20:00
5881 | HE 5878 | 0 | 0.3461 | 0.31855 | 0.28648 | 0 | 0 | 0 | 2020-09-01 21:00
5882 | HE 5879 | 0 | 0.2488 | 0.339 | 0.3527 | 0 | 0 | 0 | 2020-09-01 22:00
5883 | HE 5880 | 0 | 0.17834 | 0.20312 | 0.31363 | 0 | 0 | 0 | 2020-09-01 23:00
5884 | HE 5881 | 0 | 0.1415 | 0.18381 | 0.13433 | 0 | 0 | 0 | 2020-09-02
5885 | HE 5882 | 0 | 0.13073 | 0.22124 | 0.1012 | 0 | 0 | 0 | 2020-09-02 01:00
5886 | HE 5883 | 0 | 0.14158 | 0.1931 | 0.1237 | 0 | 0 | 0 | 2020-09-02 02:00
5887 | HE 5884 | 0 | 0.14447 | 0.18165 | 0.13292 | 0 | 0 | 0 | 2020-09-02 03:00
5888 | HE 5885 | 0 | 0.15528 | 0.27214 | 0.15949 | 0 | 0 | 0 | 2020-09-02 04:00
5889 | HE 5886 | 0 | 0.17041 | 0.4528 | 0.20122 | 0 | 0 | 0 | 2020-09-02 05:00
5890 | HE 5887 | 6.604e-06 | 0.3078 | 0.43279 | 0.26854 | 2.0327e-06 | 2.8582e-06 | 1.7735e-06 | 2020-09-02 06:00
5891 | HE 5888 | 0.00013314 | 0.27685 | 0.51062 | 0.19223 | 3.6858e-05 | 6.7982e-05 | 2.5593e-05 | 2020-09-02 07:00
5892 | HE 5889 | 0.00028792 | 0.3357 | 0.68983 | 0.25135 | 9.6657e-05 | 0.00019862 | 7.237e-05 | 2020-09-02 08:00
5893 | HE 5890 | 0.00043864 | 0.41123 | 1.0165 | 0.3893 | 0.00018038 | 0.00044587 | 0.00017076 | 2020-09-02 09:00
5894 | HE 5891 | 0.00054673 | 0.38634 | 1.355 | 0.465 | 0.00021122 | 0.00074083 | 0.00025423 | 2020-09-02 10:00
5895 | HE 5892 | 0.00060223 | 0.52596 | 2.4739 | 0.6177 | 0.00031675 | 0.0014899 | 0.000372 | 2020-09-02 11:00
5896 | HE 5893 | 0.00062759 | 0.73393 | 3.2417 | 0.84131 | 0.00046061 | 0.0020345 | 0.000528 | 2020-09-02 12:00
5897 | HE 5894 | 0.00059439 | 1.2646 | 6.7097 | 1.1147 | 0.00075167 | 0.0039882 | 0.00066256 | 2020-09-02 13:00
5898 | HE 5895 | 0.00053271 | 1.4879 | 10.0043 | 1.508 | 0.0007926 | 0.0053294 | 0.00080333 | 2020-09-02 14:00
5899 | HE 5896 | 0.00042914 | 2.416 | 10.8389 | 1.7624 | 0.0010368 | 0.0046514 | 0.00075632 | 2020-09-02 15:00
5900 | HE 5897 | 0.00027687 | 2.2098 | 5.7681 | 1.6211 | 0.00061184 | 0.001597 | 0.00044885 | 2020-09-02 16:00
5901 | HE 5898 | 0.00011394 | 1.0426 | 1.9268 | 0.89108 | 0.00011879 | 0.00021954 | 0.00010153 | 2020-09-02 17:00
5902 | HE 5899 | 4.4867e-06 | 0.70091 | 1.26 | 0.83262 | 3.1448e-06 | 5.6534e-06 | 3.7357e-06 | 2020-09-02 18:00
5903 | HE 5900 | 0 | 0.62047 | 0.71901 | 0.60691 | 0 | 0 | 0 | 2020-09-02 19:00
5904 | HE 5901 | 0 | 0.57751 | 0.46832 | 0.51335 | 0 | 0 | 0 | 2020-09-02 20:00
5905 | HE 5902 | 0 | 0.3828 | 0.26681 | 0.36731 | 0 | 0 | 0 | 2020-09-02 21:00
5906 | HE 5903 | 0 | 0.2827 | 0.28815 | 0.38909 | 0 | 0 | 0 | 2020-09-02 22:00
5907 | HE 5904 | 0 | 0.21021 | 0.20393 | 0.32262 | 0 | 0 | 0 | 2020-09-02 23:00
5908 | HE 5905 | 0 | 0.1163 | 0.11592 | 0.20635 | 0 | 0 | 0 | 2020-09-03
5909 | HE 5906 | 0 | 0.096954 | 0.16599 | 0.15431 | 0 | 0 | 0 | 2020-09-03 01:00
5910 | HE 5907 | 0 | 0.11481 | 0.1674 | 0.12451 | 0 | 0 | 0 | 2020-09-03 02:00
5911 | HE 5908 | 0 | 0.11503 | 0.16856 | 0.14081 | 0 | 0 | 0 | 2020-09-03 03:00
5912 | HE 5909 | 0 | 0.12213 | 0.23443 | 0.16439 | 0 | 0 | 0 | 2020-09-03 04:00
5913 | HE 5910 | 0 | 0.13679 | 0.55708 | 0.25695 | 0 | 0 | 0 | 2020-09-03 05:00
5914 | HE 5911 | 6.604e-06 | 0.35502 | 0.41652 | 0.30244 | 2.3446e-06 | 2.7507e-06 | 1.9973e-06 | 2020-09-03 06:00
5915 | HE 5912 | 0.00013314 | 0.3269 | 0.64601 | 0.25868 | 4.3522e-05 | 8.6007e-05 | 3.4439e-05 | 2020-09-03 07:00
5916 | HE 5913 | 0.00028792 | 0.36449 | 0.68285 | 0.3575 | 0.00010495 | 0.00019661 | 0.00010293 | 2020-09-03 08:00
5917 | HE 5914 | 0.00043864 | 0.50925 | 1.0049 | 0.47578 | 0.00022337 | 0.00044078 | 0.00020869 | 2020-09-03 09:00
5918 | HE 5915 | 0.00054673 | 0.40617 | 1.6159 | 0.74453 | 0.00022207 | 0.00088347 | 0.00040706 | 2020-09-03 10:00
5919 | HE 5916 | 0.00060223 | 0.48498 | 4.6035 | 0.84173 | 0.00029207 | 0.0027724 | 0.00050691 | 2020-09-03 11:00
5920 | HE 5917 | 0.00062759 | 0.61648 | 7.0045 | 0.91781 | 0.00038689 | 0.0043959 | 0.00057601 | 2020-09-03 12:00
5921 | HE 5918 | 0.00059439 | 1.2086 | 22.9014 | 1.1007 | 0.00071839 | 0.013612 | 0.00065425 | 2020-09-03 13:00
5922 | HE 5919 | 0.00053271 | 1.5103 | 34.889 | 1.1036 | 0.00080453 | 0.018586 | 0.00058789 | 2020-09-03 14:00
5923 | HE 5920 | 0.00042914 | 1.447 | 40.1171 | 1.4618 | 0.00062096 | 0.017216 | 0.00062734 | 2020-09-03 15:00
5924 | HE 5921 | 0.00027687 | 1.606 | 11.6758 | 1.4436 | 0.00044465 | 0.0032327 | 0.00039969 | 2020-09-03 16:00
5925 | HE 5922 | 0.00011394 | 0.86024 | 2.5205 | 0.74831 | 9.8013e-05 | 0.00028717 | 8.526e-05 | 2020-09-03 17:00
5926 | HE 5923 | 4.4867e-06 | 0.70072 | 1.371 | 0.70646 | 3.1439e-06 | 6.1512e-06 | 3.1697e-06 | 2020-09-03 18:00
5927 | HE 5924 | 0 | 0.59611 | 1.0585 | 0.48839 | 0 | 0 | 0 | 2020-09-03 19:00
5928 | HE 5925 | 0 | 0.47608 | 0.59827 | 0.34597 | 0 | 0 | 0 | 2020-09-03 20:00
5929 | HE 5926 | 0 | 0.40421 | 0.29237 | 0.36338 | 0 | 0 | 0 | 2020-09-03 21:00
5930 | HE 5927 | 0 | 0.2654 | 0.22436 | 0.39697 | 0 | 0 | 0 | 2020-09-03 22:00
5931 | HE 5928 | 0 | 0.24414 | 0.13888 | 0.36866 | 0 | 0 | 0 | 2020-09-03 23:00
5932 | HE 5929 | 0 | 0.15271 | 0.12006 | 0.23109 | 0 | 0 | 0 | 2020-09-04
5933 | HE 5930 | 0 | 0.11359 | 0.13273 | 0.17254 | 0 | 0 | 0 | 2020-09-04 01:00
5934 | HE 5931 | 0 | 0.12436 | 0.12987 | 0.15167 | 0 | 0 | 0 | 2020-09-04 02:00
5935 | HE 5932 | 0 | 0.12112 | 0.12458 | 0.14619 | 0 | 0 | 0 | 2020-09-04 03:00
5936 | HE 5933 | 0 | 0.12442 | 0.17305 | 0.17523 | 0 | 0 | 0 | 2020-09-04 04:00
5937 | HE 5934 | 0 | 0.1622 | 0.55437 | 0.26828 | 0 | 0 | 0 | 2020-09-04 05:00
5938 | HE 5935 | 6.604e-06 | 0.40617 | 0.46984 | 0.33372 | 2.6824e-06 | 3.1029e-06 | 2.2039e-06 | 2020-09-04 06:00
5939 | HE 5936 | 0.00013314 | 0.28737 | 0.55843 | 0.28768 | 3.8259e-05 | 7.4346e-05 | 3.83e-05 | 2020-09-04 07:00
5940 | HE 5937 | 0.00028792 | 0.34273 | 0.62674 | 0.37109 | 9.868e-05 | 0.00018045 | 0.00010685 | 2020-09-04 08:00
5941 | HE 5938 | 0.00043864 | 0.42547 | 1.0011 | 0.44034 | 0.00018663 | 0.00043911 | 0.00019315 | 2020-09-04 09:00
5942 | HE 5939 | 0.00054673 | 0.37192 | 1.4783 | 0.71695 | 0.00020334 | 0.00080821 | 0.00039198 | 2020-09-04 10:00
5943 | HE 5940 | 0.00060223 | 0.59251 | 3.794 | 0.71982 | 0.00035683 | 0.0022849 | 0.0004335 | 2020-09-04 11:00
5944 | HE 5941 | 0.00062759 | 0.70952 | 6.0936 | 0.86485 | 0.00044529 | 0.0038243 | 0.00054277 | 2020-09-04 12:00
5945 | HE 5942 | 0.00059439 | 1.0031 | 22.7361 | 1.2076 | 0.00059623 | 0.013514 | 0.00071777 | 2020-09-04 13:00
5946 | HE 5943 | 0.00053271 | 1.2177 | 41.3144 | 1.0623 | 0.00064867 | 0.022009 | 0.00056591 | 2020-09-04 14:00
5947 | HE 5944 | 0.00042914 | 1.576 | 37.6805 | 1.1589 | 0.00067633 | 0.01617 | 0.00049734 | 2020-09-04 15:00
5948 | HE 5945 | 0.00027687 | 1.4924 | 11.8754 | 1.102 | 0.0004132 | 0.003288 | 0.00030512 | 2020-09-04 16:00
5949 | HE 5946 | 0.00011394 | 0.70026 | 2.8338 | 0.80779 | 7.9785e-05 | 0.00032288 | 9.2037e-05 | 2020-09-04 17:00
5950 | HE 5947 | 4.4867e-06 | 0.64429 | 1.5879 | 0.65096 | 2.8907e-06 | 7.1244e-06 | 2.9206e-06 | 2020-09-04 18:00
5951 | HE 5948 | 0 | 0.54114 | 1.0314 | 0.53 | 0 | 0 | 0 | 2020-09-04 19:00
5952 | HE 5949 | 0 | 0.48995 | 0.53155 | 0.45054 | 0 | 0 | 0 | 2020-09-04 20:00
5953 | HE 5950 | 0 | 0.36245 | 0.2428 | 0.35546 | 0 | 0 | 0 | 2020-09-04 21:00
5954 | HE 5951 | 0 | 0.30668 | 0.21473 | 0.37534 | 0 | 0 | 0 | 2020-09-04 22:00
5955 | HE 5952 | 0 | 0.23152 | 0.20931 | 0.33269 | 0 | 0 | 0 | 2020-09-04 23:00
5956 | HE 5953 | 0 | 0.15013 | 0.17257 | 0.20509 | 0 | 0 | 0 | 2020-09-05
5957 | HE 5954 | 0 | 0.10435 | 0.27098 | 0.12591 | 0 | 0 | 0 | 2020-09-05 01:00
5958 | HE 5955 | 0 | 0.1155 | 0.27315 | 0.12477 | 0 | 0 | 0 | 2020-09-05 02:00
5959 | HE 5956 | 0 | 0.11472 | 0.27258 | 0.12425 | 0 | 0 | 0 | 2020-09-05 03:00
5960 | HE 5957 | 0 | 0.11954 | 0.27396 | 0.15068 | 0 | 0 | 0 | 2020-09-05 04:00
5961 | HE 5958 | 0 | 0.15676 | 0.60658 | 0.25542 | 0 | 0 | 0 | 2020-09-05 05:00
5962 | HE 5959 | 6.604e-06 | 0.42014 | 0.5168 | 0.34413 | 2.7746e-06 | 3.4129e-06 | 2.2726e-06 | 2020-09-05 06:00
5963 | HE 5960 | 0.00013314 | 0.32577 | 0.55017 | 0.27953 | 4.3371e-05 | 7.3247e-05 | 3.7216e-05 | 2020-09-05 07:00
5964 | HE 5961 | 0.00028792 | 0.39743 | 0.70499 | 0.36082 | 0.00011443 | 0.00020298 | 0.00010389 | 2020-09-05 08:00
5965 | HE 5962 | 0.00043864 | 0.53233 | 1.0699 | 0.53027 | 0.0002335 | 0.00046929 | 0.0002326 | 2020-09-05 09:00
5966 | HE 5963 | 0.00054673 | 0.43728 | 1.4014 | 0.78703 | 0.00023908 | 0.00076619 | 0.00043029 | 2020-09-05 10:00
5967 | HE 5964 | 0.00060223 | 0.58279 | 6.2976 | 0.70225 | 0.00035097 | 0.0037926 | 0.00042291 | 2020-09-05 11:00
5968 | HE 5965 | 0.00062759 | 0.78264 | 37.5149 | 0.80087 | 0.00049118 | 0.023544 | 0.00050262 | 2020-09-05 12:00
5969 | HE 5966 | 0.00059439 | 0.97153 | 224.7252 | 1.036 | 0.00057747 | 0.13357 | 0.00061581 | 2020-09-05 13:00
5970 | HE 5967 | 0.00053271 | 1.0642 | 356.8585 | 0.83103 | 0.00056693 | 0.1901 | 0.0004427 | 2020-09-05 14:00
5971 | HE 5968 | 0.00042914 | 1.5834 | 386.8637 | 1.0137 | 0.00067951 | 0.16602 | 0.000435 | 2020-09-05 15:00
5972 | HE 5969 | 0.00027687 | 1.5772 | 188.5749 | 1.077 | 0.0004367 | 0.052211 | 0.0002982 | 2020-09-05 16:00
5973 | HE 5970 | 0.00011394 | 0.80173 | 24.8376 | 0.7359 | 9.1346e-05 | 0.0028299 | 8.3845e-05 | 2020-09-05 17:00
5974 | HE 5971 | 4.4867e-06 | 0.61696 | 2.3643 | 0.62926 | 2.7681e-06 | 1.0608e-05 | 2.8233e-06 | 2020-09-05 18:00
5975 | HE 5972 | 0 | 0.60784 | 1.4895 | 0.35564 | 0 | 0 | 0 | 2020-09-05 19:00
5976 | HE 5973 | 0 | 0.55602 | 0.66519 | 0.41415 | 0 | 0 | 0 | 2020-09-05 20:00
5977 | HE 5974 | 0 | 0.42225 | 0.39048 | 0.38747 | 0 | 0 | 0 | 2020-09-05 21:00
5978 | HE 5975 | 0 | 0.20192 | 0.30457 | 0.47822 | 0 | 0 | 0 | 2020-09-05 22:00
5979 | HE 5976 | 0 | 0.15775 | 0.15051 | 0.40774 | 0 | 0 | 0 | 2020-09-05 23:00
5980 | HE 5977 | 0 | 0.11197 | 0.15083 | 0.22452 | 0 | 0 | 0 | 2020-09-06
5981 | HE 5978 | 0 | 0.093047 | 0.20736 | 0.1401 | 0 | 0 | 0 | 2020-09-06 01:00
5982 | HE 5979 | 0 | 0.10352 | 0.20782 | 0.11754 | 0 | 0 | 0 | 2020-09-06 02:00
5983 | HE 5980 | 0 | 0.10511 | 0.20482 | 0.11484 | 0 | 0 | 0 | 2020-09-06 03:00
5984 | HE 5981 | 0 | 0.11282 | 0.21227 | 0.13763 | 0 | 0 | 0 | 2020-09-06 04:00
5985 | HE 5982 | 0 | 0.11913 | 0.55279 | 0.19674 | 0 | 0 | 0 | 2020-09-06 05:00
5986 | HE 5983 | 6.604e-06 | 0.39196 | 0.51089 | 0.26943 | 2.5885e-06 | 3.3739e-06 | 1.7793e-06 | 2020-09-06 06:00
5987 | HE 5984 | 0.00013314 | 0.32154 | 0.54024 | 0.30598 | 4.2809e-05 | 7.1925e-05 | 4.0737e-05 | 2020-09-06 07:00
5988 | HE 5985 | 0.00028792 | 0.39324 | 0.62391 | 0.37208 | 0.00011322 | 0.00017964 | 0.00010713 | 2020-09-06 08:00
5989 | HE 5986 | 0.00043864 | 0.47276 | 1.1083 | 0.43047 | 0.00020737 | 0.00048615 | 0.00018882 | 2020-09-06 09:00
5990 | HE 5987 | 0.00054673 | 0.47931 | 1.4112 | 0.61976 | 0.00026205 | 0.00077153 | 0.00033884 | 2020-09-06 10:00
5991 | HE 5988 | 0.00060223 | 0.57849 | 4.8548 | 0.60456 | 0.00034838 | 0.0029237 | 0.00036408 | 2020-09-06 11:00
5992 | HE 5989 | 0.00062759 | 0.80065 | 31.8968 | 0.73703 | 0.00050248 | 0.020018 | 0.00046255 | 2020-09-06 12:00
5993 | HE 5990 | 0.00059439 | 1.1768 | 112.7966 | 0.77858 | 0.00069948 | 0.067045 | 0.00046278 | 2020-09-06 13:00
5994 | HE 5991 | 0.00053271 | 1.3322 | 207.3834 | 0.76951 | 0.0007097 | 0.11048 | 0.00040993 | 2020-09-06 14:00
5995 | HE 5992 | 0.00042914 | 1.8232 | 234.3412 | 1.011 | 0.00078239 | 0.10057 | 0.00043387 | 2020-09-06 15:00
5996 | HE 5993 | 0.00027687 | 1.7913 | 113.5749 | 1.1506 | 0.00049595 | 0.031446 | 0.00031857 | 2020-09-06 16:00
5997 | HE 5994 | 0.00011394 | 0.90651 | 17.3942 | 0.73871 | 0.00010328 | 0.0019818 | 8.4166e-05 | 2020-09-06 17:00
5998 | HE 5995 | 4.4867e-06 | 0.7344 | 1.7426 | 0.71904 | 3.295e-06 | 7.8186e-06 | 3.2261e-06 | 2020-09-06 18:00
5999 | HE 5996 | 0 | 0.58482 | 0.96307 | 0.45927 | 0 | 0 | 0 | 2020-09-06 19:00
6000 | HE 5997 | 0 | 0.62653 | 0.70182 | 0.40134 | 0 | 0 | 0 | 2020-09-06 20:00
6001 | HE 5998 | 0 | 0.47052 | 0.37006 | 0.40731 | 0 | 0 | 0 | 2020-09-06 21:00
6002 | HE 5999 | 0 | 0.1979 | 0.29135 | 0.451 | 0 | 0 | 0 | 2020-09-06 22:00
6003 | HE 6000 | 0 | 0.16033 | 0.16208 | 0.4118 | 0 | 0 | 0 | 2020-09-06 23:00
6004 | HE 6001 | 0 | 0.14022 | 0.11694 | 0.22838 | 0 | 0 | 0 | 2020-09-07
6005 | HE 6002 | 0 | 0.094089 | 0.185 | 0.14218 | 0 | 0 | 0 | 2020-09-07 01:00
6006 | HE 6003 | 0 | 0.1121 | 0.19126 | 0.12855 | 0 | 0 | 0 | 2020-09-07 02:00
6007 | HE 6004 | 0 | 0.11309 | 0.19477 | 0.12952 | 0 | 0 | 0 | 2020-09-07 03:00
6008 | HE 6005 | 0 | 0.11926 | 0.25638 | 0.15712 | 0 | 0 | 0 | 2020-09-07 04:00
6009 | HE 6006 | 0 | 0.13466 | 0.56511 | 0.21899 | 0 | 0 | 0 | 2020-09-07 05:00
6010 | HE 6007 | 6.604e-06 | 0.47472 | 0.44662 | 0.31413 | 3.1351e-06 | 2.9495e-06 | 2.0746e-06 | 2020-09-07 06:00
6011 | HE 6008 | 0.00013314 | 0.3065 | 0.52078 | 0.23086 | 4.0807e-05 | 6.9334e-05 | 3.0736e-05 | 2020-09-07 07:00
6012 | HE 6009 | 0.00028792 | 0.32595 | 0.51344 | 0.30343 | 9.3849e-05 | 0.00014783 | 8.7365e-05 | 2020-09-07 08:00
6013 | HE 6010 | 0.00043864 | 0.49378 | 0.70386 | 0.42889 | 0.00021659 | 0.00030874 | 0.00018813 | 2020-09-07 09:00
6014 | HE 6011 | 0.00054673 | 0.44519 | 1.09 | 0.72901 | 0.0002434 | 0.00059595 | 0.00039858 | 2020-09-07 10:00
6015 | HE 6012 | 0.00060223 | 0.56897 | 3.0874 | 0.60743 | 0.00034265 | 0.0018593 | 0.00036581 | 2020-09-07 11:00
6016 | HE 6013 | 0.00062759 | 0.84269 | 3.108 | 0.73129 | 0.00052886 | 0.0019506 | 0.00045895 | 2020-09-07 12:00
6017 | HE 6014 | 0.00059439 | 1.2175 | 2.8671 | 0.84125 | 0.00072366 | 0.0017042 | 0.00050003 | 2020-09-07 13:00
6018 | HE 6015 | 0.00053271 | 1.4782 | 5.1741 | 0.96558 | 0.00078743 | 0.0027563 | 0.00051438 | 2020-09-07 14:00
6019 | HE 6016 | 0.00042914 | 1.5622 | 4.6784 | 1.0767 | 0.00067042 | 0.0020077 | 0.00046207 | 2020-09-07 15:00
6020 | HE 6017 | 0.00027687 | 1.4709 | 1.9254 | 1.0364 | 0.00040726 | 0.00053308 | 0.00028694 | 2020-09-07 16:00
6021 | HE 6018 | 0.00011394 | 0.68596 | 0.78274 | 0.72979 | 7.8156e-05 | 8.9182e-05 | 8.315e-05 | 2020-09-07 17:00
6022 | HE 6019 | 4.4867e-06 | 0.59768 | 0.72308 | 0.69702 | 2.6816e-06 | 3.2443e-06 | 3.1273e-06 | 2020-09-07 18:00
6023 | HE 6020 | 0 | 0.48912 | 0.66912 | 0.34656 | 0 | 0 | 0 | 2020-09-07 19:00
6024 | HE 6021 | 0 | 0.58178 | 0.42224 | 0.41653 | 0 | 0 | 0 | 2020-09-07 20:00
6025 | HE 6022 | 0 | 0.44576 | 0.38918 | 0.40557 | 0 | 0 | 0 | 2020-09-07 21:00
6026 | HE 6023 | 0 | 0.3058 | 0.39852 | 0.43144 | 0 | 0 | 0 | 2020-09-07 22:00
6027 | HE 6024 | 0 | 0.13975 | 0.22352 | 0.42097 | 0 | 0 | 0 | 2020-09-07 23:00
6028 | HE 6025 | 0 | 0.14066 | 0.24809 | 0.18889 | 0 | 0 | 0 | 2020-09-08
6029 | HE 6026 | 0 | 0.09312 | 0.33946 | 0.16841 | 0 | 0 | 0 | 2020-09-08 01:00
6030 | HE 6027 | 0 | 0.11144 | 0.34969 | 0.16799 | 0 | 0 | 0 | 2020-09-08 02:00
6031 | HE 6028 | 0 | 0.1049 | 0.35234 | 0.16788 | 0 | 0 | 0 | 2020-09-08 03:00
6032 | HE 6029 | 0 | 0.1201 | 0.40755 | 0.17312 | 0 | 0 | 0 | 2020-09-08 04:00
6033 | HE 6030 | 0 | 0.14257 | 0.82229 | 0.20124 | 0 | 0 | 0 | 2020-09-08 05:00
6034 | HE 6031 | 6.604e-06 | 0.34394 | 0.62488 | 0.33771 | 2.2714e-06 | 4.1268e-06 | 2.2303e-06 | 2020-09-08 06:00
6035 | HE 6032 | 0.00013314 | 0.30181 | 0.67508 | 0.23619 | 4.0181e-05 | 8.9876e-05 | 3.1445e-05 | 2020-09-08 07:00
6036 | HE 6033 | 0.00028792 | 0.34516 | 0.72353 | 0.29415 | 9.9378e-05 | 0.00020832 | 8.4694e-05 | 2020-09-08 08:00
6037 | HE 6034 | 0.00043864 | 0.41139 | 1.0745 | 0.42597 | 0.00018045 | 0.00047131 | 0.00018685 | 2020-09-08 09:00
6038 | HE 6035 | 0.00054673 | 0.39496 | 0.72708 | 0.8927 | 0.00021594 | 0.00039752 | 0.00048807 | 2020-09-08 10:00
6039 | HE 6036 | 0.00060223 | 0.56138 | 1.8527 | 0.83263 | 0.00033808 | 0.0011157 | 0.00050143 | 2020-09-08 11:00
6040 | HE 6037 | 0.00062759 | 0.76027 | 2.4098 | 0.72687 | 0.00047714 | 0.0015123 | 0.00045618 | 2020-09-08 12:00
6041 | HE 6038 | 0.00059439 | 1.0418 | 1.9968 | 0.78948 | 0.00061925 | 0.0011869 | 0.00046926 | 2020-09-08 13:00
6042 | HE 6039 | 0.00053271 | 1.0049 | 2.6675 | 0.76459 | 0.00053533 | 0.001421 | 0.00040731 | 2020-09-08 14:00
6043 | HE 6040 | 0.00042914 | 1.1657 | 2.8599 | 0.7711 | 0.00050024 | 0.0012273 | 0.00033091 | 2020-09-08 15:00
6044 | HE 6041 | 0.00027687 | 1.5061 | 2.4911 | 0.74777 | 0.000417 | 0.00068972 | 0.00020704 | 2020-09-08 16:00
6045 | HE 6042 | 0.00011394 | 0.84826 | 0.66561 | 0.6894 | 9.6648e-05 | 7.5837e-05 | 7.8548e-05 | 2020-09-08 17:00
6046 | HE 6043 | 4.4867e-06 | 0.65148 | 0.49204 | 0.67315 | 2.923e-06 | 2.2076e-06 | 3.0202e-06 | 2020-09-08 18:00
6047 | HE 6044 | 0 | 0.61163 | 0.49965 | 0.50195 | 0 | 0 | 0 | 2020-09-08 19:00
6048 | HE 6045 | 0 | 0.60511 | 0.38891 | 0.43433 | 0 | 0 | 0 | 2020-09-08 20:00
6049 | HE 6046 | 0 | 0.41101 | 0.42141 | 0.36022 | 0 | 0 | 0 | 2020-09-08 21:00
6050 | HE 6047 | 0 | 0.22581 | 0.43995 | 0.44827 | 0 | 0 | 0 | 2020-09-08 22:00
6051 | HE 6048 | 0 | 0.15551 | 0.21731 | 0.41464 | 0 | 0 | 0 | 2020-09-08 23:00
6052 | HE 6049 | 0 | 0.15274 | 0.23905 | 0.19357 | 0 | 0 | 0 | 2020-09-09
6053 | HE 6050 | 0 | 0.098347 | 0.26429 | 0.14767 | 0 | 0 | 0 | 2020-09-09 01:00
6054 | HE 6051 | 0 | 0.11664 | 0.26354 | 0.11687 | 0 | 0 | 0 | 2020-09-09 02:00
6055 | HE 6052 | 0 | 0.10785 | 0.26695 | 0.12304 | 0 | 0 | 0 | 2020-09-09 03:00
6056 | HE 6053 | 0 | 0.12634 | 0.31973 | 0.12934 | 0 | 0 | 0 | 2020-09-09 04:00
6057 | HE 6054 | 0 | 0.1518 | 0.70751 | 0.19825 | 0 | 0 | 0 | 2020-09-09 05:00
6058 | HE 6055 | 6.604e-06 | 0.36398 | 0.42836 | 0.32804 | 2.4037e-06 | 2.8289e-06 | 2.1664e-06 | 2020-09-09 06:00
6059 | HE 6056 | 0.00013314 | 0.3011 | 0.59018 | 0.2038 | 4.0087e-05 | 7.8573e-05 | 2.7132e-05 | 2020-09-09 07:00
6060 | HE 6057 | 0.00028792 | 0.37562 | 0.71863 | 0.2655 | 0.00010815 | 0.00020691 | 7.6443e-05 | 2020-09-09 08:00
6061 | HE 6058 | 0.00043864 | 0.43787 | 0.76453 | 0.29319 | 0.00019207 | 0.00033535 | 0.0001286 | 2020-09-09 09:00
6062 | HE 6059 | 0.00054673 | 0.4214 | 0.54087 | 0.7402 | 0.00023039 | 0.00029571 | 0.00040469 | 2020-09-09 10:00
6063 | HE 6060 | 0.00060223 | 0.41284 | 1.2104 | 0.64271 | 0.00024863 | 0.00072896 | 0.00038706 | 2020-09-09 11:00
6064 | HE 6061 | 0.00062759 | 0.76526 | 1.9323 | 0.62697 | 0.00048027 | 0.0012127 | 0.00039348 | 2020-09-09 12:00
6065 | HE 6062 | 0.00059439 | 0.87878 | 1.9367 | 0.67763 | 0.00052234 | 0.0011512 | 0.00040277 | 2020-09-09 13:00
6066 | HE 6063 | 0.00053271 | 1.1867 | 2.357 | 0.61846 | 0.00063215 | 0.0012556 | 0.00032946 | 2020-09-09 14:00
6067 | HE 6064 | 0.00042914 | 1.5737 | 2.425 | 0.82172 | 0.00067533 | 0.0010406 | 0.00035263 | 2020-09-09 15:00
6068 | HE 6065 | 0.00027687 | 1.6006 | 1.364 | 0.8567 | 0.00044317 | 0.00037765 | 0.0002372 | 2020-09-09 16:00
6069 | HE 6066 | 0.00011394 | 0.8808 | 0.62888 | 0.60983 | 0.00010036 | 7.1653e-05 | 6.9482e-05 | 2020-09-09 17:00
6070 | HE 6067 | 4.4867e-06 | 0.75173 | 0.51006 | 0.60372 | 3.3728e-06 | 2.2885e-06 | 2.7087e-06 | 2020-09-09 18:00
6071 | HE 6068 | 0 | 0.65255 | 0.47009 | 0.48089 | 0 | 0 | 0 | 2020-09-09 19:00
6072 | HE 6069 | 0 | 0.61541 | 0.35454 | 0.44611 | 0 | 0 | 0 | 2020-09-09 20:00
6073 | HE 6070 | 0 | 0.43343 | 0.36215 | 0.43124 | 0 | 0 | 0 | 2020-09-09 21:00
6074 | HE 6071 | 0 | 0.20993 | 0.29004 | 0.44409 | 0 | 0 | 0 | 2020-09-09 22:00
6075 | HE 6072 | 0 | 0.21148 | 0.20702 | 0.44885 | 0 | 0 | 0 | 2020-09-09 23:00
6076 | HE 6073 | 0 | 0.14849 | 0.18865 | 0.26443 | 0 | 0 | 0 | 2020-09-10
6077 | HE 6074 | 0 | 0.1132 | 0.23928 | 0.24043 | 0 | 0 | 0 | 2020-09-10 01:00
6078 | HE 6075 | 0 | 0.12892 | 0.23771 | 0.2261 | 0 | 0 | 0 | 2020-09-10 02:00
6079 | HE 6076 | 0 | 0.12441 | 0.24002 | 0.22478 | 0 | 0 | 0 | 2020-09-10 03:00
6080 | HE 6077 | 0 | 0.12945 | 0.26773 | 0.26166 | 0 | 0 | 0 | 2020-09-10 04:00
6081 | HE 6078 | 0 | 0.14479 | 0.6049 | 0.32407 | 0 | 0 | 0 | 2020-09-10 05:00
6082 | HE 6079 | 6.604e-06 | 0.38607 | 0.39371 | 0.45507 | 2.5496e-06 | 2.6001e-06 | 3.0053e-06 | 2020-09-10 06:00
6083 | HE 6080 | 0.00013314 | 0.30387 | 0.55917 | 0.3025 | 4.0456e-05 | 7.4445e-05 | 4.0273e-05 | 2020-09-10 07:00
6084 | HE 6081 | 0.00028792 | 0.3589 | 0.71361 | 0.44592 | 0.00010334 | 0.00020546 | 0.00012839 | 2020-09-10 08:00
6085 | HE 6082 | 0.00043864 | 0.49394 | 0.9791 | 0.47325 | 0.00021666 | 0.00042947 | 0.00020758 | 2020-09-10 09:00
6086 | HE 6083 | 0.00054673 | 0.51849 | 0.64451 | 0.76792 | 0.00028348 | 0.00035238 | 0.00041985 | 2020-09-10 10:00
6087 | HE 6084 | 0.00060223 | 0.78333 | 0.72052 | 0.78871 | 0.00047174 | 0.00043392 | 0.00047498 | 2020-09-10 11:00
6088 | HE 6085 | 0.00062759 | 0.91381 | 1.6192 | 0.95617 | 0.0005735 | 0.0010162 | 0.00060008 | 2020-09-10 12:00
6089 | HE 6086 | 0.00059439 | 1.1872 | 1.5398 | 1.1198 | 0.00070566 | 0.00091522 | 0.00066562 | 2020-09-10 13:00
6090 | HE 6087 | 0.00053271 | 1.1402 | 1.4987 | 0.78469 | 0.00060741 | 0.00079836 | 0.00041802 | 2020-09-10 14:00
6091 | HE 6088 | 0.00042914 | 1.4442 | 1.2504 | 0.90854 | 0.00061978 | 0.0005366 | 0.00038989 | 2020-09-10 15:00
6092 | HE 6089 | 0.00027687 | 1.7773 | 1.1628 | 0.89362 | 0.00049208 | 0.00032194 | 0.00024742 | 2020-09-10 16:00
6093 | HE 6090 | 0.00011394 | 1.1629 | 0.61863 | 0.80841 | 0.0001325 | 7.0484e-05 | 9.2108e-05 | 2020-09-10 17:00
6094 | HE 6091 | 4.4867e-06 | 0.91917 | 0.38251 | 0.77405 | 4.124e-06 | 1.7162e-06 | 3.4729e-06 | 2020-09-10 18:00
6095 | HE 6092 | 0 | 0.73493 | 0.34698 | 0.6228 | 0 | 0 | 0 | 2020-09-10 19:00
6096 | HE 6093 | 0 | 0.6832 | 0.27292 | 0.53583 | 0 | 0 | 0 | 2020-09-10 20:00
6097 | HE 6094 | 0 | 0.43987 | 0.30152 | 0.36182 | 0 | 0 | 0 | 2020-09-10 21:00
6098 | HE 6095 | 0 | 0.24156 | 0.24595 | 0.4726 | 0 | 0 | 0 | 2020-09-10 22:00
6099 | HE 6096 | 0 | 0.28171 | 0.25325 | 0.41773 | 0 | 0 | 0 | 2020-09-10 23:00
6100 | HE 6097 | 0 | 0.17653 | 0.23229 | 0.29466 | 0 | 0 | 0 | 2020-09-11
6101 | HE 6098 | 0 | 0.12229 | 0.28705 | 0.16025 | 0 | 0 | 0 | 2020-09-11 01:00
6102 | HE 6099 | 0 | 0.13609 | 0.28902 | 0.13272 | 0 | 0 | 0 | 2020-09-11 02:00
6103 | HE 6100 | 0 | 0.13555 | 0.28723 | 0.1301 | 0 | 0 | 0 | 2020-09-11 03:00
6104 | HE 6101 | 0 | 0.14536 | 0.33132 | 0.14762 | 0 | 0 | 0 | 2020-09-11 04:00
6105 | HE 6102 | 0 | 0.17544 | 0.86163 | 0.21515 | 0 | 0 | 0 | 2020-09-11 05:00
6106 | HE 6103 | 6.604e-06 | 0.51678 | 0.60308 | 0.35433 | 3.4128e-06 | 3.9828e-06 | 2.34e-06 | 2020-09-11 06:00
6107 | HE 6104 | 0.00013314 | 0.36329 | 0.7935 | 0.29804 | 4.8367e-05 | 0.00010564 | 3.968e-05 | 2020-09-11 07:00
6108 | HE 6105 | 0.00028792 | 0.42166 | 1.0764 | 0.39017 | 0.0001214 | 0.00030991 | 0.00011234 | 2020-09-11 08:00
6109 | HE 6106 | 0.00043864 | 0.55212 | 1.1642 | 0.50924 | 0.00024218 | 0.00051066 | 0.00022337 | 2020-09-11 09:00
6110 | HE 6107 | 0.00054673 | 0.48568 | 0.85957 | 0.80829 | 0.00026554 | 0.00046995 | 0.00044192 | 2020-09-11 10:00
6111 | HE 6108 | 0.00060223 | 0.41932 | 1.1755 | 0.60923 | 0.00025253 | 0.00070792 | 0.0003669 | 2020-09-11 11:00
6112 | HE 6109 | 0.00062759 | 0.85611 | 1.8797 | 0.94 | 0.00053729 | 0.0011797 | 0.00058993 | 2020-09-11 12:00
6113 | HE 6110 | 0.00059439 | 1.019 | 1.2637 | 1.2856 | 0.0006057 | 0.00075111 | 0.00076416 | 2020-09-11 13:00
6114 | HE 6111 | 0.00053271 | 0.92488 | 1.5305 | 0.89709 | 0.00049269 | 0.0008153 | 0.00047789 | 2020-09-11 14:00
6115 | HE 6112 | 0.00042914 | 1.1145 | 1.3944 | 1.0623 | 0.00047829 | 0.0005984 | 0.00045589 | 2020-09-11 15:00
6116 | HE 6113 | 0.00027687 | 1.2828 | 1.0215 | 1.035 | 0.00035518 | 0.00028283 | 0.00028656 | 2020-09-11 16:00
6117 | HE 6114 | 0.00011394 | 0.88444 | 0.68181 | 0.87016 | 0.00010077 | 7.7683e-05 | 9.9143e-05 | 2020-09-11 17:00
6118 | HE 6115 | 4.4867e-06 | 0.63759 | 0.53412 | 0.76707 | 2.8607e-06 | 2.3964e-06 | 3.4416e-06 | 2020-09-11 18:00
6119 | HE 6116 | 0 | 0.51251 | 0.4759 | 0.7338 | 0 | 0 | 0 | 2020-09-11 19:00
6120 | HE 6117 | 0 | 0.54384 | 0.37028 | 0.40542 | 0 | 0 | 0 | 2020-09-11 20:00
6121 | HE 6118 | 0 | 0.49008 | 0.37095 | 0.34291 | 0 | 0 | 0 | 2020-09-11 21:00
6122 | HE 6119 | 0 | 0.3737 | 0.31059 | 0.38251 | 0 | 0 | 0 | 2020-09-11 22:00
6123 | HE 6120 | 0 | 0.28117 | 0.22005 | 0.4468 | 0 | 0 | 0 | 2020-09-11 23:00
6124 | HE 6121 | 0 | 0.17131 | 0.20372 | 0.2907 | 0 | 0 | 0 | 2020-09-12
6125 | HE 6122 | 0 | 0.13825 | 0.25821 | 0.16656 | 0 | 0 | 0 | 2020-09-12 01:00
6126 | HE 6123 | 0 | 0.14977 | 0.25901 | 0.14952 | 0 | 0 | 0 | 2020-09-12 02:00
6127 | HE 6124 | 0 | 0.14528 | 0.25819 | 0.14487 | 0 | 0 | 0 | 2020-09-12 03:00
6128 | HE 6125 | 0 | 0.16817 | 0.30285 | 0.15052 | 0 | 0 | 0 | 2020-09-12 04:00
6129 | HE 6126 | 0 | 0.2115 | 0.78255 | 0.2175 | 0 | 0 | 0 | 2020-09-12 05:00
6130 | HE 6127 | 6.604e-06 | 0.48494 | 0.5442 | 0.42991 | 3.2026e-06 | 3.5939e-06 | 2.8392e-06 | 2020-09-12 06:00
6131 | HE 6128 | 0.00013314 | 0.37286 | 0.7159 | 0.3292 | 4.9641e-05 | 9.5312e-05 | 4.3828e-05 | 2020-09-12 07:00
6132 | HE 6129 | 0.00028792 | 0.48921 | 0.68069 | 0.38764 | 0.00014085 | 0.00019599 | 0.00011161 | 2020-09-12 08:00
6133 | HE 6130 | 0.00043864 | 0.5052 | 0.5603 | 0.49243 | 0.0002216 | 0.00024577 | 0.000216 | 2020-09-12 09:00
6134 | HE 6131 | 0.00054673 | 0.46452 | 0.81182 | 0.53608 | 0.00025397 | 0.00044385 | 0.00029309 | 2020-09-12 10:00
6135 | HE 6132 | 0.00060223 | 0.39371 | 1.2062 | 0.50788 | 0.0002371 | 0.00072639 | 0.00030586 | 2020-09-12 11:00
6136 | HE 6133 | 0.00062759 | 0.64561 | 1.9419 | 0.7133 | 0.00040518 | 0.0012187 | 0.00044766 | 2020-09-12 12:00
6137 | HE 6134 | 0.00059439 | 0.84296 | 1.7394 | 0.93884 | 0.00050105 | 0.0010339 | 0.00055804 | 2020-09-12 13:00
6138 | HE 6135 | 0.00053271 | 0.95437 | 3.0545 | 0.93565 | 0.00050841 | 0.0016272 | 0.00049843 | 2020-09-12 14:00
6139 | HE 6136 | 0.00042914 | 1.1978 | 3.5365 | 1.3086 | 0.00051401 | 0.0015176 | 0.00056157 | 2020-09-12 15:00
6140 | HE 6137 | 0.00027687 | 1.0201 | 1.9538 | 1.3603 | 0.00028243 | 0.00054097 | 0.00037664 | 2020-09-12 16:00
6141 | HE 6138 | 0.00011394 | 0.59443 | 1.1395 | 0.96407 | 6.7727e-05 | 0.00012983 | 0.00010984 | 2020-09-12 17:00
6142 | HE 6139 | 4.4867e-06 | 0.51296 | 0.9189 | 0.91607 | 2.3015e-06 | 4.1228e-06 | 4.1102e-06 | 2020-09-12 18:00
6143 | HE 6140 | 0 | 0.46031 | 0.73738 | 0.67335 | 0 | 0 | 0 | 2020-09-12 19:00
6144 | HE 6141 | 0 | 0.4091 | 0.42444 | 0.40265 | 0 | 0 | 0 | 2020-09-12 20:00
6145 | HE 6142 | 0 | 0.41952 | 0.2428 | 0.30794 | 0 | 0 | 0 | 2020-09-12 21:00
6146 | HE 6143 | 0 | 0.33241 | 0.21766 | 0.3372 | 0 | 0 | 0 | 2020-09-12 22:00
6147 | HE 6144 | 0 | 0.2975 | 0.18577 | 0.31763 | 0 | 0 | 0 | 2020-09-12 23:00
6148 | HE 6145 | 0 | 0.13698 | 0.17686 | 0.14334 | 0 | 0 | 0 | 2020-09-13
6149 | HE 6146 | 0 | 0.1192 | 0.19266 | 0.12105 | 0 | 0 | 0 | 2020-09-13 01:00
6150 | HE 6147 | 0 | 0.13228 | 0.19544 | 0.11875 | 0 | 0 | 0 | 2020-09-13 02:00
6151 | HE 6148 | 0 | 0.13079 | 0.18911 | 0.1102 | 0 | 0 | 0 | 2020-09-13 03:00
6152 | HE 6149 | 0 | 0.13349 | 0.21246 | 0.11584 | 0 | 0 | 0 | 2020-09-13 04:00
6153 | HE 6150 | 0 | 0.15738 | 0.33545 | 0.13427 | 0 | 0 | 0 | 2020-09-13 05:00
6154 | HE 6151 | 6.604e-06 | 0.39618 | 0.25537 | 0.169 | 2.6164e-06 | 1.6865e-06 | 1.1161e-06 | 2020-09-13 06:00
6155 | HE 6152 | 0.00013314 | 0.37571 | 0.46538 | 0.14872 | 5.002e-05 | 6.1958e-05 | 1.9799e-05 | 2020-09-13 07:00
6156 | HE 6153 | 0.00028792 | 0.42678 | 0.4356 | 0.17982 | 0.00012288 | 0.00012542 | 5.1773e-05 | 2020-09-13 08:00
6157 | HE 6154 | 0.00043864 | 0.46956 | 0.63423 | 0.34643 | 0.00020596 | 0.00027819 | 0.00015196 | 2020-09-13 09:00
6158 | HE 6155 | 0.00054673 | 0.44062 | 1.2053 | 0.61358 | 0.0002409 | 0.000659 | 0.00033546 | 2020-09-13 10:00
6159 | HE 6156 | 0.00060223 | 0.61914 | 1.6814 | 0.63077 | 0.00037287 | 0.0010126 | 0.00037987 | 2020-09-13 11:00
6160 | HE 6157 | 0.00062759 | 0.88404 | 2.8691 | 0.71155 | 0.00055482 | 0.0018006 | 0.00044656 | 2020-09-13 12:00
6161 | HE 6158 | 0.00059439 | 1.1698 | 3.2752 | 1.0775 | 0.00069533 | 0.0019467 | 0.00064044 | 2020-09-13 13:00
6162 | HE 6159 | 0.00053271 | 1.3098 | 6.0097 | 0.96914 | 0.00069773 | 0.0032015 | 0.00051627 | 2020-09-13 14:00
6163 | HE 6160 | 0.00042914 | 1.4816 | 5.7456 | 1.1607 | 0.00063583 | 0.0024657 | 0.0004981 | 2020-09-13 15:00
6164 | HE 6161 | 0.00027687 | 1.1166 | 1.7101 | 1.1508 | 0.00030917 | 0.00047348 | 0.00031862 | 2020-09-13 16:00
6165 | HE 6162 | 0.00011394 | 0.63984 | 0.96571 | 0.76615 | 7.2901e-05 | 0.00011003 | 8.7293e-05 | 2020-09-13 17:00
6166 | HE 6163 | 4.4867e-06 | 0.61809 | 0.81944 | 0.66443 | 2.7732e-06 | 3.6766e-06 | 2.9811e-06 | 2020-09-13 18:00
6167 | HE 6164 | 0 | 0.60049 | 0.72606 | 0.53276 | 0 | 0 | 0 | 2020-09-13 19:00
6168 | HE 6165 | 0 | 0.50401 | 0.46898 | 0.3292 | 0 | 0 | 0 | 2020-09-13 20:00
6169 | HE 6166 | 0 | 0.40727 | 0.24471 | 0.32403 | 0 | 0 | 0 | 2020-09-13 21:00
6170 | HE 6167 | 0 | 0.28233 | 0.22511 | 0.34204 | 0 | 0 | 0 | 2020-09-13 22:00
6171 | HE 6168 | 0 | 0.23828 | 0.1887 | 0.35668 | 0 | 0 | 0 | 2020-09-13 23:00
6172 | HE 6169 | 0 | 0.12906 | 0.17328 | 0.15869 | 0 | 0 | 0 | 2020-09-14
6173 | HE 6170 | 0 | 0.10953 | 0.19261 | 0.1231 | 0 | 0 | 0 | 2020-09-14 01:00
6174 | HE 6171 | 0 | 0.11069 | 0.19727 | 0.12033 | 0 | 0 | 0 | 2020-09-14 02:00
6175 | HE 6172 | 0 | 0.11035 | 0.19449 | 0.11405 | 0 | 0 | 0 | 2020-09-14 03:00
6176 | HE 6173 | 0 | 0.1242 | 0.22531 | 0.11823 | 0 | 0 | 0 | 2020-09-14 04:00
6177 | HE 6174 | 0 | 0.15687 | 0.41531 | 0.15303 | 0 | 0 | 0 | 2020-09-14 05:00
6178 | HE 6175 | 6.604e-06 | 0.34764 | 0.33858 | 0.23577 | 2.2958e-06 | 2.236e-06 | 1.557e-06 | 2020-09-14 06:00
6179 | HE 6176 | 0.00013314 | 0.30335 | 0.39178 | 0.18674 | 4.0387e-05 | 5.2159e-05 | 2.4862e-05 | 2020-09-14 07:00
6180 | HE 6177 | 0.00028792 | 0.36321 | 0.53064 | 0.31296 | 0.00010458 | 0.00015278 | 9.0107e-05 | 2020-09-14 08:00
6181 | HE 6178 | 0.00043864 | 0.47401 | 0.57148 | 0.33581 | 0.00020792 | 0.00025067 | 0.0001473 | 2020-09-14 09:00
6182 | HE 6179 | 0.00054673 | 0.44048 | 1.2345 | 0.61578 | 0.00024083 | 0.00067497 | 0.00033667 | 2020-09-14 10:00
6183 | HE 6180 | 0.00060223 | 0.5994 | 1.7353 | 0.62527 | 0.00036098 | 0.001045 | 0.00037655 | 2020-09-14 11:00
6184 | HE 6181 | 0.00062759 | 0.98604 | 2.4763 | 0.68586 | 0.00061883 | 0.0015541 | 0.00043044 | 2020-09-14 12:00
6185 | HE 6182 | 0.00059439 | 1.2175 | 2.2149 | 0.90078 | 0.00072368 | 0.0013165 | 0.00053542 | 2020-09-14 13:00
6186 | HE 6183 | 0.00053271 | 1.5107 | 3.9614 | 0.87329 | 0.00080479 | 0.0021103 | 0.00046521 | 2020-09-14 14:00
6187 | HE 6184 | 0.00042914 | 1.6627 | 4.5126 | 1.1136 | 0.00071352 | 0.0019365 | 0.00047788 | 2020-09-14 15:00
6188 | HE 6185 | 0.00027687 | 1.266 | 2.6394 | 1.1627 | 0.00035051 | 0.00073078 | 0.00032192 | 2020-09-14 16:00
6189 | HE 6186 | 0.00011394 | 0.68252 | 1.3039 | 0.61844 | 7.7764e-05 | 0.00014857 | 7.0463e-05 | 2020-09-14 17:00
6190 | HE 6187 | 4.4867e-06 | 0.55639 | 0.8444 | 0.57803 | 2.4964e-06 | 3.7886e-06 | 2.5935e-06 | 2020-09-14 18:00
6191 | HE 6188 | 0 | 0.62438 | 0.6779 | 0.51385 | 0 | 0 | 0 | 2020-09-14 19:00
6192 | HE 6189 | 0 | 0.64116 | 0.44539 | 0.36903 | 0 | 0 | 0 | 2020-09-14 20:00
6193 | HE 6190 | 0 | 0.54965 | 0.26299 | 0.32496 | 0 | 0 | 0 | 2020-09-14 21:00
6194 | HE 6191 | 0 | 0.22928 | 0.24816 | 0.35965 | 0 | 0 | 0 | 2020-09-14 22:00
6195 | HE 6192 | 0 | 0.24963 | 0.20238 | 0.37314 | 0 | 0 | 0 | 2020-09-14 23:00
6196 | HE 6193 | 0 | 0.15701 | 0.17448 | 0.12033 | 0 | 0 | 0 | 2020-09-15
6197 | HE 6194 | 0 | 0.14076 | 0.18962 | 0.1049 | 0 | 0 | 0 | 2020-09-15 01:00
6198 | HE 6195 | 0 | 0.12131 | 0.19323 | 0.10489 | 0 | 0 | 0 | 2020-09-15 02:00
6199 | HE 6196 | 0 | 0.12142 | 0.19248 | 0.10185 | 0 | 0 | 0 | 2020-09-15 03:00
6200 | HE 6197 | 0 | 0.13464 | 0.23465 | 0.10666 | 0 | 0 | 0 | 2020-09-15 04:00
6201 | HE 6198 | 0 | 0.17168 | 0.42422 | 0.11727 | 0 | 0 | 0 | 2020-09-15 05:00
6202 | HE 6199 | 6.604e-06 | 0.38825 | 0.39888 | 0.22687 | 2.564e-06 | 2.6342e-06 | 1.4982e-06 | 2020-09-15 06:00
6203 | HE 6200 | 0.00013314 | 0.31714 | 0.474 | 0.15713 | 4.2223e-05 | 6.3107e-05 | 2.0919e-05 | 2020-09-15 07:00
6204 | HE 6201 | 0.00028792 | 0.37557 | 0.5159 | 0.21503 | 0.00010813 | 0.00014854 | 6.1912e-05 | 2020-09-15 08:00
6205 | HE 6202 | 0.00043864 | 0.39431 | 0.56974 | 0.29321 | 0.00017296 | 0.00024991 | 0.00012861 | 2020-09-15 09:00
6206 | HE 6203 | 0.00054673 | 0.59675 | 1.0592 | 0.59722 | 0.00032627 | 0.00057909 | 0.00032652 | 2020-09-15 10:00
6207 | HE 6204 | 0.00060223 | 0.66205 | 1.5497 | 0.65792 | 0.00039871 | 0.00093328 | 0.00039622 | 2020-09-15 11:00
6208 | HE 6205 | 0.00062759 | 0.82118 | 2.0651 | 0.85816 | 0.00051536 | 0.001296 | 0.00053857 | 2020-09-15 12:00
6209 | HE 6206 | 0.00059439 | 1.0585 | 2.5958 | 1.437 | 0.00062915 | 0.0015429 | 0.00085412 | 2020-09-15 13:00
6210 | HE 6207 | 0.00053271 | 1.3235 | 3.8884 | 1.4959 | 0.00070502 | 0.0020714 | 0.00079687 | 2020-09-15 14:00
6211 | HE 6208 | 0.00042914 | 1.3903 | 4.8051 | 2.1237 | 0.00059664 | 0.002062 | 0.00091135 | 2020-09-15 15:00
6212 | HE 6209 | 0.00027687 | 1.4932 | 2.4013 | 2.2308 | 0.00041343 | 0.00066486 | 0.00061764 | 2020-09-15 16:00
6213 | HE 6210 | 0.00011394 | 0.80071 | 1.3921 | 1.4837 | 9.1231e-05 | 0.00015862 | 0.00016904 | 2020-09-15 17:00
6214 | HE 6211 | 4.4867e-06 | 0.51083 | 0.82893 | 1.0271 | 2.2919e-06 | 3.7192e-06 | 4.6082e-06 | 2020-09-15 18:00
6215 | HE 6212 | 0 | 0.598 | 0.72587 | 0.77914 | 0 | 0 | 0 | 2020-09-15 19:00
6216 | HE 6213 | 0 | 0.65098 | 0.55253 | 0.4639 | 0 | 0 | 0 | 2020-09-15 20:00
6217 | HE 6214 | 0 | 0.56893 | 0.32013 | 0.29539 | 0 | 0 | 0 | 2020-09-15 21:00
6218 | HE 6215 | 0 | 0.26327 | 0.27528 | 0.33444 | 0 | 0 | 0 | 2020-09-15 22:00
6219 | HE 6216 | 0 | 0.23955 | 0.20514 | 0.31509 | 0 | 0 | 0 | 2020-09-15 23:00
6220 | HE 6217 | 0 | 0.15339 | 0.2163 | 0.15135 | 0 | 0 | 0 | 2020-09-16
6221 | HE 6218 | 0 | 0.11524 | 0.23384 | 0.11404 | 0 | 0 | 0 | 2020-09-16 01:00
6222 | HE 6219 | 0 | 0.12309 | 0.23469 | 0.11567 | 0 | 0 | 0 | 2020-09-16 02:00
6223 | HE 6220 | 0 | 0.12253 | 0.23865 | 0.11274 | 0 | 0 | 0 | 2020-09-16 03:00
6224 | HE 6221 | 0 | 0.13595 | 0.25532 | 0.11406 | 0 | 0 | 0 | 2020-09-16 04:00
6225 | HE 6222 | 0 | 0.17419 | 0.58268 | 0.14606 | 0 | 0 | 0 | 2020-09-16 05:00
6226 | HE 6223 | 6.604e-06 | 0.37728 | 0.39946 | 0.30348 | 2.4916e-06 | 2.6381e-06 | 2.0042e-06 | 2020-09-16 06:00
6227 | HE 6224 | 0.00013314 | 0.30179 | 0.60597 | 0.25611 | 4.0179e-05 | 8.0676e-05 | 3.4097e-05 | 2020-09-16 07:00
6228 | HE 6225 | 0.00028792 | 0.35935 | 0.50177 | 0.30707 | 0.00010347 | 0.00014447 | 8.8411e-05 | 2020-09-16 08:00
6229 | HE 6226 | 0.00043864 | 0.42756 | 0.6014 | 0.34394 | 0.00018754 | 0.0002638 | 0.00015086 | 2020-09-16 09:00
6230 | HE 6227 | 0.00054673 | 0.52718 | 0.95129 | 0.59765 | 0.00028823 | 0.0005201 | 0.00032675 | 2020-09-16 10:00
6231 | HE 6228 | 0.00060223 | 0.6717 | 1.5536 | 0.8037 | 0.00040452 | 0.00093562 | 0.00048401 | 2020-09-16 11:00
6232 | HE 6229 | 0.00062759 | 0.77543 | 2.5109 | 1.2981 | 0.00048665 | 0.0015758 | 0.00081466 | 2020-09-16 12:00
6233 | HE 6230 | 0.00059439 | 1.2384 | 2.9008 | 1.8187 | 0.00073608 | 0.0017242 | 0.001081 | 2020-09-16 13:00
6234 | HE 6231 | 0.00053271 | 1.6874 | 4.3135 | 1.8345 | 0.00089891 | 0.0022979 | 0.00097728 | 2020-09-16 14:00
6235 | HE 6232 | 0.00042914 | 2.3163 | 4.6997 | 2.5362 | 0.00099402 | 0.0020168 | 0.0010884 | 2020-09-16 15:00
6236 | HE 6233 | 0.00027687 | 2.7089 | 2.0673 | 2.6374 | 0.00075002 | 0.00057239 | 0.00073022 | 2020-09-16 16:00
6237 | HE 6234 | 0.00011394 | 1.0283 | 1.5424 | 1.2522 | 0.00011716 | 0.00017574 | 0.00014268 | 2020-09-16 17:00
6238 | HE 6235 | 4.4867e-06 | 0.62136 | 0.84911 | 0.88365 | 2.7879e-06 | 3.8097e-06 | 3.9647e-06 | 2020-09-16 18:00
6239 | HE 6236 | 0 | 0.6107 | 0.91245 | 0.60518 | 0 | 0 | 0 | 2020-09-16 19:00
6240 | HE 6237 | 0 | 0.55029 | 0.51769 | 0.40049 | 0 | 0 | 0 | 2020-09-16 20:00
6241 | HE 6238 | 0 | 0.53918 | 0.24783 | 0.33704 | 0 | 0 | 0 | 2020-09-16 21:00
6242 | HE 6239 | 0 | 0.23769 | 0.35732 | 0.31687 | 0 | 0 | 0 | 2020-09-16 22:00
6243 | HE 6240 | 0 | 0.23483 | 0.18338 | 0.31693 | 0 | 0 | 0 | 2020-09-16 23:00
6244 | HE 6241 | 0 | 0.15229 | 0.17145 | 0.164 | 0 | 0 | 0 | 2020-09-17
6245 | HE 6242 | 0 | 0.12062 | 0.18909 | 0.11298 | 0 | 0 | 0 | 2020-09-17 01:00
6246 | HE 6243 | 0 | 0.12673 | 0.19054 | 0.10874 | 0 | 0 | 0 | 2020-09-17 02:00
6247 | HE 6244 | 0 | 0.12534 | 0.18404 | 0.1007 | 0 | 0 | 0 | 2020-09-17 03:00
6248 | HE 6245 | 0 | 0.15089 | 0.20616 | 0.10588 | 0 | 0 | 0 | 2020-09-17 04:00
6249 | HE 6246 | 0 | 0.20189 | 0.37133 | 0.15613 | 0 | 0 | 0 | 2020-09-17 05:00
6250 | HE 6247 | 6.604e-06 | 0.47735 | 0.25557 | 0.27919 | 3.1524e-06 | 1.6878e-06 | 1.8438e-06 | 2020-09-17 06:00
6251 | HE 6248 | 0.00013314 | 0.36702 | 0.36976 | 0.21499 | 4.8863e-05 | 4.9228e-05 | 2.8623e-05 | 2020-09-17 07:00
6252 | HE 6249 | 0.00028792 | 0.448 | 0.5324 | 0.32025 | 0.00012899 | 0.00015329 | 9.2207e-05 | 2020-09-17 08:00
6253 | HE 6250 | 0.00043864 | 0.59694 | 0.63202 | 0.42999 | 0.00026184 | 0.00027723 | 0.00018861 | 2020-09-17 09:00
6254 | HE 6251 | 0.00054673 | 0.69701 | 1.0753 | 0.75188 | 0.00038108 | 0.0005879 | 0.00041108 | 2020-09-17 10:00
6255 | HE 6252 | 0.00060223 | 0.69653 | 1.7859 | 0.6533 | 0.00041947 | 0.0010755 | 0.00039344 | 2020-09-17 11:00
6256 | HE 6253 | 0.00062759 | 1.0616 | 2.1519 | 0.83036 | 0.00066625 | 0.0013505 | 0.00052113 | 2020-09-17 12:00
6257 | HE 6254 | 0.00059439 | 1.6981 | 1.8874 | 1.1005 | 0.0010094 | 0.0011218 | 0.00065413 | 2020-09-17 13:00
6258 | HE 6255 | 0.00053271 | 2.1744 | 4.223 | 0.9981 | 0.0011583 | 0.0022496 | 0.0005317 | 2020-09-17 14:00
6259 | HE 6256 | 0.00042914 | 3.4626 | 3.3213 | 1.309 | 0.0014859 | 0.0014253 | 0.00056174 | 2020-09-17 15:00
6260 | HE 6257 | 0.00027687 | 3.6263 | 1.835 | 1.1073 | 0.001004 | 0.00050807 | 0.00030657 | 2020-09-17 16:00
6261 | HE 6258 | 0.00011394 | 0.98713 | 0.71709 | 0.90626 | 0.00011247 | 8.1703e-05 | 0.00010326 | 2020-09-17 17:00
6262 | HE 6259 | 4.4867e-06 | 0.60834 | 0.64743 | 0.76913 | 2.7294e-06 | 2.9048e-06 | 3.4508e-06 | 2020-09-17 18:00
6263 | HE 6260 | 0 | 0.70181 | 0.46766 | 0.5637 | 0 | 0 | 0 | 2020-09-17 19:00
6264 | HE 6261 | 0 | 0.49456 | 0.32744 | 0.42788 | 0 | 0 | 0 | 2020-09-17 20:00
6265 | HE 6262 | 0 | 0.55774 | 0.25835 | 0.35954 | 0 | 0 | 0 | 2020-09-17 21:00
6266 | HE 6263 | 0 | 0.26429 | 0.22454 | 0.35835 | 0 | 0 | 0 | 2020-09-17 22:00
6267 | HE 6264 | 0 | 0.24113 | 0.20443 | 0.39057 | 0 | 0 | 0 | 2020-09-17 23:00
6268 | HE 6265 | 0 | 0.1479 | 0.18992 | 0.27888 | 0 | 0 | 0 | 2020-09-18
6269 | HE 6266 | 0 | 0.13758 | 0.19857 | 0.14643 | 0 | 0 | 0 | 2020-09-18 01:00
6270 | HE 6267 | 0 | 0.11471 | 0.19627 | 0.14288 | 0 | 0 | 0 | 2020-09-18 02:00
6271 | HE 6268 | 0 | 0.11093 | 0.20328 | 0.1334 | 0 | 0 | 0 | 2020-09-18 03:00
6272 | HE 6269 | 0 | 0.15341 | 0.23585 | 0.14307 | 0 | 0 | 0 | 2020-09-18 04:00
6273 | HE 6270 | 0 | 0.16595 | 0.48573 | 0.22726 | 0 | 0 | 0 | 2020-09-18 05:00
6274 | HE 6271 | 6.604e-06 | 0.48667 | 0.35445 | 0.32477 | 3.214e-06 | 2.3408e-06 | 2.1448e-06 | 2020-09-18 06:00
6275 | HE 6272 | 0.00013314 | 0.44146 | 0.58971 | 0.27946 | 5.8774e-05 | 7.8512e-05 | 3.7206e-05 | 2020-09-18 07:00
6276 | HE 6273 | 0.00028792 | 0.46824 | 0.64742 | 0.35588 | 0.00013482 | 0.00018641 | 0.00010247 | 2020-09-18 08:00
6277 | HE 6274 | 0.00043864 | 0.68363 | 0.53936 | 0.40686 | 0.00029986 | 0.00023658 | 0.00017847 | 2020-09-18 09:00
6278 | HE 6275 | 0.00054673 | 0.70612 | 0.85342 | 0.74284 | 0.00038606 | 0.00046659 | 0.00040614 | 2020-09-18 10:00
6279 | HE 6276 | 0.00060223 | 0.90127 | 1.0821 | 0.7605 | 0.00054277 | 0.00065165 | 0.000458 | 2020-09-18 11:00
6280 | HE 6277 | 0.00062759 | 1.1374 | 1.5062 | 0.65642 | 0.0007138 | 0.00094525 | 0.00041196 | 2020-09-18 12:00
6281 | HE 6278 | 0.00059439 | 2.0306 | 2.4189 | 0.94243 | 0.001207 | 0.0014378 | 0.00056017 | 2020-09-18 13:00
6282 | HE 6279 | 0.00053271 | 2.5238 | 3.1379 | 0.75893 | 0.0013445 | 0.0016716 | 0.00040429 | 2020-09-18 14:00
6283 | HE 6280 | 0.00042914 | 3.1432 | 2.9508 | 0.96847 | 0.0013489 | 0.0012663 | 0.00041561 | 2020-09-18 15:00
6284 | HE 6281 | 0.00027687 | 3.1104 | 1.6609 | 0.90647 | 0.00086118 | 0.00045987 | 0.00025098 | 2020-09-18 16:00
6285 | HE 6282 | 0.00011394 | 1.4338 | 0.66616 | 0.66992 | 0.00016336 | 7.59e-05 | 7.6328e-05 | 2020-09-18 17:00
6286 | HE 6283 | 4.4867e-06 | 0.79929 | 0.52193 | 0.64162 | 3.5862e-06 | 2.3418e-06 | 2.8787e-06 | 2020-09-18 18:00
6287 | HE 6284 | 0 | 0.73665 | 0.37302 | 0.50951 | 0 | 0 | 0 | 2020-09-18 19:00
6288 | HE 6285 | 0 | 0.56982 | 0.30085 | 0.38447 | 0 | 0 | 0 | 2020-09-18 20:00
6289 | HE 6286 | 0 | 0.63741 | 0.25553 | 0.36578 | 0 | 0 | 0 | 2020-09-18 21:00
6290 | HE 6287 | 0 | 0.35778 | 0.23656 | 0.44352 | 0 | 0 | 0 | 2020-09-18 22:00
6291 | HE 6288 | 0 | 0.24653 | 0.20631 | 0.44426 | 0 | 0 | 0 | 2020-09-18 23:00
6292 | HE 6289 | 0 | 0.14435 | 0.18892 | 0.30413 | 0 | 0 | 0 | 2020-09-19
6293 | HE 6290 | 0 | 0.11762 | 0.19186 | 0.2084 | 0 | 0 | 0 | 2020-09-19 01:00
6294 | HE 6291 | 0 | 0.12407 | 0.18717 | 0.17934 | 0 | 0 | 0 | 2020-09-19 02:00
6295 | HE 6292 | 0 | 0.12523 | 0.19707 | 0.1762 | 0 | 0 | 0 | 2020-09-19 03:00
6296 | HE 6293 | 0 | 0.13656 | 0.22436 | 0.19962 | 0 | 0 | 0 | 2020-09-19 04:00
6297 | HE 6294 | 0 | 0.16422 | 0.51651 | 0.25647 | 0 | 0 | 0 | 2020-09-19 05:00
6298 | HE 6295 | 6.604e-06 | 0.44238 | 0.33409 | 0.3331 | 2.9215e-06 | 2.2063e-06 | 2.1998e-06 | 2020-09-19 06:00
6299 | HE 6296 | 0.00013314 | 0.3391 | 0.49734 | 0.31652 | 4.5146e-05 | 6.6213e-05 | 4.214e-05 | 2020-09-19 07:00
6300 | HE 6297 | 0.00028792 | 0.47922 | 0.40818 | 0.44308 | 0.00013798 | 0.00011752 | 0.00012757 | 2020-09-19 08:00
6301 | HE 6298 | 0.00043864 | 0.4779 | 0.46066 | 0.60438 | 0.00020962 | 0.00020206 | 0.0002651 | 2020-09-19 09:00
6302 | HE 6299 | 0.00054673 | 0.66197 | 0.51721 | 0.68954 | 0.00036192 | 0.00028278 | 0.00037699 | 2020-09-19 10:00
6303 | HE 6300 | 0.00060223 | 0.69044 | 1.0488 | 0.66652 | 0.0004158 | 0.0006316 | 0.0004014 | 2020-09-19 11:00
6304 | HE 6301 | 0.00062759 | 0.78374 | 2.0246 | 0.66128 | 0.00049186 | 0.0012706 | 0.00041501 | 2020-09-19 12:00
6305 | HE 6302 | 0.00059439 | 1.0308 | 1.1656 | 0.71584 | 0.00061271 | 0.00069282 | 0.00042549 | 2020-09-19 13:00
6306 | HE 6303 | 0.00053271 | 1.142 | 1.1652 | 0.70717 | 0.00060835 | 0.00062069 | 0.00037672 | 2020-09-19 14:00
6307 | HE 6304 | 0.00042914 | 1.4535 | 1.0592 | 0.63163 | 0.00062376 | 0.00045456 | 0.00027106 | 2020-09-19 15:00
6308 | HE 6305 | 0.00027687 | 1.3653 | 0.6394 | 0.72404 | 0.00037802 | 0.00017703 | 0.00020047 | 2020-09-19 16:00
6309 | HE 6306 | 0.00011394 | 0.83324 | 0.36637 | 0.55574 | 9.4936e-05 | 4.1743e-05 | 6.3319e-05 | 2020-09-19 17:00
6310 | HE 6307 | 4.4867e-06 | 0.61279 | 0.28286 | 0.57158 | 2.7494e-06 | 1.2691e-06 | 2.5645e-06 | 2020-09-19 18:00
6311 | HE 6308 | 0 | 0.55839 | 0.29045 | 0.42404 | 0 | 0 | 0 | 2020-09-19 19:00
6312 | HE 6309 | 0 | 0.53642 | 0.26696 | 0.47629 | 0 | 0 | 0 | 2020-09-19 20:00
6313 | HE 6310 | 0 | 0.53171 | 0.2692 | 0.38894 | 0 | 0 | 0 | 2020-09-19 21:00
6314 | HE 6311 | 0 | 0.22715 | 0.24949 | 0.50696 | 0 | 0 | 0 | 2020-09-19 22:00
6315 | HE 6312 | 0 | 0.20647 | 0.22447 | 1.1162 | 0 | 0 | 0 | 2020-09-19 23:00
6316 | HE 6313 | 0 | 0.14419 | 0.19868 | 0.49092 | 0 | 0 | 0 | 2020-09-20
6317 | HE 6314 | 0 | 0.11049 | 0.21171 | 0.26938 | 0 | 0 | 0 | 2020-09-20 01:00
6318 | HE 6315 | 0 | 0.11826 | 0.20998 | 0.17419 | 0 | 0 | 0 | 2020-09-20 02:00
6319 | HE 6316 | 0 | 0.12465 | 0.20642 | 0.16668 | 0 | 0 | 0 | 2020-09-20 03:00
6320 | HE 6317 | 0 | 0.13578 | 0.27048 | 0.17496 | 0 | 0 | 0 | 2020-09-20 04:00
6321 | HE 6318 | 0 | 0.16019 | 0.52867 | 0.22172 | 0 | 0 | 0 | 2020-09-20 05:00
6322 | HE 6319 | 6.604e-06 | 0.42571 | 0.32372 | 0.41019 | 2.8114e-06 | 2.1378e-06 | 2.7089e-06 | 2020-09-20 06:00
6323 | HE 6320 | 0.00013314 | 0.2897 | 0.34183 | 0.30351 | 3.8569e-05 | 4.5509e-05 | 4.0408e-05 | 2020-09-20 07:00
6324 | HE 6321 | 0.00028792 | 0.40981 | 0.32 | 0.41142 | 0.00011799 | 9.2135e-05 | 0.00011846 | 2020-09-20 08:00
6325 | HE 6322 | 0.00043864 | 0.38852 | 0.43839 | 0.49035 | 0.00017042 | 0.00019229 | 0.00021509 | 2020-09-20 09:00
6326 | HE 6323 | 0.00054673 | 0.45109 | 0.42933 | 0.82564 | 0.00024663 | 0.00023473 | 0.00045141 | 2020-09-20 10:00
6327 | HE 6324 | 0.00060223 | 0.55162 | 0.63325 | 0.70833 | 0.0003322 | 0.00038136 | 0.00042657 | 2020-09-20 11:00
6328 | HE 6325 | 0.00062759 | 0.74796 | 1.323 | 0.5584 | 0.00046941 | 0.0008303 | 0.00035045 | 2020-09-20 12:00
6329 | HE 6326 | 0.00059439 | 0.85516 | 0.89752 | 0.64965 | 0.0005083 | 0.00053348 | 0.00038615 | 2020-09-20 13:00
6330 | HE 6327 | 0.00053271 | 0.84032 | 1.1932 | 0.44373 | 0.00044765 | 0.00063563 | 0.00023638 | 2020-09-20 14:00
6331 | HE 6328 | 0.00042914 | 1.2814 | 1.2965 | 0.5165 | 0.00054991 | 0.0005564 | 0.00022165 | 2020-09-20 15:00
6332 | HE 6329 | 0.00027687 | 1.3183 | 0.64485 | 0.67956 | 0.00036499 | 0.00017854 | 0.00018815 | 2020-09-20 16:00
6333 | HE 6330 | 0.00011394 | 0.89014 | 0.29963 | 0.6244 | 0.00010142 | 3.4139e-05 | 7.1142e-05 | 2020-09-20 17:00
6334 | HE 6331 | 4.4867e-06 | 0.74343 | 0.30265 | 0.60621 | 3.3355e-06 | 1.3579e-06 | 2.7199e-06 | 2020-09-20 18:00
6335 | HE 6332 | 0 | 0.59942 | 0.25952 | 0.47705 | 0 | 0 | 0 | 2020-09-20 19:00
6336 | HE 6333 | 0 | 0.43719 | 0.27052 | 0.46546 | 0 | 0 | 0 | 2020-09-20 20:00
6337 | HE 6334 | 0 | 0.41059 | 0.32755 | 0.49477 | 0 | 0 | 0 | 2020-09-20 21:00
6338 | HE 6335 | 0 | 0.26727 | 0.24268 | 0.51639 | 0 | 0 | 0 | 2020-09-20 22:00
6339 | HE 6336 | 0 | 0.21931 | 0.21063 | 0.49886 | 0 | 0 | 0 | 2020-09-20 23:00
6340 | HE 6337 | 0 | 0.15174 | 0.20499 | 0.30246 | 0 | 0 | 0 | 2020-09-21
6341 | HE 6338 | 0 | 0.14079 | 0.23451 | 0.20951 | 0 | 0 | 0 | 2020-09-21 01:00
6342 | HE 6339 | 0 | 0.11834 | 0.23607 | 0.17292 | 0 | 0 | 0 | 2020-09-21 02:00
6343 | HE 6340 | 0 | 0.12581 | 0.23987 | 0.16179 | 0 | 0 | 0 | 2020-09-21 03:00
6344 | HE 6341 | 0 | 0.15939 | 0.34573 | 0.16188 | 0 | 0 | 0 | 2020-09-21 04:00
6345 | HE 6342 | 0 | 0.1589 | 0.81045 | 0.27832 | 0 | 0 | 0 | 2020-09-21 05:00
6346 | HE 6343 | 6.604e-06 | 0.49405 | 0.49427 | 0.36771 | 3.2627e-06 | 3.2641e-06 | 2.4283e-06 | 2020-09-21 06:00
6347 | HE 6344 | 0.00013314 | 0.41855 | 0.72105 | 0.33095 | 5.5724e-05 | 9.5997e-05 | 4.4061e-05 | 2020-09-21 07:00
6348 | HE 6345 | 0.00028792 | 0.48275 | 0.57926 | 0.4167 | 0.000139 | 0.00016678 | 0.00011998 | 2020-09-21 08:00
6349 | HE 6346 | 0.00043864 | 0.47164 | 1.2953 | 0.42738 | 0.00020688 | 0.00056817 | 0.00018746 | 2020-09-21 09:00
6350 | HE 6347 | 0.00054673 | 0.49452 | 0.44385 | 0.67469 | 0.00027037 | 0.00024267 | 0.00036888 | 2020-09-21 10:00
6351 | HE 6348 | 0.00060223 | 0.63222 | 0.5473 | 0.66519 | 0.00038074 | 0.0003296 | 0.0004006 | 2020-09-21 11:00
6352 | HE 6349 | 0.00062759 | 0.94449 | 0.62413 | 0.67506 | 0.00059275 | 0.0003917 | 0.00042366 | 2020-09-21 12:00
6353 | HE 6350 | 0.00059439 | 1.2729 | 1.0965 | 0.71025 | 0.00075662 | 0.00065172 | 0.00042217 | 2020-09-21 13:00
6354 | HE 6351 | 0.00053271 | 1.4929 | 1.5007 | 0.54839 | 0.00079527 | 0.00079942 | 0.00029213 | 2020-09-21 14:00
6355 | HE 6352 | 0.00042914 | 1.3646 | 1.6409 | 0.61416 | 0.00058562 | 0.00070419 | 0.00026356 | 2020-09-21 15:00
6356 | HE 6353 | 0.00027687 | 1.3394 | 1.448 | 0.74771 | 0.00037086 | 0.00040092 | 0.00020702 | 2020-09-21 16:00
6357 | HE 6354 | 0.00011394 | 0.97849 | 0.52521 | 0.71223 | 0.00011149 | 5.984e-05 | 8.1149e-05 | 2020-09-21 17:00
6358 | HE 6355 | 4.4867e-06 | 0.88958 | 0.42541 | 0.77685 | 3.9913e-06 | 1.9087e-06 | 3.4855e-06 | 2020-09-21 18:00
6359 | HE 6356 | 0 | 0.62635 | 0.34701 | 0.54205 | 0 | 0 | 0 | 2020-09-21 19:00
6360 | HE 6357 | 0 | 0.47829 | 0.22883 | 0.52127 | 0 | 0 | 0 | 2020-09-21 20:00
6361 | HE 6358 | 0 | 0.45347 | 0.30437 | 0.43514 | 0 | 0 | 0 | 2020-09-21 21:00
6362 | HE 6359 | 0 | 0.27042 | 0.29519 | 0.53075 | 0 | 0 | 0 | 2020-09-21 22:00
6363 | HE 6360 | 0 | 0.22042 | 0.21868 | 1.2197 | 0 | 0 | 0 | 2020-09-21 23:00
6364 | HE 6361 | 0 | 0.16007 | 0.19099 | 0.22945 | 0 | 0 | 0 | 2020-09-22
6365 | HE 6362 | 0 | 0.13855 | 0.23825 | 0.17608 | 0 | 0 | 0 | 2020-09-22 01:00
6366 | HE 6363 | 0 | 0.15539 | 0.24004 | 0.17656 | 0 | 0 | 0 | 2020-09-22 02:00
6367 | HE 6364 | 0 | 0.15448 | 0.25236 | 0.1745 | 0 | 0 | 0 | 2020-09-22 03:00
6368 | HE 6365 | 0 | 0.16886 | 0.33601 | 0.17077 | 0 | 0 | 0 | 2020-09-22 04:00
6369 | HE 6366 | 0 | 0.1812 | 0.89114 | 0.31343 | 0 | 0 | 0 | 2020-09-22 05:00
6370 | HE 6367 | 6.604e-06 | 0.31386 | 0.53171 | 0.4893 | 2.0727e-06 | 3.5114e-06 | 3.2314e-06 | 2020-09-22 06:00
6371 | HE 6368 | 0.00013314 | 0.31765 | 0.66443 | 0.3369 | 4.229e-05 | 8.8459e-05 | 4.4853e-05 | 2020-09-22 07:00
6372 | HE 6369 | 0.00028792 | 0.35435 | 0.60249 | 0.35577 | 0.00010202 | 0.00017347 | 0.00010243 | 2020-09-22 08:00
6373 | HE 6370 | 0.00043864 | 0.45869 | 0.4439 | 0.42142 | 0.0002012 | 0.00019471 | 0.00018485 | 2020-09-22 09:00
6374 | HE 6371 | 0.00054673 | 0.49639 | 0.67521 | 0.75658 | 0.0002714 | 0.00036916 | 0.00041365 | 2020-09-22 10:00
6375 | HE 6372 | 0.00060223 | 0.43058 | 0.83142 | 0.63143 | 0.00025931 | 0.0005007 | 0.00038026 | 2020-09-22 11:00
6376 | HE 6373 | 0.00062759 | 0.46663 | 1.4647 | 0.628 | 0.00029285 | 0.00091921 | 0.00039413 | 2020-09-22 12:00
6377 | HE 6374 | 0.00059439 | 0.50631 | 2.0313 | 0.70952 | 0.00030094 | 0.0012074 | 0.00042173 | 2020-09-22 13:00
6378 | HE 6375 | 0.00053271 | 0.53985 | 3.3856 | 0.54002 | 0.00028758 | 0.0018035 | 0.00028768 | 2020-09-22 14:00
6379 | HE 6376 | 0.00042914 | 0.70937 | 3.8473 | 0.58457 | 0.00030442 | 0.001651 | 0.00025086 | 2020-09-22 15:00
6380 | HE 6377 | 0.00027687 | 0.9901 | 2.5485 | 0.58684 | 0.00027413 | 0.00070561 | 0.00016248 | 2020-09-22 16:00
6381 | HE 6378 | 0.00011394 | 0.78821 | 1.5624 | 0.59293 | 8.9806e-05 | 0.00017802 | 6.7557e-05 | 2020-09-22 17:00
6382 | HE 6379 | 4.4867e-06 | 0.61052 | 1.1411 | 0.66445 | 2.7392e-06 | 5.1199e-06 | 2.9812e-06 | 2020-09-22 18:00
6383 | HE 6380 | 0 | 0.66774 | 0.81207 | 0.6061 | 0 | 0 | 0 | 2020-09-22 19:00
6384 | HE 6381 | 0 | 0.60193 | 0.64181 | 0.43241 | 0 | 0 | 0 | 2020-09-22 20:00
6385 | HE 6382 | 0 | 0.51889 | 0.43984 | 0.32509 | 0 | 0 | 0 | 2020-09-22 21:00
6386 | HE 6383 | 0 | 0.37239 | 0.25498 | 0.41932 | 0 | 0 | 0 | 2020-09-22 22:00
6387 | HE 6384 | 0 | 0.28396 | 0.17061 | 0.45064 | 0 | 0 | 0 | 2020-09-22 23:00
6388 | HE 6385 | 0 | 0.19052 | 0.15381 | 0.25713 | 0 | 0 | 0 | 2020-09-23
6389 | HE 6386 | 0 | 0.164 | 0.19108 | 0.33061 | 0 | 0 | 0 | 2020-09-23 01:00
6390 | HE 6387 | 0 | 0.15744 | 0.13363 | 0.25433 | 0 | 0 | 0 | 2020-09-23 02:00
6391 | HE 6388 | 0 | 0.16077 | 0.12994 | 0.29944 | 0 | 0 | 0 | 2020-09-23 03:00
6392 | HE 6389 | 0 | 0.19725 | 0.21565 | 0.3108 | 0 | 0 | 0 | 2020-09-23 04:00
6393 | HE 6390 | 0 | 0.20782 | 0.49043 | 0.28838 | 0 | 0 | 0 | 2020-09-23 05:00
6394 | HE 6391 | 6.604e-06 | 0.41675 | 0.42357 | 0.40167 | 2.7522e-06 | 2.7973e-06 | 2.6526e-06 | 2020-09-23 06:00
6395 | HE 6392 | 0.00013314 | 0.33937 | 0.58234 | 0.31487 | 4.5182e-05 | 7.753e-05 | 4.192e-05 | 2020-09-23 07:00
6396 | HE 6393 | 0.00028792 | 0.40841 | 0.60566 | 0.34754 | 0.00011759 | 0.00017438 | 0.00010007 | 2020-09-23 08:00
6397 | HE 6394 | 0.00043864 | 0.4227 | 0.85254 | 0.47583 | 0.00018541 | 0.00037395 | 0.00020871 | 2020-09-23 09:00
6398 | HE 6395 | 0.00054673 | 0.39249 | 1.5539 | 0.73943 | 0.00021459 | 0.00084958 | 0.00040427 | 2020-09-23 10:00
6399 | HE 6396 | 0.00060223 | 0.46512 | 2.8378 | 0.56776 | 0.00028011 | 0.001709 | 0.00034192 | 2020-09-23 11:00
6400 | HE 6397 | 0.00062759 | 0.56315 | 10.1626 | 0.56066 | 0.00035343 | 0.0063779 | 0.00035187 | 2020-09-23 12:00
6401 | HE 6398 | 0.00059439 | 0.92178 | 7.9918 | 0.55879 | 0.0005479 | 0.0047503 | 0.00033214 | 2020-09-23 13:00
6402 | HE 6399 | 0.00053271 | 0.80415 | 8.9322 | 0.45118 | 0.00042838 | 0.0047583 | 0.00024035 | 2020-09-23 14:00
6403 | HE 6400 | 0.00042914 | 1.1092 | 6.6566 | 0.51198 | 0.00047599 | 0.0028566 | 0.00021971 | 2020-09-23 15:00
6404 | HE 6401 | 0.00027687 | 1.2982 | 3.3834 | 0.52172 | 0.00035945 | 0.00093677 | 0.00014445 | 2020-09-23 16:00
6405 | HE 6402 | 0.00011394 | 0.86856 | 1.6846 | 0.47026 | 9.8961e-05 | 0.00019194 | 5.358e-05 | 2020-09-23 17:00
6406 | HE 6403 | 4.4867e-06 | 0.59862 | 1.4255 | 0.58547 | 2.6858e-06 | 6.3959e-06 | 2.6268e-06 | 2020-09-23 18:00
6407 | HE 6404 | 0 | 0.73073 | 0.90304 | 0.47637 | 0 | 0 | 0 | 2020-09-23 19:00
6408 | HE 6405 | 0 | 0.43453 | 0.47499 | 0.45805 | 0 | 0 | 0 | 2020-09-23 20:00
6409 | HE 6406 | 0 | 0.42888 | 0.33754 | 0.33787 | 0 | 0 | 0 | 2020-09-23 21:00
6410 | HE 6407 | 0 | 0.3234 | 0.21978 | 0.39696 | 0 | 0 | 0 | 2020-09-23 22:00
6411 | HE 6408 | 0 | 0.33197 | 0.19201 | 0.47454 | 0 | 0 | 0 | 2020-09-23 23:00
6412 | HE 6409 | 0 | 0.19266 | 0.16991 | 0.29299 | 0 | 0 | 0 | 2020-09-24
6413 | HE 6410 | 0 | 0.16977 | 0.19634 | 0.21307 | 0 | 0 | 0 | 2020-09-24 01:00
6414 | HE 6411 | 0 | 0.18114 | 0.18421 | 0.20986 | 0 | 0 | 0 | 2020-09-24 02:00
6415 | HE 6412 | 0 | 0.18102 | 0.18633 | 0.20444 | 0 | 0 | 0 | 2020-09-24 03:00
6416 | HE 6413 | 0 | 0.18575 | 0.22797 | 0.21448 | 0 | 0 | 0 | 2020-09-24 04:00
6417 | HE 6414 | 0 | 0.20699 | 0.50624 | 0.32535 | 0 | 0 | 0 | 2020-09-24 05:00
6418 | HE 6415 | 6.604e-06 | 0.37514 | 0.33378 | 0.4506 | 2.4775e-06 | 2.2043e-06 | 2.9758e-06 | 2020-09-24 06:00
6419 | HE 6416 | 0.00013314 | 0.33243 | 0.47002 | 0.33953 | 4.4259e-05 | 6.2576e-05 | 4.5204e-05 | 2020-09-24 07:00
6420 | HE 6417 | 0.00028792 | 0.36015 | 0.57051 | 0.38197 | 0.00010369 | 0.00016426 | 0.00010998 | 2020-09-24 08:00
6421 | HE 6418 | 0.00043864 | 0.46857 | 0.7306 | 0.40448 | 0.00020553 | 0.00032047 | 0.00017742 | 2020-09-24 09:00
6422 | HE 6419 | 0.00054673 | 0.44809 | 1.2862 | 0.57354 | 0.00024499 | 0.00070323 | 0.00031357 | 2020-09-24 10:00
6423 | HE 6420 | 0.00060223 | 0.48446 | 2.3718 | 0.70886 | 0.00029176 | 0.0014284 | 0.00042689 | 2020-09-24 11:00
6424 | HE 6421 | 0.00062759 | 0.69333 | 11.6098 | 0.61752 | 0.00043512 | 0.0072862 | 0.00038755 | 2020-09-24 12:00
6425 | HE 6422 | 0.00059439 | 1.0266 | 12.287 | 0.60754 | 0.00061022 | 0.0073033 | 0.00036112 | 2020-09-24 13:00
6426 | HE 6423 | 0.00053271 | 1.3993 | 19.6279 | 0.64211 | 0.00074543 | 0.010456 | 0.00034206 | 2020-09-24 14:00
6427 | HE 6424 | 0.00042914 | 1.9673 | 19.3911 | 0.8919 | 0.00084425 | 0.0083215 | 0.00038275 | 2020-09-24 15:00
6428 | HE 6425 | 0.00027687 | 1.5204 | 7.842 | 1.1851 | 0.00042097 | 0.0021712 | 0.00032812 | 2020-09-24 16:00
6429 | HE 6426 | 0.00011394 | 0.6944 | 1.9355 | 0.80273 | 7.9117e-05 | 0.00022053 | 9.1461e-05 | 2020-09-24 17:00
6430 | HE 6427 | 4.4867e-06 | 0.58578 | 1.1372 | 0.88345 | 2.6282e-06 | 5.1022e-06 | 3.9638e-06 | 2020-09-24 18:00
6431 | HE 6428 | 0 | 0.43427 | 0.98222 | 0.58757 | 0 | 0 | 0 | 2020-09-24 19:00
6432 | HE 6429 | 0 | 0.48382 | 0.44774 | 0.44642 | 0 | 0 | 0 | 2020-09-24 20:00
6433 | HE 6430 | 0 | 0.45087 | 0.2444 | 0.34807 | 0 | 0 | 0 | 2020-09-24 21:00
6434 | HE 6431 | 0 | 0.34626 | 0.23333 | 0.4565 | 0 | 0 | 0 | 2020-09-24 22:00
6435 | HE 6432 | 0 | 0.30259 | 0.19783 | 0.52397 | 0 | 0 | 0 | 2020-09-24 23:00
6436 | HE 6433 | 0 | 0.1994 | 0.11805 | 0.41759 | 0 | 0 | 0 | 2020-09-25
6437 | HE 6434 | 0 | 0.17052 | 0.19604 | 0.31125 | 0 | 0 | 0 | 2020-09-25 01:00
6438 | HE 6435 | 0 | 0.18241 | 0.17443 | 0.31821 | 0 | 0 | 0 | 2020-09-25 02:00
6439 | HE 6436 | 0 | 0.17942 | 0.13063 | 0.31069 | 0 | 0 | 0 | 2020-09-25 03:00
6440 | HE 6437 | 0 | 0.1799 | 0.23236 | 0.31186 | 0 | 0 | 0 | 2020-09-25 04:00
6441 | HE 6438 | 0 | 0.20627 | 0.53474 | 0.3368 | 0 | 0 | 0 | 2020-09-25 05:00
6442 | HE 6439 | 6.604e-06 | 0.33703 | 0.39137 | 0.37172 | 2.2258e-06 | 2.5846e-06 | 2.4549e-06 | 2020-09-25 06:00
6443 | HE 6440 | 0.00013314 | 0.31698 | 0.49477 | 0.28626 | 4.2202e-05 | 6.5871e-05 | 3.8112e-05 | 2020-09-25 07:00
6444 | HE 6441 | 0.00028792 | 0.38792 | 0.46534 | 0.34303 | 0.00011169 | 0.00013398 | 9.8768e-05 | 2020-09-25 08:00
6445 | HE 6442 | 0.00043864 | 0.53929 | 0.69705 | 0.40876 | 0.00023655 | 0.00030575 | 0.0001793 | 2020-09-25 09:00
6446 | HE 6443 | 0.00054673 | 0.51943 | 1.1303 | 0.6637 | 0.00028399 | 0.00061796 | 0.00036287 | 2020-09-25 10:00
6447 | HE 6444 | 0.00060223 | 0.59574 | 2.8474 | 0.59212 | 0.00035877 | 0.0017148 | 0.00035659 | 2020-09-25 11:00
6448 | HE 6445 | 0.00062759 | 0.67291 | 15.9726 | 0.60671 | 0.00042231 | 0.010024 | 0.00038077 | 2020-09-25 12:00
6449 | HE 6446 | 0.00059439 | 1.0639 | 14.2656 | 0.68497 | 0.00063235 | 0.0084793 | 0.00040714 | 2020-09-25 13:00
6450 | HE 6447 | 0.00053271 | 1.5542 | 27.8646 | 0.79399 | 0.00082793 | 0.014844 | 0.00042297 | 2020-09-25 14:00
6451 | HE 6448 | 0.00042914 | 1.5258 | 49.9637 | 1.1159 | 0.00065476 | 0.021441 | 0.00047887 | 2020-09-25 15:00
6452 | HE 6449 | 0.00027687 | 1.4534 | 9.8688 | 0.98221 | 0.0004024 | 0.0027324 | 0.00027195 | 2020-09-25 16:00
6453 | HE 6450 | 0.00011394 | 0.89303 | 2.3996 | 0.65953 | 0.00010175 | 0.0002734 | 7.5144e-05 | 2020-09-25 17:00
6454 | HE 6451 | 4.4867e-06 | 0.67483 | 1.7863 | 0.51967 | 3.0278e-06 | 8.0147e-06 | 2.3316e-06 | 2020-09-25 18:00
6455 | HE 6452 | 0 | 0.59956 | 0.99287 | 0.41301 | 0 | 0 | 0 | 2020-09-25 19:00
6456 | HE 6453 | 0 | 0.37951 | 0.4186 | 0.34694 | 0 | 0 | 0 | 2020-09-25 20:00
6457 | HE 6454 | 0 | 0.37336 | 0.33245 | 0.44328 | 0 | 0 | 0 | 2020-09-25 21:00
6458 | HE 6455 | 0 | 0.27088 | 0.15549 | 1.101 | 0 | 0 | 0 | 2020-09-25 22:00
6459 | HE 6456 | 0 | 0.2546 | 0.14585 | 0.57347 | 0 | 0 | 0 | 2020-09-25 23:00
6460 | HE 6457 | 0 | 0.17971 | 0.11608 | 0.42476 | 0 | 0 | 0 | 2020-09-26
6461 | HE 6458 | 0 | 0.15006 | 0.13052 | 0.24645 | 0 | 0 | 0 | 2020-09-26 01:00
6462 | HE 6459 | 0 | 0.16424 | 0.13034 | 0.22638 | 0 | 0 | 0 | 2020-09-26 02:00
6463 | HE 6460 | 0 | 0.16545 | 0.19286 | 0.22221 | 0 | 0 | 0 | 2020-09-26 03:00
6464 | HE 6461 | 0 | 0.16927 | 0.22863 | 0.27152 | 0 | 0 | 0 | 2020-09-26 04:00
6465 | HE 6462 | 0 | 0.20589 | 0.48202 | 0.30509 | 0 | 0 | 0 | 2020-09-26 05:00
6466 | HE 6463 | 6.604e-06 | 0.4202 | 0.38229 | 0.50055 | 2.775e-06 | 2.5247e-06 | 3.3056e-06 | 2020-09-26 06:00
6467 | HE 6464 | 0.00013314 | 0.29067 | 0.52273 | 0.38008 | 3.8699e-05 | 6.9594e-05 | 5.0601e-05 | 2020-09-26 07:00
6468 | HE 6465 | 0.00028792 | 0.49797 | 0.54009 | 0.46029 | 0.00014338 | 0.0001555 | 0.00013253 | 2020-09-26 08:00
6469 | HE 6466 | 0.00043864 | 0.55909 | 0.75347 | 0.55081 | 0.00024524 | 0.0003305 | 0.00024161 | 2020-09-26 09:00
6470 | HE 6467 | 0.00054673 | 0.74184 | 1.6789 | 0.66025 | 0.00040559 | 0.00091793 | 0.00036098 | 2020-09-26 10:00
6471 | HE 6468 | 0.00060223 | 0.7287 | 6.1489 | 0.59983 | 0.00043885 | 0.0037031 | 0.00036123 | 2020-09-26 11:00
6472 | HE 6469 | 0.00062759 | 0.57713 | 29.9475 | 0.58149 | 0.0003622 | 0.018795 | 0.00036494 | 2020-09-26 12:00
6473 | HE 6470 | 0.00059439 | 0.72368 | 30.1692 | 0.60253 | 0.00043015 | 0.017932 | 0.00035814 | 2020-09-26 13:00
6474 | HE 6471 | 0.00053271 | 0.81823 | 69.6133 | 0.60104 | 0.00043588 | 0.037084 | 0.00032018 | 2020-09-26 14:00
6475 | HE 6472 | 0.00042914 | 1.1006 | 75.8581 | 0.9565 | 0.00047231 | 0.032554 | 0.00041047 | 2020-09-26 15:00
6476 | HE 6473 | 0.00027687 | 1.1139 | 8.2899 | 0.91639 | 0.0003084 | 0.0022953 | 0.00025373 | 2020-09-26 16:00
6477 | HE 6474 | 0.00011394 | 0.85472 | 2.2111 | 0.61646 | 9.7384e-05 | 0.00025193 | 7.0237e-05 | 2020-09-26 17:00
6478 | HE 6475 | 4.4867e-06 | 0.69738 | 1.2964 | 0.53839 | 3.1289e-06 | 5.8164e-06 | 2.4156e-06 | 2020-09-26 18:00
6479 | HE 6476 | 0 | 0.72679 | 0.80432 | 0.39869 | 0 | 0 | 0 | 2020-09-26 19:00
6480 | HE 6477 | 0 | 0.77392 | 0.51792 | 0.34403 | 0 | 0 | 0 | 2020-09-26 20:00
6481 | HE 6478 | 0 | 0.61614 | 0.36221 | 0.41558 | 0 | 0 | 0 | 2020-09-26 21:00
6482 | HE 6479 | 0 | 0.3942 | 0.27595 | 0.5575 | 0 | 0 | 0 | 2020-09-26 22:00
6483 | HE 6480 | 0 | 0.33608 | 0.21549 | 0.58961 | 0 | 0 | 0 | 2020-09-26 23:00
6484 | HE 6481 | 0 | 0.28716 | 0.13276 | 0.35242 | 0 | 0 | 0 | 2020-09-27
6485 | HE 6482 | 0 | 0.19533 | 0.14008 | 0.24464 | 0 | 0 | 0 | 2020-09-27 01:00
6486 | HE 6483 | 0 | 0.19514 | 0.15274 | 0.23538 | 0 | 0 | 0 | 2020-09-27 02:00
6487 | HE 6484 | 0 | 0.20721 | 0.14928 | 0.23516 | 0 | 0 | 0 | 2020-09-27 03:00
6488 | HE 6485 | 0 | 0.2151 | 0.19743 | 0.24878 | 0 | 0 | 0 | 2020-09-27 04:00
6489 | HE 6486 | 0 | 0.29618 | 0.45155 | 0.31179 | 0 | 0 | 0 | 2020-09-27 05:00
6490 | HE 6487 | 6.604e-06 | 0.65367 | 0.34758 | 0.43963 | 4.3168e-06 | 2.2954e-06 | 2.9034e-06 | 2020-09-27 06:00
6491 | HE 6488 | 0.00013314 | 0.4787 | 0.48469 | 0.32089 | 6.3731e-05 | 6.4529e-05 | 4.2722e-05 | 2020-09-27 07:00
6492 | HE 6489 | 0.00028792 | 0.58865 | 0.49224 | 0.36337 | 0.00016949 | 0.00014173 | 0.00010462 | 2020-09-27 08:00
6493 | HE 6490 | 0.00043864 | 0.55549 | 0.37669 | 0.40061 | 0.00024366 | 0.00016523 | 0.00017572 | 2020-09-27 09:00
6494 | HE 6491 | 0.00054673 | 0.74039 | 0.39557 | 0.48395 | 0.0004048 | 0.00021627 | 0.00026459 | 2020-09-27 10:00
6495 | HE 6492 | 0.00060223 | 0.72239 | 1.0582 | 0.51852 | 0.00043505 | 0.00063726 | 0.00031227 | 2020-09-27 11:00
6496 | HE 6493 | 0.00062759 | 0.91683 | 1.8613 | 0.4765 | 0.00057539 | 0.0011681 | 0.00029905 | 2020-09-27 12:00
6497 | HE 6494 | 0.00059439 | 1.2535 | 3.2981 | 0.49962 | 0.00074506 | 0.0019604 | 0.00029697 | 2020-09-27 13:00
6498 | HE 6495 | 0.00053271 | 1.1411 | 4.0728 | 0.49593 | 0.00060787 | 0.0021696 | 0.00026419 | 2020-09-27 14:00
6499 | HE 6496 | 0.00042914 | 1.2974 | 4.1184 | 0.88221 | 0.00055676 | 0.0017674 | 0.00037859 | 2020-09-27 15:00
6500 | HE 6497 | 0.00027687 | 1.4178 | 1.1375 | 1.119 | 0.00039255 | 0.00031495 | 0.00030981 | 2020-09-27 16:00
6501 | HE 6498 | 0.00011394 | 1.0223 | 0.71065 | 0.69091 | 0.00011648 | 8.0969e-05 | 7.872e-05 | 2020-09-27 17:00
6502 | HE 6499 | 4.4867e-06 | 0.79865 | 0.42675 | 0.49544 | 3.5833e-06 | 1.9147e-06 | 2.2229e-06 | 2020-09-27 18:00
6503 | HE 6500 | 0 | 0.62322 | 0.29093 | 0.33026 | 0 | 0 | 0 | 2020-09-27 19:00
6504 | HE 6501 | 0 | 0.60832 | 0.27014 | 0.45179 | 0 | 0 | 0 | 2020-09-27 20:00
6505 | HE 6502 | 0 | 0.77475 | 0.30019 | 0.38627 | 0 | 0 | 0 | 2020-09-27 21:00
6506 | HE 6503 | 0 | 0.87477 | 0.21033 | 0.51488 | 0 | 0 | 0 | 2020-09-27 22:00
6507 | HE 6504 | 0 | 0.87269 | 0.20661 | 0.4728 | 0 | 0 | 0 | 2020-09-27 23:00
6508 | HE 6505 | 0 | 0.50859 | 0.17613 | 0.33439 | 0 | 0 | 0 | 2020-09-28
6509 | HE 6506 | 0 | 0.5228 | 0.18794 | 0.20517 | 0 | 0 | 0 | 2020-09-28 01:00
6510 | HE 6507 | 0 | 0.51094 | 0.19085 | 0.2012 | 0 | 0 | 0 | 2020-09-28 02:00
6511 | HE 6508 | 0 | 0.512 | 0.19614 | 0.20245 | 0 | 0 | 0 | 2020-09-28 03:00
6512 | HE 6509 | 0 | 0.51241 | 0.36283 | 0.24501 | 0 | 0 | 0 | 2020-09-28 04:00
6513 | HE 6510 | 0 | 0.51437 | 0.78693 | 0.26229 | 0 | 0 | 0 | 2020-09-28 05:00
6514 | HE 6511 | 6.604e-06 | 0.52827 | 0.4616 | 0.35487 | 3.4887e-06 | 3.0484e-06 | 2.3435e-06 | 2020-09-28 06:00
6515 | HE 6512 | 0.00013314 | 0.46537 | 0.60751 | 0.29601 | 6.1956e-05 | 8.088e-05 | 3.9409e-05 | 2020-09-28 07:00
6516 | HE 6513 | 0.00028792 | 0.64376 | 0.51544 | 0.3186 | 0.00018535 | 0.00014841 | 9.1733e-05 | 2020-09-28 08:00
6517 | HE 6514 | 0.00043864 | 0.66173 | 0.62831 | 0.37002 | 0.00029026 | 0.0002756 | 0.0001623 | 2020-09-28 09:00
6518 | HE 6515 | 0.00054673 | 0.53775 | 0.4766 | 0.72299 | 0.00029401 | 0.00026057 | 0.00039528 | 2020-09-28 10:00
6519 | HE 6516 | 0.00060223 | 0.40507 | 0.70464 | 0.52752 | 0.00024394 | 0.00042435 | 0.00031769 | 2020-09-28 11:00
6520 | HE 6517 | 0.00062759 | 0.60262 | 1.0136 | 0.46273 | 0.0003782 | 0.00063613 | 0.0002904 | 2020-09-28 12:00
6521 | HE 6518 | 0.00059439 | 1.2631 | 1.1523 | 0.60084 | 0.00075075 | 0.00068492 | 0.00035714 | 2020-09-28 13:00
6522 | HE 6519 | 0.00053271 | 1.1818 | 1.3552 | 0.58533 | 0.00062954 | 0.00072195 | 0.00031181 | 2020-09-28 14:00
6523 | HE 6520 | 0.00042914 | 1.609 | 1.1513 | 0.65528 | 0.0006905 | 0.00049406 | 0.00028121 | 2020-09-28 15:00
6524 | HE 6521 | 0.00027687 | 1.6898 | 0.87415 | 0.54833 | 0.00046787 | 0.00024203 | 0.00015182 | 2020-09-28 16:00
6525 | HE 6522 | 0.00011394 | 1.2763 | 0.70642 | 0.53696 | 0.00014542 | 8.0487e-05 | 6.118e-05 | 2020-09-28 17:00
6526 | HE 6523 | 4.4867e-06 | 0.93084 | 0.27845 | 0.48031 | 4.1764e-06 | 1.2493e-06 | 2.155e-06 | 2020-09-28 18:00
6527 | HE 6524 | 0 | 0.54167 | 0.38311 | 0.41413 | 0 | 0 | 0 | 2020-09-28 19:00
6528 | HE 6525 | 0 | 0.54837 | 0.36443 | 0.41249 | 0 | 0 | 0 | 2020-09-28 20:00
6529 | HE 6526 | 0 | 0.63915 | 0.47422 | 0.42059 | 0 | 0 | 0 | 2020-09-28 21:00
6530 | HE 6527 | 0 | 0.62191 | 0.2589 | 0.49906 | 0 | 0 | 0 | 2020-09-28 22:00
6531 | HE 6528 | 0 | 0.6034 | 0.21894 | 0.45525 | 0 | 0 | 0 | 2020-09-28 23:00
6532 | HE 6529 | 0 | 0.53463 | 0.18311 | 0.42481 | 0 | 0 | 0 | 2020-09-29
6533 | HE 6530 | 0 | 0.44108 | 0.20011 | 0.24043 | 0 | 0 | 0 | 2020-09-29 01:00
6534 | HE 6531 | 0 | 0.46147 | 0.20265 | 0.18442 | 0 | 0 | 0 | 2020-09-29 02:00
6535 | HE 6532 | 0 | 0.30332 | 0.23608 | 0.17306 | 0 | 0 | 0 | 2020-09-29 03:00
6536 | HE 6533 | 0 | 0.31254 | 0.32703 | 0.29855 | 0 | 0 | 0 | 2020-09-29 04:00
6537 | HE 6534 | 0 | 0.32574 | 0.79229 | 0.34543 | 0 | 0 | 0 | 2020-09-29 05:00
6538 | HE 6535 | 6.604e-06 | 0.59746 | 0.4664 | 0.43389 | 3.9457e-06 | 3.0801e-06 | 2.8654e-06 | 2020-09-29 06:00
6539 | HE 6536 | 0.00013314 | 0.5098 | 0.60947 | 0.33796 | 6.7872e-05 | 8.1141e-05 | 4.4994e-05 | 2020-09-29 07:00
6540 | HE 6537 | 0.00028792 | 0.60246 | 0.51328 | 0.36233 | 0.00017346 | 0.00014779 | 0.00010432 | 2020-09-29 08:00
6541 | HE 6538 | 0.00043864 | 0.6644 | 0.67576 | 0.39377 | 0.00029143 | 0.00029641 | 0.00017272 | 2020-09-29 09:00
6542 | HE 6539 | 0.00054673 | 0.63802 | 0.82539 | 0.62359 | 0.00034883 | 0.00045127 | 0.00034094 | 2020-09-29 10:00
6543 | HE 6540 | 0.00060223 | 0.95869 | 0.52391 | 0.54696 | 0.00057735 | 0.00031551 | 0.0003294 | 2020-09-29 11:00
6544 | HE 6541 | 0.00062759 | 1.173 | 0.68279 | 0.50287 | 0.00073614 | 0.00042851 | 0.0003156 | 2020-09-29 12:00
6545 | HE 6542 | 0.00059439 | 1.6661 | 0.84247 | 0.54688 | 0.00099031 | 0.00050076 | 0.00032506 | 2020-09-29 13:00
6546 | HE 6543 | 0.00053271 | 1.5967 | 1.2369 | 0.41628 | 0.00085056 | 0.00065891 | 0.00022176 | 2020-09-29 14:00
6547 | HE 6544 | 0.00042914 | 1.638 | 1.2493 | 0.46321 | 0.00070294 | 0.00053612 | 0.00019878 | 2020-09-29 15:00
6548 | HE 6545 | 0.00027687 | 1.3714 | 1.0764 | 0.55035 | 0.0003797 | 0.00029803 | 0.00015238 | 2020-09-29 16:00
6549 | HE 6546 | 0.00011394 | 1.0311 | 0.46941 | 0.75865 | 0.00011748 | 5.3483e-05 | 8.6438e-05 | 2020-09-29 17:00
6550 | HE 6547 | 4.4867e-06 | 0.90159 | 0.38527 | 0.93817 | 4.0451e-06 | 1.7286e-06 | 4.2093e-06 | 2020-09-29 18:00
6551 | HE 6548 | 0 | 0.67558 | 0.36478 | 0.91891 | 0 | 0 | 0 | 2020-09-29 19:00
6552 | HE 6549 | 0 | 0.70689 | 0.38514 | 0.56952 | 0 | 0 | 0 | 2020-09-29 20:00
6553 | HE 6550 | 0 | 0.7279 | 0.60255 | 0.4211 | 0 | 0 | 0 | 2020-09-29 21:00
6554 | HE 6551 | 0 | 0.54851 | 0.3229 | 0.43861 | 0 | 0 | 0 | 2020-09-29 22:00
6555 | HE 6552 | 0 | 0.61561 | 0.22644 | 0.44786 | 0 | 0 | 0 | 2020-09-29 23:00
6556 | HE 6553 | 0 | 0.50634 | 0.22023 | 0.20828 | 0 | 0 | 0 | 2020-09-30
6557 | HE 6554 | 0 | 0.44884 | 0.24258 | 0.17165 | 0 | 0 | 0 | 2020-09-30 01:00
6558 | HE 6555 | 0 | 0.47313 | 0.24523 | 0.17219 | 0 | 0 | 0 | 2020-09-30 02:00
6559 | HE 6556 | 0 | 0.54024 | 0.2388 | 0.15947 | 0 | 0 | 0 | 2020-09-30 03:00
6560 | HE 6557 | 0 | 0.55231 | 0.31937 | 0.15814 | 0 | 0 | 0 | 2020-09-30 04:00
6561 | HE 6558 | 0 | 0.53812 | 0.84506 | 0.17465 | 0 | 0 | 0 | 2020-09-30 05:00
6562 | HE 6559 | 6.604e-06 | 0.95987 | 0.51014 | 0.38738 | 6.339e-06 | 3.369e-06 | 2.5583e-06 | 2020-09-30 06:00
6563 | HE 6560 | 0.00013314 | 0.82119 | 0.61146 | 0.32826 | 0.00010933 | 8.1407e-05 | 4.3702e-05 | 2020-09-30 07:00
6564 | HE 6561 | 0.00028792 | 0.9727 | 0.47263 | 0.35677 | 0.00028006 | 0.00013608 | 0.00010272 | 2020-09-30 08:00
6565 | HE 6562 | 0.00043864 | 0.94062 | 0.61429 | 0.44231 | 0.00041259 | 0.00026945 | 0.00019401 | 2020-09-30 09:00
6566 | HE 6563 | 0.00054673 | 0.95208 | 0.44176 | 0.58196 | 0.00052054 | 0.00024152 | 0.00031818 | 2020-09-30 10:00
6567 | HE 6564 | 0.00060223 | 0.78053 | 0.77984 | 0.437 | 0.00047006 | 0.00046964 | 0.00026318 | 2020-09-30 11:00
6568 | HE 6565 | 0.00062759 | 1.2928 | 1.395 | 0.6084 | 0.00081138 | 0.00087552 | 0.00038182 | 2020-09-30 12:00
6569 | HE 6566 | 0.00059439 | 1.4152 | 1.9138 | 0.71444 | 0.0008412 | 0.0011376 | 0.00042465 | 2020-09-30 13:00
6570 | HE 6567 | 0.00053271 | 1.7804 | 2.5844 | 0.84073 | 0.00094846 | 0.0013768 | 0.00044787 | 2020-09-30 14:00
6571 | HE 6568 | 0.00042914 | 1.9379 | 2.3973 | 1.3161 | 0.00083165 | 0.0010288 | 0.0005648 | 2020-09-30 15:00
6572 | HE 6569 | 0.00027687 | 1.7287 | 1.8889 | 1.4436 | 0.00047863 | 0.00052299 | 0.00039969 | 2020-09-30 16:00
6573 | HE 6570 | 0.00011394 | 1.3643 | 0.78184 | 0.89259 | 0.00015544 | 8.908e-05 | 0.0001017 | 2020-09-30 17:00
6574 | HE 6571 | 4.4867e-06 | 0.9485 | 0.4065 | 0.82762 | 4.2556e-06 | 1.8238e-06 | 3.7133e-06 | 2020-09-30 18:00
6575 | HE 6572 | 0 | 1.0008 | 0.55297 | 0.55955 | 0 | 0 | 0 | 2020-09-30 19:00
6576 | HE 6573 | 0 | 0.85702 | 0.38061 | 0.4155 | 0 | 0 | 0 | 2020-09-30 20:00
6577 | HE 6574 | 0 | 0.66122 | 0.48162 | 0.34611 | 0 | 0 | 0 | 2020-09-30 21:00
6578 | HE 6575 | 0 | 0.62185 | 0.30363 | 0.42793 | 0 | 0 | 0 | 2020-09-30 22:00
6579 | HE 6576 | 0 | 0.66286 | 0.25253 | 0.49215 | 0 | 0 | 0 | 2020-09-30 23:00
6580 | HE 6577 | 0 | 0.47476 | 0.19046 | 0.45163 | 0 | 0 | 0 | 2020-10-01
6581 | HE 6578 | 0 | 0.41205 | 0.28842 | 0.31398 | 0 | 0 | 0 | 2020-10-01 01:00
6582 | HE 6579 | 0 | 0.43888 | 0.29004 | 0.30212 | 0 | 0 | 0 | 2020-10-01 02:00
6583 | HE 6580 | 0 | 0.50739 | 0.32797 | 0.28408 | 0 | 0 | 0 | 2020-10-01 03:00
6584 | HE 6581 | 0 | 0.49099 | 0.4804 | 0.38567 | 0 | 0 | 0 | 2020-10-01 04:00
6585 | HE 6582 | 0 | 0.53969 | 0.90517 | 0.4464 | 0 | 0 | 0 | 2020-10-01 05:00
6586 | HE 6583 | 0 | 0.65652 | 0.6019 | 0.48916 | 0 | 0 | 0 | 2020-10-01 06:00
6587 | HE 6584 | 0.00010102 | 0.52131 | 0.59058 | 0.41485 | 5.2665e-05 | 5.9663e-05 | 4.191e-05 | 2020-10-01 07:00
6588 | HE 6585 | 0.00026404 | 0.59586 | 0.64383 | 0.38959 | 0.00015733 | 0.00017 | 0.00010287 | 2020-10-01 08:00
6589 | HE 6586 | 0.00039228 | 0.77245 | 0.83275 | 0.43643 | 0.00030302 | 0.00032667 | 0.0001712 | 2020-10-01 09:00
6590 | HE 6587 | 0.00051278 | 0.64053 | 0.77074 | 0.4678 | 0.00032845 | 0.00039522 | 0.00023987 | 2020-10-01 10:00
6591 | HE 6588 | 0.00057803 | 0.79777 | 0.77254 | 0.45176 | 0.00046114 | 0.00044655 | 0.00026113 | 2020-10-01 11:00
6592 | HE 6589 | 0.00059924 | 1.1022 | 1.3482 | 0.60123 | 0.0006605 | 0.00080789 | 0.00036028 | 2020-10-01 12:00
6593 | HE 6590 | 0.0005608 | 1.4848 | 1.5057 | 0.60428 | 0.0008327 | 0.00084438 | 0.00033888 | 2020-10-01 13:00
6594 | HE 6591 | 0.0004797 | 1.5226 | 2.3671 | 0.63005 | 0.00073042 | 0.0011355 | 0.00030223 | 2020-10-01 14:00
6595 | HE 6592 | 0.00038134 | 2.3075 | 2.2353 | 0.82922 | 0.00087995 | 0.0008524 | 0.00031622 | 2020-10-01 15:00
6596 | HE 6593 | 0.00021831 | 2.1129 | 1.9326 | 0.9292 | 0.00046127 | 0.00042192 | 0.00020285 | 2020-10-01 16:00
6597 | HE 6594 | 5.1762e-05 | 1.3229 | 1.2723 | 0.80442 | 6.8477e-05 | 6.5857e-05 | 4.1638e-05 | 2020-10-01 17:00
6598 | HE 6595 | 0 | 1.2914 | 0.86815 | 0.64027 | 0 | 0 | 0 | 2020-10-01 18:00
6599 | HE 6596 | 0 | 0.7867 | 0.71439 | 0.56 | 0 | 0 | 0 | 2020-10-01 19:00
6600 | HE 6597 | 0 | 0.61694 | 0.48466 | 0.37373 | 0 | 0 | 0 | 2020-10-01 20:00
6601 | HE 6598 | 0 | 0.54863 | 0.47581 | 0.34477 | 0 | 0 | 0 | 2020-10-01 21:00
6602 | HE 6599 | 0 | 0.39541 | 0.28748 | 0.4264 | 0 | 0 | 0 | 2020-10-01 22:00
6603 | HE 6600 | 0 | 0.41044 | 0.25476 | 0.52751 | 0 | 0 | 0 | 2020-10-01 23:00
6604 | HE 6601 | 0 | 0.26726 | 0.18185 | 0.41677 | 0 | 0 | 0 | 2020-10-02
6605 | HE 6602 | 0 | 0.22081 | 0.21125 | 0.32876 | 0 | 0 | 0 | 2020-10-02 01:00
6606 | HE 6603 | 0 | 0.25499 | 0.20777 | 0.40038 | 0 | 0 | 0 | 2020-10-02 02:00
6607 | HE 6604 | 0 | 0.25064 | 0.21419 | 0.4083 | 0 | 0 | 0 | 2020-10-02 03:00
6608 | HE 6605 | 0 | 0.2397 | 0.34668 | 0.41086 | 0 | 0 | 0 | 2020-10-02 04:00
6609 | HE 6606 | 0 | 0.29899 | 1.1053 | 0.5552 | 0 | 0 | 0 | 2020-10-02 05:00
6610 | HE 6607 | 0 | 0.74736 | 0.89933 | 0.75813 | 0 | 0 | 0 | 2020-10-02 06:00
6611 | HE 6608 | 0.00010102 | 0.74687 | 0.98472 | 0.53133 | 7.5453e-05 | 9.948e-05 | 5.3678e-05 | 2020-10-02 07:00
6612 | HE 6609 | 0.00026404 | 0.76425 | 0.83601 | 0.5879 | 0.00020179 | 0.00022074 | 0.00015523 | 2020-10-02 08:00
6613 | HE 6610 | 0.00039228 | 0.8399 | 1.0026 | 0.62598 | 0.00032948 | 0.0003933 | 0.00024556 | 2020-10-02 09:00
6614 | HE 6611 | 0.00051278 | 0.77926 | 1.1772 | 0.55385 | 0.00039958 | 0.00060362 | 0.000284 | 2020-10-02 10:00
6615 | HE 6612 | 0.00057803 | 1.0948 | 2.8635 | 0.57598 | 0.00063281 | 0.0016552 | 0.00033294 | 2020-10-02 11:00
6616 | HE 6613 | 0.00059924 | 1.1514 | 7.4908 | 0.61304 | 0.00068994 | 0.0044888 | 0.00036736 | 2020-10-02 12:00
6617 | HE 6614 | 0.0005608 | 1.484 | 12.9488 | 0.65091 | 0.00083223 | 0.0072617 | 0.00036503 | 2020-10-02 13:00
6618 | HE 6615 | 0.0004797 | 1.8133 | 36.5669 | 0.69279 | 0.00086982 | 0.017541 | 0.00033233 | 2020-10-02 14:00
6619 | HE 6616 | 0.00038134 | 2.7759 | 54.4851 | 0.79026 | 0.0010586 | 0.020777 | 0.00030136 | 2020-10-02 15:00
6620 | HE 6617 | 0.00021831 | 2.1691 | 22.598 | 0.86485 | 0.00047354 | 0.0049334 | 0.00018881 | 2020-10-02 16:00
6621 | HE 6618 | 5.1762e-05 | 1.1505 | 3.8696 | 0.77689 | 5.9553e-05 | 0.0002003 | 4.0213e-05 | 2020-10-02 17:00
6622 | HE 6619 | 0 | 0.93167 | 1.835 | 0.88762 | 0 | 0 | 0 | 2020-10-02 18:00
6623 | HE 6620 | 0 | 0.71389 | 1.3069 | 0.85494 | 0 | 0 | 0 | 2020-10-02 19:00
6624 | HE 6621 | 0 | 0.62149 | 0.77318 | 0.689 | 0 | 0 | 0 | 2020-10-02 20:00
6625 | HE 6622 | 0 | 0.55928 | 0.47309 | 0.76169 | 0 | 0 | 0 | 2020-10-02 21:00
6626 | HE 6623 | 0 | 0.54551 | 0.2578 | 0.76075 | 0 | 0 | 0 | 2020-10-02 22:00
6627 | HE 6624 | 0 | 0.56825 | 0.1278 | 0.57784 | 0 | 0 | 0 | 2020-10-02 23:00
6628 | HE 6625 | 0 | 0.30339 | 0.10584 | 0.77788 | 0 | 0 | 0 | 2020-10-03
6629 | HE 6626 | 0 | 0.41787 | 0.13112 | 0.66574 | 0 | 0 | 0 | 2020-10-03 01:00
6630 | HE 6627 | 0 | 0.32215 | 0.13041 | 0.72471 | 0 | 0 | 0 | 2020-10-03 02:00
6631 | HE 6628 | 0 | 0.3189 | 0.13911 | 0.69935 | 0 | 0 | 0 | 2020-10-03 03:00
6632 | HE 6629 | 0 | 0.41839 | 0.30562 | 0.7246 | 0 | 0 | 0 | 2020-10-03 04:00
6633 | HE 6630 | 0 | 0.51937 | 0.65313 | 0.92062 | 0 | 0 | 0 | 2020-10-03 05:00
6634 | HE 6631 | 0 | 0.91574 | 0.48117 | 1.1296 | 0 | 0 | 0 | 2020-10-03 06:00
6635 | HE 6632 | 0.00010102 | 0.84004 | 0.60033 | 0.77613 | 8.4864e-05 | 6.0648e-05 | 7.8408e-05 | 2020-10-03 07:00
6636 | HE 6633 | 0.00026404 | 0.82644 | 0.79641 | 0.69707 | 0.00021821 | 0.00021029 | 0.00018405 | 2020-10-03 08:00
6637 | HE 6634 | 0.00039228 | 1.44 | 0.88584 | 0.73561 | 0.00056487 | 0.0003475 | 0.00028857 | 2020-10-03 09:00
6638 | HE 6635 | 0.00051278 | 0.97832 | 2.2402 | 0.68567 | 0.00050166 | 0.0011487 | 0.0003516 | 2020-10-03 10:00
6639 | HE 6636 | 0.00057803 | 1.0132 | 3.9009 | 0.72802 | 0.00058567 | 0.0022548 | 0.00042082 | 2020-10-03 11:00
6640 | HE 6637 | 0.00059924 | 1.2491 | 7.701 | 0.8409 | 0.00074852 | 0.0046147 | 0.0005039 | 2020-10-03 12:00
6641 | HE 6638 | 0.0005608 | 1.3584 | 12.9103 | 0.71595 | 0.00076178 | 0.0072402 | 0.00040151 | 2020-10-03 13:00
6642 | HE 6639 | 0.0004797 | 1.5716 | 27.6374 | 0.77497 | 0.00075391 | 0.013258 | 0.00037175 | 2020-10-03 14:00
6643 | HE 6640 | 0.00038134 | 2.2168 | 35.6202 | 0.78451 | 0.00084535 | 0.013584 | 0.00029917 | 2020-10-03 15:00
6644 | HE 6641 | 0.00021831 | 2.4375 | 15.6259 | 1.0531 | 0.00053213 | 0.0034113 | 0.00022991 | 2020-10-03 16:00
6645 | HE 6642 | 5.1762e-05 | 1.4926 | 1.7792 | 0.9635 | 7.726e-05 | 9.2096e-05 | 4.9872e-05 | 2020-10-03 17:00
6646 | HE 6643 | 0 | 1.2281 | 1.3885 | 0.95812 | 0 | 0 | 0 | 2020-10-03 18:00
6647 | HE 6644 | 0 | 0.77278 | 0.88768 | 0.77207 | 0 | 0 | 0 | 2020-10-03 19:00
6648 | HE 6645 | 0 | 0.69904 | 0.69128 | 0.45722 | 0 | 0 | 0 | 2020-10-03 20:00
6649 | HE 6646 | 0 | 0.5259 | 0.32351 | 0.63304 | 0 | 0 | 0 | 2020-10-03 21:00
6650 | HE 6647 | 0 | 0.57347 | 0.19673 | 0.76612 | 0 | 0 | 0 | 2020-10-03 22:00
6651 | HE 6648 | 0 | 0.58452 | 0.1939 | 0.53108 | 0 | 0 | 0 | 2020-10-03 23:00
6652 | HE 6649 | 0 | 0.45779 | 0.17564 | 0.52808 | 0 | 0 | 0 | 2020-10-04
6653 | HE 6650 | 0 | 0.42689 | 0.19698 | 0.36037 | 0 | 0 | 0 | 2020-10-04 01:00
6654 | HE 6651 | 0 | 0.45958 | 0.20126 | 0.3784 | 0 | 0 | 0 | 2020-10-04 02:00
6655 | HE 6652 | 0 | 0.45997 | 0.20987 | 0.39044 | 0 | 0 | 0 | 2020-10-04 03:00
6656 | HE 6653 | 0 | 0.47077 | 0.27142 | 0.42238 | 0 | 0 | 0 | 2020-10-04 04:00
6657 | HE 6654 | 0 | 0.51942 | 0.76399 | 0.82201 | 0 | 0 | 0 | 2020-10-04 05:00
6658 | HE 6655 | 0 | 1.2042 | 0.57003 | 1.1981 | 0 | 0 | 0 | 2020-10-04 06:00
6659 | HE 6656 | 0.00010102 | 1.0085 | 0.5739 | 0.56341 | 0.00010188 | 5.7978e-05 | 5.6918e-05 | 2020-10-04 07:00
6660 | HE 6657 | 0.00026404 | 0.86167 | 0.70305 | 0.65783 | 0.00022752 | 0.00018564 | 0.00017369 | 2020-10-04 08:00
6661 | HE 6658 | 0.00039228 | 1.3522 | 0.81753 | 0.67091 | 0.00053045 | 0.0003207 | 0.00026319 | 2020-10-04 09:00
6662 | HE 6659 | 0.00051278 | 0.97506 | 1.3211 | 0.63182 | 0.00049999 | 0.00067744 | 0.00032398 | 2020-10-04 10:00
6663 | HE 6660 | 0.00057803 | 1.2216 | 2.2288 | 0.6891 | 0.00070614 | 0.0012883 | 0.00039832 | 2020-10-04 11:00
6664 | HE 6661 | 0.00059924 | 1.3829 | 3.3396 | 0.86593 | 0.00082871 | 0.0020012 | 0.0005189 | 2020-10-04 12:00
6665 | HE 6662 | 0.0005608 | 2.3909 | 4.6185 | 0.92506 | 0.0013409 | 0.0025901 | 0.00051877 | 2020-10-04 13:00
6666 | HE 6663 | 0.0004797 | 2.3106 | 11.075 | 0.94966 | 0.0011084 | 0.0053127 | 0.00045555 | 2020-10-04 14:00
6667 | HE 6664 | 0.00038134 | 3.052 | 10.1643 | 1.3839 | 0.0011639 | 0.0038761 | 0.00052773 | 2020-10-04 15:00
6668 | HE 6665 | 0.00021831 | 2.539 | 3.1401 | 1.4983 | 0.00055429 | 0.00068552 | 0.0003271 | 2020-10-04 16:00
6669 | HE 6666 | 5.1762e-05 | 1.3533 | 1.2904 | 1.2637 | 7.005e-05 | 6.6794e-05 | 6.5411e-05 | 2020-10-04 17:00
6670 | HE 6667 | 0 | 1.1645 | 0.76872 | 1.1145 | 0 | 0 | 0 | 2020-10-04 18:00
6671 | HE 6668 | 0 | 0.85167 | 0.61764 | 0.96186 | 0 | 0 | 0 | 2020-10-04 19:00
6672 | HE 6669 | 0 | 0.73801 | 0.61149 | 0.61537 | 0 | 0 | 0 | 2020-10-04 20:00
6673 | HE 6670 | 0 | 0.52236 | 0.37173 | 0.55908 | 0 | 0 | 0 | 2020-10-04 21:00
6674 | HE 6671 | 0 | 0.51242 | 0.24979 | 0.67637 | 0 | 0 | 0 | 2020-10-04 22:00
6675 | HE 6672 | 0 | 0.57134 | 0.21219 | 0.60861 | 0 | 0 | 0 | 2020-10-04 23:00
6676 | HE 6673 | 0 | 0.33954 | 0.17253 | 0.49434 | 0 | 0 | 0 | 2020-10-05
6677 | HE 6674 | 0 | 0.24669 | 0.21572 | 0.42114 | 0 | 0 | 0 | 2020-10-05 01:00
6678 | HE 6675 | 0 | 0.2786 | 0.22783 | 0.48005 | 0 | 0 | 0 | 2020-10-05 02:00
6679 | HE 6676 | 0 | 0.27391 | 0.23787 | 0.46546 | 0 | 0 | 0 | 2020-10-05 03:00
6680 | HE 6677 | 0 | 0.29404 | 0.36824 | 0.68341 | 0 | 0 | 0 | 2020-10-05 04:00
6681 | HE 6678 | 0 | 0.53039 | 1.0068 | 0.87675 | 0 | 0 | 0 | 2020-10-05 05:00
6682 | HE 6679 | 0 | 1.9357 | 0.9313 | 0.93796 | 0 | 0 | 0 | 2020-10-05 06:00
6683 | HE 6680 | 0.00010102 | 0.89856 | 0.78886 | 0.53048 | 9.0777e-05 | 7.9694e-05 | 5.3591e-05 | 2020-10-05 07:00
6684 | HE 6681 | 0.00026404 | 0.97372 | 0.97813 | 0.54161 | 0.0002571 | 0.00025827 | 0.00014301 | 2020-10-05 08:00
6685 | HE 6682 | 0.00039228 | 1.2731 | 1.4348 | 0.66098 | 0.00049941 | 0.00056283 | 0.00025929 | 2020-10-05 09:00
6686 | HE 6683 | 0.00051278 | 0.9678 | 2.1958 | 0.64043 | 0.00049626 | 0.0011259 | 0.00032839 | 2020-10-05 10:00
6687 | HE 6684 | 0.00057803 | 1.0079 | 2.5273 | 0.75675 | 0.00058262 | 0.0014608 | 0.00043742 | 2020-10-05 11:00
6688 | HE 6685 | 0.00059924 | 1.0404 | 3.8894 | 0.74893 | 0.00062344 | 0.0023307 | 0.00044879 | 2020-10-05 12:00
6689 | HE 6686 | 0.0005608 | 1.6524 | 6.65 | 0.67558 | 0.00092667 | 0.0037293 | 0.00037887 | 2020-10-05 13:00
6690 | HE 6687 | 0.0004797 | 2.0462 | 21.7474 | 0.70285 | 0.00098158 | 0.010432 | 0.00033716 | 2020-10-05 14:00
6691 | HE 6688 | 0.00038134 | 3.2872 | 26.8619 | 0.92451 | 0.0012535 | 0.010244 | 0.00035255 | 2020-10-05 15:00
6692 | HE 6689 | 0.00021831 | 3.2961 | 15.8708 | 1.2262 | 0.00071958 | 0.0034648 | 0.0002677 | 2020-10-05 16:00
6693 | HE 6690 | 5.1762e-05 | 1.4869 | 2.1652 | 0.79908 | 7.6966e-05 | 0.00011207 | 4.1362e-05 | 2020-10-05 17:00
6694 | HE 6691 | 0 | 1.0698 | 1.9493 | 0.8604 | 0 | 0 | 0 | 2020-10-05 18:00
6695 | HE 6692 | 0 | 0.97046 | 1.4327 | 0.6665 | 0 | 0 | 0 | 2020-10-05 19:00
6696 | HE 6693 | 0 | 0.92046 | 0.93244 | 0.56947 | 0 | 0 | 0 | 2020-10-05 20:00
6697 | HE 6694 | 0 | 0.78178 | 0.50478 | 0.54312 | 0 | 0 | 0 | 2020-10-05 21:00
6698 | HE 6695 | 0 | 0.66213 | 0.291 | 0.60476 | 0 | 0 | 0 | 2020-10-05 22:00
6699 | HE 6696 | 0 | 0.58244 | 0.28129 | 0.56078 | 0 | 0 | 0 | 2020-10-05 23:00
6700 | HE 6697 | 0 | 0.4192 | 0.20836 | 0.49963 | 0 | 0 | 0 | 2020-10-06
6701 | HE 6698 | 0 | 0.42261 | 0.2353 | 0.36933 | 0 | 0 | 0 | 2020-10-06 01:00
6702 | HE 6699 | 0 | 0.45488 | 0.23573 | 0.4058 | 0 | 0 | 0 | 2020-10-06 02:00
6703 | HE 6700 | 0 | 0.45908 | 0.24776 | 0.38907 | 0 | 0 | 0 | 2020-10-06 03:00
6704 | HE 6701 | 0 | 0.47045 | 0.38613 | 0.40749 | 0 | 0 | 0 | 2020-10-06 04:00
6705 | HE 6702 | 0 | 0.53003 | 0.99781 | 0.84527 | 0 | 0 | 0 | 2020-10-06 05:00
6706 | HE 6703 | 0 | 1.0617 | 0.74652 | 0.8738 | 0 | 0 | 0 | 2020-10-06 06:00
6707 | HE 6704 | 0.00010102 | 0.80082 | 0.85219 | 0.52296 | 8.0902e-05 | 8.6093e-05 | 5.2832e-05 | 2020-10-06 07:00
6708 | HE 6705 | 0.00026404 | 1.1043 | 0.97063 | 0.37757 | 0.00029158 | 0.00025629 | 9.9694e-05 | 2020-10-06 08:00
6709 | HE 6706 | 0.00039228 | 1.4323 | 1.3133 | 0.32857 | 0.00056186 | 0.00051517 | 0.00012889 | 2020-10-06 09:00
6710 | HE 6707 | 0.00051278 | 1.2675 | 1.8952 | 0.477 | 0.00064996 | 0.00097182 | 0.00024459 | 2020-10-06 10:00
6711 | HE 6708 | 0.00057803 | 1.3407 | 2.7319 | 0.54844 | 0.00077497 | 0.0015791 | 0.00031702 | 2020-10-06 11:00
6712 | HE 6709 | 0.00059924 | 2.2789 | 3.5324 | 0.73045 | 0.0013656 | 0.0021168 | 0.00043771 | 2020-10-06 12:00
6713 | HE 6710 | 0.0005608 | 3.1889 | 6.2865 | 1.1584 | 0.0017883 | 0.0035255 | 0.00064966 | 2020-10-06 13:00
6714 | HE 6711 | 0.0004797 | 3.7383 | 13.2794 | 1.3018 | 0.0017933 | 0.0063702 | 0.00062448 | 2020-10-06 14:00
6715 | HE 6712 | 0.00038134 | 4.9181 | 13.422 | 1.7852 | 0.0018755 | 0.0051184 | 0.00068077 | 2020-10-06 15:00
6716 | HE 6713 | 0.00021831 | 5.082 | 6.6828 | 1.9293 | 0.0011094 | 0.0014589 | 0.00042118 | 2020-10-06 16:00
6717 | HE 6714 | 5.1762e-05 | 2.7366 | 2.5476 | 1.3678 | 0.00014165 | 0.00013187 | 7.0801e-05 | 2020-10-06 17:00
6718 | HE 6715 | 0 | 2.2194 | 0.99112 | 1.0963 | 0 | 0 | 0 | 2020-10-06 18:00
6719 | HE 6716 | 0 | 1.3664 | 0.79845 | 0.78403 | 0 | 0 | 0 | 2020-10-06 19:00
6720 | HE 6717 | 0 | 1.0908 | 0.83707 | 0.4136 | 0 | 0 | 0 | 2020-10-06 20:00
6721 | HE 6718 | 0 | 1.0365 | 0.57903 | 0.39405 | 0 | 0 | 0 | 2020-10-06 21:00
6722 | HE 6719 | 0 | 0.89007 | 0.25296 | 0.42127 | 0 | 0 | 0 | 2020-10-06 22:00
6723 | HE 6720 | 0 | 0.59956 | 0.44755 | 0.35633 | 0 | 0 | 0 | 2020-10-06 23:00
6724 | HE 6721 | 0 | 0.69579 | 0.28007 | 0.27962 | 0 | 0 | 0 | 2020-10-07
6725 | HE 6722 | 0 | 0.43976 | 0.25488 | 0.21061 | 0 | 0 | 0 | 2020-10-07 01:00
6726 | HE 6723 | 0 | 0.45245 | 0.32309 | 0.23599 | 0 | 0 | 0 | 2020-10-07 02:00
6727 | HE 6724 | 0 | 0.34019 | 0.33871 | 0.20756 | 0 | 0 | 0 | 2020-10-07 03:00
6728 | HE 6725 | 0 | 0.2939 | 0.447 | 0.20641 | 0 | 0 | 0 | 2020-10-07 04:00
6729 | HE 6726 | 0 | 0.4437 | 0.75848 | 0.38129 | 0 | 0 | 0 | 2020-10-07 05:00
6730 | HE 6727 | 0 | 1.2371 | 0.59652 | 0.51714 | 0 | 0 | 0 | 2020-10-07 06:00
6731 | HE 6728 | 0.00010102 | 0.93121 | 0.63991 | 0.32365 | 9.4075e-05 | 6.4646e-05 | 3.2696e-05 | 2020-10-07 07:00
6732 | HE 6729 | 0.00026404 | 1.1546 | 0.71157 | 0.34511 | 0.00030486 | 0.00018788 | 9.1124e-05 | 2020-10-07 08:00
6733 | HE 6730 | 0.00039228 | 1.4997 | 1.1205 | 0.38053 | 0.00058832 | 0.00043954 | 0.00014927 | 2020-10-07 09:00
6734 | HE 6731 | 0.00051278 | 1.3637 | 1.0016 | 0.40305 | 0.00069928 | 0.0005136 | 0.00020667 | 2020-10-07 10:00
6735 | HE 6732 | 0.00057803 | 1.5149 | 1.3211 | 0.45821 | 0.00087567 | 0.00076363 | 0.00026486 | 2020-10-07 11:00
6736 | HE 6733 | 0.00059924 | 1.5278 | 1.3626 | 0.95375 | 0.00091555 | 0.00081651 | 0.00057152 | 2020-10-07 12:00
6737 | HE 6734 | 0.0005608 | 2.3652 | 2.3002 | 1.4974 | 0.0013264 | 0.00129 | 0.00083975 | 2020-10-07 13:00
6738 | HE 6735 | 0.0004797 | 2.6718 | 3.0505 | 1.5745 | 0.0012816 | 0.0014633 | 0.00075528 | 2020-10-07 14:00
6739 | HE 6736 | 0.00038134 | 3.6328 | 3.2069 | 2.2112 | 0.0013853 | 0.0012229 | 0.00084321 | 2020-10-07 15:00
6740 | HE 6737 | 0.00021831 | 3.4789 | 2.4962 | 2.6796 | 0.00075949 | 0.00054494 | 0.00058498 | 2020-10-07 16:00
6741 | HE 6738 | 5.1762e-05 | 1.922 | 1.1767 | 1.5307 | 9.9486e-05 | 6.0907e-05 | 7.923e-05 | 2020-10-07 17:00
6742 | HE 6739 | 0 | 1.3432 | 0.78701 | 1.1163 | 0 | 0 | 0 | 2020-10-07 18:00
6743 | HE 6740 | 0 | 0.89319 | 0.56597 | 0.65088 | 0 | 0 | 0 | 2020-10-07 19:00
6744 | HE 6741 | 0 | 1.0748 | 0.55203 | 0.42173 | 0 | 0 | 0 | 2020-10-07 20:00
6745 | HE 6742 | 0 | 1.1218 | 0.38923 | 0.37364 | 0 | 0 | 0 | 2020-10-07 21:00
6746 | HE 6743 | 0 | 0.78063 | 0.31897 | 0.319 | 0 | 0 | 0 | 2020-10-07 22:00
6747 | HE 6744 | 0 | 0.66945 | 0.28412 | 0.58227 | 0 | 0 | 0 | 2020-10-07 23:00
6748 | HE 6745 | 0 | 0.29519 | 0.24269 | 0.5221 | 0 | 0 | 0 | 2020-10-08
6749 | HE 6746 | 0 | 0.31357 | 0.30208 | 0.20431 | 0 | 0 | 0 | 2020-10-08 01:00
6750 | HE 6747 | 0 | 0.49985 | 0.28664 | 0.22839 | 0 | 0 | 0 | 2020-10-08 02:00
6751 | HE 6748 | 0 | 0.43525 | 0.29074 | 0.19715 | 0 | 0 | 0 | 2020-10-08 03:00
6752 | HE 6749 | 0 | 0.43288 | 0.42981 | 0.23939 | 0 | 0 | 0 | 2020-10-08 04:00
6753 | HE 6750 | 0 | 0.53468 | 0.93793 | 0.44084 | 0 | 0 | 0 | 2020-10-08 05:00
6754 | HE 6751 | 0 | 1.1516 | 0.57977 | 1.2794 | 0 | 0 | 0 | 2020-10-08 06:00
6755 | HE 6752 | 0.00010102 | 1.0632 | 0.68379 | 0.3379 | 0.00010741 | 6.908e-05 | 3.4136e-05 | 2020-10-08 07:00
6756 | HE 6753 | 0.00026404 | 1.0078 | 0.81797 | 0.32801 | 0.00026609 | 0.00021598 | 8.6607e-05 | 2020-10-08 08:00
6757 | HE 6754 | 0.00039228 | 1.2066 | 0.67217 | 0.45693 | 0.00047333 | 0.00026368 | 0.00017924 | 2020-10-08 09:00
6758 | HE 6755 | 0.00051278 | 0.84237 | 0.56931 | 0.48924 | 0.00043194 | 0.00029193 | 0.00025087 | 2020-10-08 10:00
6759 | HE 6756 | 0.00057803 | 1.0795 | 0.80164 | 0.66122 | 0.00062399 | 0.00046337 | 0.0003822 | 2020-10-08 11:00
6760 | HE 6757 | 0.00059924 | 1.2223 | 1.3691 | 0.84902 | 0.00073244 | 0.00082042 | 0.00050877 | 2020-10-08 12:00
6761 | HE 6758 | 0.0005608 | 2.2506 | 1.4058 | 1.3194 | 0.0012621 | 0.0007884 | 0.00073992 | 2020-10-08 13:00
6762 | HE 6759 | 0.0004797 | 2.8575 | 2.5437 | 1.3824 | 0.0013708 | 0.0012202 | 0.00066313 | 2020-10-08 14:00
6763 | HE 6760 | 0.00038134 | 4.8199 | 2.6764 | 1.6982 | 0.001838 | 0.0010206 | 0.00064759 | 2020-10-08 15:00
6764 | HE 6761 | 0.00021831 | 4.7062 | 2.0112 | 1.7473 | 0.0010274 | 0.00043907 | 0.00038146 | 2020-10-08 16:00
6765 | HE 6762 | 5.1762e-05 | 2.1932 | 0.71097 | 1.1287 | 0.00011352 | 3.6801e-05 | 5.8425e-05 | 2020-10-08 17:00
6766 | HE 6763 | 0 | 1.5961 | 0.52101 | 1.0026 | 0 | 0 | 0 | 2020-10-08 18:00
6767 | HE 6764 | 0 | 1.408 | 1.0553 | 0.68253 | 0 | 0 | 0 | 2020-10-08 19:00
6768 | HE 6765 | 0 | 1.1817 | 0.7457 | 0.51586 | 0 | 0 | 0 | 2020-10-08 20:00
6769 | HE 6766 | 0 | 1.0141 | 1.3231 | 0.37714 | 0 | 0 | 0 | 2020-10-08 21:00
6770 | HE 6767 | 0 | 0.81084 | 1.2796 | 0.36625 | 0 | 0 | 0 | 2020-10-08 22:00
6771 | HE 6768 | 0 | 0.66107 | 0.77865 | 0.37985 | 0 | 0 | 0 | 2020-10-08 23:00
6772 | HE 6769 | 0 | 0.36349 | 0.76428 | 0.33538 | 0 | 0 | 0 | 2020-10-09
6773 | HE 6770 | 0 | 0.26318 | 0.3722 | 0.24744 | 0 | 0 | 0 | 2020-10-09 01:00
6774 | HE 6771 | 0 | 0.32022 | 0.36521 | 0.26205 | 0 | 0 | 0 | 2020-10-09 02:00
6775 | HE 6772 | 0 | 0.29372 | 0.37605 | 0.23258 | 0 | 0 | 0 | 2020-10-09 03:00
6776 | HE 6773 | 0 | 0.3104 | 0.94952 | 0.25732 | 0 | 0 | 0 | 2020-10-09 04:00
6777 | HE 6774 | 0 | 0.47518 | 1.2438 | 0.49737 | 0 | 0 | 0 | 2020-10-09 05:00
6778 | HE 6775 | 0 | 1.0764 | 0.66636 | 0.67536 | 0 | 0 | 0 | 2020-10-09 06:00
6779 | HE 6776 | 0.00010102 | 1.1163 | 0.93832 | 0.37701 | 0.00011278 | 9.4794e-05 | 3.8087e-05 | 2020-10-09 07:00
6780 | HE 6777 | 0.00026404 | 0.9974 | 1.2881 | 0.40673 | 0.00026336 | 0.0003401 | 0.00010739 | 2020-10-09 08:00
6781 | HE 6778 | 0.00039228 | 1.3647 | 0.76662 | 0.47234 | 0.00053535 | 0.00030073 | 0.00018529 | 2020-10-09 09:00
6782 | HE 6779 | 0.00051278 | 1.5247 | 1.0432 | 0.50562 | 0.00078184 | 0.00053495 | 0.00025927 | 2020-10-09 10:00
6783 | HE 6780 | 0.00057803 | 1.2283 | 1.3441 | 0.53911 | 0.00071 | 0.00077693 | 0.00031162 | 2020-10-09 11:00
6784 | HE 6781 | 0.00059924 | 1.6076 | 2.0114 | 0.59612 | 0.00096332 | 0.0012053 | 0.00035722 | 2020-10-09 12:00
6785 | HE 6782 | 0.0005608 | 2.2199 | 1.9826 | 1.1038 | 0.0012449 | 0.0011118 | 0.00061902 | 2020-10-09 13:00
6786 | HE 6783 | 0.0004797 | 3.5828 | 3.7657 | 1.2627 | 0.0017187 | 0.0018064 | 0.00060571 | 2020-10-09 14:00
6787 | HE 6784 | 0.00038134 | 4.5866 | 4.5409 | 1.6842 | 0.0017491 | 0.0017316 | 0.00064227 | 2020-10-09 15:00
6788 | HE 6785 | 0.00021831 | 4.266 | 2.2537 | 1.7557 | 0.00093131 | 0.000492 | 0.00038328 | 2020-10-09 16:00
6789 | HE 6786 | 5.1762e-05 | 2.0794 | 1.1021 | 1.1001 | 0.00010763 | 5.7047e-05 | 5.6943e-05 | 2020-10-09 17:00
6790 | HE 6787 | 0 | 1.6987 | 0.71563 | 1.0554 | 0 | 0 | 0 | 2020-10-09 18:00
6791 | HE 6788 | 0 | 1.777 | 0.76957 | 0.79285 | 0 | 0 | 0 | 2020-10-09 19:00
6792 | HE 6789 | 0 | 1.7597 | 0.60069 | 0.53084 | 0 | 0 | 0 | 2020-10-09 20:00
6793 | HE 6790 | 0 | 1.3689 | 0.68746 | 0.47006 | 0 | 0 | 0 | 2020-10-09 21:00
6794 | HE 6791 | 0 | 0.86547 | 0.43815 | 0.45234 | 0 | 0 | 0 | 2020-10-09 22:00
6795 | HE 6792 | 0 | 0.63109 | 0.2755 | 0.39681 | 0 | 0 | 0 | 2020-10-09 23:00
6796 | HE 6793 | 0 | 0.42054 | 0.26189 | 0.24032 | 0 | 0 | 0 | 2020-10-10
6797 | HE 6794 | 0 | 0.29034 | 0.30361 | 0.16324 | 0 | 0 | 0 | 2020-10-10 01:00
6798 | HE 6795 | 0 | 0.49655 | 0.29547 | 0.19416 | 0 | 0 | 0 | 2020-10-10 02:00
6799 | HE 6796 | 0 | 0.48523 | 0.30255 | 0.19367 | 0 | 0 | 0 | 2020-10-10 03:00
6800 | HE 6797 | 0 | 0.4423 | 0.45245 | 0.19492 | 0 | 0 | 0 | 2020-10-10 04:00
6801 | HE 6798 | 0 | 0.67466 | 1.343 | 0.41244 | 0 | 0 | 0 | 2020-10-10 05:00
6802 | HE 6799 | 0 | 1.1845 | 0.78 | 1.4877 | 0 | 0 | 0 | 2020-10-10 06:00
6803 | HE 6800 | 0.00010102 | 1.2258 | 0.77406 | 0.44728 | 0.00012383 | 7.8199e-05 | 4.5187e-05 | 2020-10-10 07:00
6804 | HE 6801 | 0.00026404 | 1.0828 | 0.7932 | 0.4841 | 0.0002859 | 0.00020944 | 0.00012782 | 2020-10-10 08:00
6805 | HE 6802 | 0.00039228 | 1.6095 | 0.79539 | 0.72612 | 0.00063139 | 0.00031202 | 0.00028484 | 2020-10-10 09:00
6806 | HE 6803 | 0.00051278 | 1.1603 | 1.1896 | 0.8089 | 0.000595 | 0.00061002 | 0.00041479 | 2020-10-10 10:00
6807 | HE 6804 | 0.00057803 | 1.4365 | 1.9455 | 0.97103 | 0.00083036 | 0.0011245 | 0.00056128 | 2020-10-10 11:00
6808 | HE 6805 | 0.00059924 | 1.6367 | 4.3905 | 1.8006 | 0.00098078 | 0.002631 | 0.001079 | 2020-10-10 12:00
6809 | HE 6806 | 0.0005608 | 2.2919 | 5.9936 | 2.8865 | 0.0012853 | 0.0033612 | 0.0016188 | 2020-10-10 13:00
6810 | HE 6807 | 0.0004797 | 2.5688 | 15.109 | 4.7296 | 0.0012322 | 0.0072478 | 0.0022688 | 2020-10-10 14:00
6811 | HE 6808 | 0.00038134 | 3.9657 | 14.5566 | 8.0104 | 0.0015123 | 0.0055511 | 0.0030547 | 2020-10-10 15:00
6812 | HE 6809 | 0.00021831 | 3.8958 | 6.9391 | 9.4411 | 0.0008505 | 0.0015149 | 0.0020611 | 2020-10-10 16:00
6813 | HE 6810 | 5.1762e-05 | 2.0791 | 1.9774 | 5.359 | 0.00010762 | 0.00010235 | 0.00027739 | 2020-10-10 17:00
6814 | HE 6811 | 0 | 1.5546 | 1.2085 | 2.067 | 0 | 0 | 0 | 2020-10-10 18:00
6815 | HE 6812 | 0 | 1.3463 | 0.76556 | 1.4525 | 0 | 0 | 0 | 2020-10-10 19:00
6816 | HE 6813 | 0 | 1.4495 | 0.67153 | 0.68754 | 0 | 0 | 0 | 2020-10-10 20:00
6817 | HE 6814 | 0 | 1.2151 | 0.62717 | 0.53879 | 0 | 0 | 0 | 2020-10-10 21:00
6818 | HE 6815 | 0 | 0.74105 | 0.54247 | 0.37693 | 0 | 0 | 0 | 2020-10-10 22:00
6819 | HE 6816 | 0 | 0.78608 | 0.55696 | 0.31946 | 0 | 0 | 0 | 2020-10-10 23:00
6820 | HE 6817 | 0 | 0.70505 | 0.56727 | 0.26005 | 0 | 0 | 0 | 2020-10-11
6821 | HE 6818 | 0 | 0.53971 | 0.62831 | 0.24563 | 0 | 0 | 0 | 2020-10-11 01:00
6822 | HE 6819 | 0 | 0.58633 | 0.63805 | 0.25901 | 0 | 0 | 0 | 2020-10-11 02:00
6823 | HE 6820 | 0 | 0.59834 | 0.64913 | 0.25395 | 0 | 0 | 0 | 2020-10-11 03:00
6824 | HE 6821 | 0 | 0.60625 | 1.3243 | 0.26397 | 0 | 0 | 0 | 2020-10-11 04:00
6825 | HE 6822 | 0 | 0.66706 | 2.3899 | 0.46758 | 0 | 0 | 0 | 2020-10-11 05:00
6826 | HE 6823 | 0 | 1.7128 | 1.2711 | 0.58819 | 0 | 0 | 0 | 2020-10-11 06:00
6827 | HE 6824 | 0.00010102 | 1.1551 | 1.1235 | 0.49216 | 0.0001167 | 0.0001135 | 4.9721e-05 | 2020-10-11 07:00
6828 | HE 6825 | 0.00026404 | 1.0922 | 1.4898 | 0.43544 | 0.00028837 | 0.00039337 | 0.00011497 | 2020-10-11 08:00
6829 | HE 6826 | 0.00039228 | 1.6297 | 1.3746 | 0.55103 | 0.00063929 | 0.00053925 | 0.00021616 | 2020-10-11 09:00
6830 | HE 6827 | 0.00051278 | 1.0148 | 1.3228 | 0.47112 | 0.00052035 | 0.00067832 | 0.00024158 | 2020-10-11 10:00
6831 | HE 6828 | 0.00057803 | 1.1306 | 1.9614 | 0.58369 | 0.00065349 | 0.0011338 | 0.00033739 | 2020-10-11 11:00
6832 | HE 6829 | 0.00059924 | 1.3914 | 2.2091 | 0.88538 | 0.00083379 | 0.0013238 | 0.00053056 | 2020-10-11 12:00
6833 | HE 6830 | 0.0005608 | 1.8066 | 1.4095 | 1.7997 | 0.0010132 | 0.00079043 | 0.0010093 | 2020-10-11 13:00
6834 | HE 6831 | 0.0004797 | 2.1873 | 1.7224 | 2.5548 | 0.0010493 | 0.00082623 | 0.0012255 | 2020-10-11 14:00
6835 | HE 6832 | 0.00038134 | 2.0677 | 1.5188 | 3.979 | 0.00078849 | 0.00057918 | 0.0015174 | 2020-10-11 15:00
6836 | HE 6833 | 0.00021831 | 1.494 | 1.3211 | 4.2988 | 0.00032616 | 0.00028841 | 0.00093846 | 2020-10-11 16:00
6837 | HE 6834 | 5.1762e-05 | 1.2749 | 1.1776 | 2.5301 | 6.5993e-05 | 6.0955e-05 | 0.00013096 | 2020-10-11 17:00
6838 | HE 6835 | 0 | 1.3791 | 1.0336 | 1.7579 | 0 | 0 | 0 | 2020-10-11 18:00
6839 | HE 6836 | 0 | 1.1816 | 0.95121 | 1.1512 | 0 | 0 | 0 | 2020-10-11 19:00
6840 | HE 6837 | 0 | 0.99517 | 0.87791 | 0.49162 | 0 | 0 | 0 | 2020-10-11 20:00
6841 | HE 6838 | 0 | 1.3472 | 0.80646 | 0.39783 | 0 | 0 | 0 | 2020-10-11 21:00
6842 | HE 6839 | 0 | 0.9882 | 0.74578 | 0.35657 | 0 | 0 | 0 | 2020-10-11 22:00
6843 | HE 6840 | 0 | 0.99724 | 0.52755 | 0.35703 | 0 | 0 | 0 | 2020-10-11 23:00
6844 | HE 6841 | 0 | 0.83522 | 0.52453 | 0.30243 | 0 | 0 | 0 | 2020-10-12
6845 | HE 6842 | 0 | 0.5944 | 0.57046 | 0.22217 | 0 | 0 | 0 | 2020-10-12 01:00
6846 | HE 6843 | 0 | 0.66393 | 0.57482 | 0.25205 | 0 | 0 | 0 | 2020-10-12 02:00
6847 | HE 6844 | 0 | 0.60973 | 0.55127 | 0.23191 | 0 | 0 | 0 | 2020-10-12 03:00
6848 | HE 6845 | 0 | 0.6806 | 0.84699 | 0.25141 | 0 | 0 | 0 | 2020-10-12 04:00
6849 | HE 6846 | 0 | 0.82934 | 1.5935 | 0.343 | 0 | 0 | 0 | 2020-10-12 05:00
6850 | HE 6847 | 0 | 1.2596 | 1.132 | 0.49548 | 0 | 0 | 0 | 2020-10-12 06:00
6851 | HE 6848 | 0.00010102 | 1.0294 | 1.0288 | 0.37803 | 0.000104 | 0.00010393 | 3.819e-05 | 2020-10-12 07:00
6852 | HE 6849 | 0.00026404 | 1.2377 | 1.0862 | 0.37675 | 0.00032681 | 0.0002868 | 9.9478e-05 | 2020-10-12 08:00
6853 | HE 6850 | 0.00039228 | 1.3452 | 1.134 | 0.49993 | 0.00052768 | 0.00044485 | 0.00019611 | 2020-10-12 09:00
6854 | HE 6851 | 0.00051278 | 0.87293 | 1.2133 | 0.57198 | 0.00044762 | 0.00062214 | 0.0002933 | 2020-10-12 10:00
6855 | HE 6852 | 0.00057803 | 0.87997 | 1.684 | 0.50454 | 0.00050865 | 0.00097339 | 0.00029164 | 2020-10-12 11:00
6856 | HE 6853 | 0.00059924 | 0.81101 | 2.239 | 0.82727 | 0.00048599 | 0.0013417 | 0.00049573 | 2020-10-12 12:00
6857 | HE 6854 | 0.0005608 | 1.2284 | 1.5877 | 1.8426 | 0.00068889 | 0.00089036 | 0.0010333 | 2020-10-12 13:00
6858 | HE 6855 | 0.0004797 | 1.5732 | 2.4722 | 2.5892 | 0.00075467 | 0.0011859 | 0.0012421 | 2020-10-12 14:00
6859 | HE 6856 | 0.00038134 | 1.99 | 2.8665 | 5.0296 | 0.00075888 | 0.0010931 | 0.001918 | 2020-10-12 15:00
6860 | HE 6857 | 0.00021831 | 2.1581 | 1.9392 | 6.5363 | 0.00047113 | 0.00042335 | 0.0014269 | 2020-10-12 16:00
6861 | HE 6858 | 5.1762e-05 | 1.381 | 1.3723 | 4.3703 | 7.1484e-05 | 7.103e-05 | 0.00022621 | 2020-10-12 17:00
6862 | HE 6859 | 0 | 1.7643 | 1.1425 | 1.8167 | 0 | 0 | 0 | 2020-10-12 18:00
6863 | HE 6860 | 0 | 1.4384 | 0.97183 | 1.3568 | 0 | 0 | 0 | 2020-10-12 19:00
6864 | HE 6861 | 0 | 0.89955 | 0.93243 | 0.72581 | 0 | 0 | 0 | 2020-10-12 20:00
6865 | HE 6862 | 0 | 0.99813 | 1.1151 | 0.41675 | 0 | 0 | 0 | 2020-10-12 21:00
6866 | HE 6863 | 0 | 0.76164 | 1.03 | 0.40431 | 0 | 0 | 0 | 2020-10-12 22:00
6867 | HE 6864 | 0 | 0.8879 | 0.56067 | 0.35903 | 0 | 0 | 0 | 2020-10-12 23:00
6868 | HE 6865 | 0 | 1.1356 | 0.54677 | 0.29813 | 0 | 0 | 0 | 2020-10-13
6869 | HE 6866 | 0 | 0.90517 | 0.59886 | 0.18566 | 0 | 0 | 0 | 2020-10-13 01:00
6870 | HE 6867 | 0 | 0.96695 | 0.60181 | 0.24659 | 0 | 0 | 0 | 2020-10-13 02:00
6871 | HE 6868 | 0 | 0.57887 | 0.52504 | 0.23977 | 0 | 0 | 0 | 2020-10-13 03:00
6872 | HE 6869 | 0 | 0.67223 | 0.76907 | 0.24637 | 0 | 0 | 0 | 2020-10-13 04:00
6873 | HE 6870 | 0 | 0.93667 | 1.3086 | 0.35411 | 0 | 0 | 0 | 2020-10-13 05:00
6874 | HE 6871 | 0 | 1.9266 | 0.94872 | 0.50714 | 0 | 0 | 0 | 2020-10-13 06:00
6875 | HE 6872 | 0.00010102 | 1.5443 | 0.95626 | 0.3842 | 0.00015602 | 9.6605e-05 | 3.8813e-05 | 2020-10-13 07:00
6876 | HE 6873 | 0.00026404 | 1.325 | 0.9549 | 0.35512 | 0.00034984 | 0.00025213 | 9.3767e-05 | 2020-10-13 08:00
6877 | HE 6874 | 0.00039228 | 1.5795 | 1.0721 | 0.48233 | 0.00061962 | 0.00042056 | 0.00018921 | 2020-10-13 09:00
6878 | HE 6875 | 0.00051278 | 1.4046 | 1.2734 | 0.64356 | 0.00072022 | 0.00065296 | 0.00033 | 2020-10-13 10:00
6879 | HE 6876 | 0.00057803 | 1.3797 | 1.2349 | 0.58008 | 0.00079753 | 0.00071383 | 0.0003353 | 2020-10-13 11:00
6880 | HE 6877 | 0.00059924 | 1.3195 | 1.5744 | 0.59683 | 0.00079072 | 0.00094343 | 0.00035765 | 2020-10-13 12:00
6881 | HE 6878 | 0.0005608 | 1.4072 | 1.3602 | 1.1213 | 0.00078916 | 0.00076278 | 0.00062884 | 2020-10-13 13:00
6882 | HE 6879 | 0.0004797 | 1.4752 | 1.7532 | 1.4345 | 0.00070766 | 0.00084102 | 0.00068811 | 2020-10-13 14:00
6883 | HE 6880 | 0.00038134 | 1.7452 | 3.3216 | 2.5416 | 0.0006655 | 0.0012667 | 0.00096922 | 2020-10-13 15:00
6884 | HE 6881 | 0.00021831 | 1.8807 | 2.1543 | 3.0782 | 0.00041058 | 0.00047031 | 0.00067201 | 2020-10-13 16:00
6885 | HE 6882 | 5.1762e-05 | 1.7924 | 1.3948 | 1.7139 | 9.2775e-05 | 7.2196e-05 | 8.8717e-05 | 2020-10-13 17:00
6886 | HE 6883 | 0 | 2.1176 | 0.83773 | 1.3094 | 0 | 0 | 0 | 2020-10-13 18:00
6887 | HE 6884 | 0 | 2.0465 | 0.58194 | 0.67733 | 0 | 0 | 0 | 2020-10-13 19:00
6888 | HE 6885 | 0 | 1.2226 | 0.63814 | 0.58273 | 0 | 0 | 0 | 2020-10-13 20:00
6889 | HE 6886 | 0 | 1.0259 | 0.77572 | 0.44751 | 0 | 0 | 0 | 2020-10-13 21:00
6890 | HE 6887 | 0 | 0.96157 | 0.73781 | 0.36727 | 0 | 0 | 0 | 2020-10-13 22:00
6891 | HE 6888 | 0 | 0.96214 | 0.79197 | 0.35761 | 0 | 0 | 0 | 2020-10-13 23:00
6892 | HE 6889 | 0 | 0.84379 | 0.79729 | 0.34829 | 0 | 0 | 0 | 2020-10-14
6893 | HE 6890 | 0 | 0.59389 | 0.88269 | 0.26337 | 0 | 0 | 0 | 2020-10-14 01:00
6894 | HE 6891 | 0 | 0.56424 | 0.88145 | 0.28681 | 0 | 0 | 0 | 2020-10-14 02:00
6895 | HE 6892 | 0 | 0.423 | 0.87619 | 0.26885 | 0 | 0 | 0 | 2020-10-14 03:00
6896 | HE 6893 | 0 | 0.33978 | 1.2445 | 0.2727 | 0 | 0 | 0 | 2020-10-14 04:00
6897 | HE 6894 | 0 | 0.59719 | 1.5995 | 0.4814 | 0 | 0 | 0 | 2020-10-14 05:00
6898 | HE 6895 | 0 | 1.5273 | 0.91693 | 0.58529 | 0 | 0 | 0 | 2020-10-14 06:00
6899 | HE 6896 | 0.00010102 | 1.2596 | 0.82173 | 0.45529 | 0.00012725 | 8.3015e-05 | 4.5996e-05 | 2020-10-14 07:00
6900 | HE 6897 | 0.00026404 | 1.5047 | 0.9025 | 0.4187 | 0.0003973 | 0.0002383 | 0.00011056 | 2020-10-14 08:00
6901 | HE 6898 | 0.00039228 | 1.7392 | 0.55515 | 0.52594 | 0.00068226 | 0.00021778 | 0.00020632 | 2020-10-14 09:00
6902 | HE 6899 | 0.00051278 | 1.597 | 0.73436 | 0.52691 | 0.00081891 | 0.00037656 | 0.00027019 | 2020-10-14 10:00
6903 | HE 6900 | 0.00057803 | 1.6309 | 0.89271 | 0.56894 | 0.00094269 | 0.00051601 | 0.00032886 | 2020-10-14 11:00
6904 | HE 6901 | 0.00059924 | 1.8072 | 1.0883 | 0.48106 | 0.0010829 | 0.00065217 | 0.00028827 | 2020-10-14 12:00
6905 | HE 6902 | 0.0005608 | 2.69 | 1.1925 | 0.90058 | 0.0015086 | 0.00066878 | 0.00050505 | 2020-10-14 13:00
6906 | HE 6903 | 0.0004797 | 2.4456 | 2.6771 | 0.98045 | 0.0011731 | 0.0012842 | 0.00047032 | 2020-10-14 14:00
6907 | HE 6904 | 0.00038134 | 2.6756 | 2.8237 | 1.7768 | 0.0010203 | 0.0010768 | 0.00067756 | 2020-10-14 15:00
6908 | HE 6905 | 0.00021831 | 2.472 | 1.8133 | 2.9399 | 0.00053966 | 0.00039586 | 0.00064182 | 2020-10-14 16:00
6909 | HE 6906 | 5.1762e-05 | 1.36 | 0.98212 | 1.4574 | 7.0398e-05 | 5.0836e-05 | 7.5437e-05 | 2020-10-14 17:00
6910 | HE 6907 | 0 | 1.1803 | 0.59552 | 1.0826 | 0 | 0 | 0 | 2020-10-14 18:00
6911 | HE 6908 | 0 | 1.0862 | 0.59275 | 0.57981 | 0 | 0 | 0 | 2020-10-14 19:00
6912 | HE 6909 | 0 | 1.2811 | 0.51938 | 0.48943 | 0 | 0 | 0 | 2020-10-14 20:00
6913 | HE 6910 | 0 | 1.2544 | 0.70356 | 0.40751 | 0 | 0 | 0 | 2020-10-14 21:00
6914 | HE 6911 | 0 | 1.0219 | 0.41419 | 0.89106 | 0 | 0 | 0 | 2020-10-14 22:00
6915 | HE 6912 | 0 | 1.1785 | 0.29526 | 0.8689 | 0 | 0 | 0 | 2020-10-14 23:00
6916 | HE 6913 | 0 | 0.68981 | 0.26083 | 0.34939 | 0 | 0 | 0 | 2020-10-15
6917 | HE 6914 | 0 | 0.44313 | 0.35476 | 0.28721 | 0 | 0 | 0 | 2020-10-15 01:00
6918 | HE 6915 | 0 | 0.54544 | 0.3455 | 0.31814 | 0 | 0 | 0 | 2020-10-15 02:00
6919 | HE 6916 | 0 | 0.49461 | 0.35019 | 0.31854 | 0 | 0 | 0 | 2020-10-15 03:00
6920 | HE 6917 | 0 | 0.51524 | 0.62265 | 0.33185 | 0 | 0 | 0 | 2020-10-15 04:00
6921 | HE 6918 | 0 | 0.8641 | 1.5565 | 0.51962 | 0 | 0 | 0 | 2020-10-15 05:00
6922 | HE 6919 | 0 | 1.5907 | 1.0498 | 0.72727 | 0 | 0 | 0 | 2020-10-15 06:00
6923 | HE 6920 | 0.00010102 | 1.2303 | 0.91489 | 0.46597 | 0.00012429 | 9.2426e-05 | 4.7075e-05 | 2020-10-15 07:00
6924 | HE 6921 | 0.00026404 | 1.2134 | 1.0728 | 0.43143 | 0.00032038 | 0.00028327 | 0.00011392 | 2020-10-15 08:00
6925 | HE 6922 | 0.00039228 | 1.149 | 0.81702 | 0.51727 | 0.00045071 | 0.0003205 | 0.00020291 | 2020-10-15 09:00
6926 | HE 6923 | 0.00051278 | 1.0406 | 1.0597 | 0.62806 | 0.00053358 | 0.0005434 | 0.00032205 | 2020-10-15 10:00
6927 | HE 6924 | 0.00057803 | 1.2409 | 1.5364 | 0.66216 | 0.0007173 | 0.00088809 | 0.00038275 | 2020-10-15 11:00
6928 | HE 6925 | 0.00059924 | 1.5167 | 2.4943 | 0.63611 | 0.0009089 | 0.0014947 | 0.00038118 | 2020-10-15 12:00
6929 | HE 6926 | 0.0005608 | 1.9523 | 2.9832 | 1.0864 | 0.0010949 | 0.001673 | 0.00060927 | 2020-10-15 13:00
6930 | HE 6927 | 0.0004797 | 2.0076 | 5.3547 | 1.0607 | 0.00096307 | 0.0025687 | 0.0005088 | 2020-10-15 14:00
6931 | HE 6928 | 0.00038134 | 2.5294 | 5.7728 | 1.6816 | 0.00096457 | 0.0022014 | 0.00064125 | 2020-10-15 15:00
6932 | HE 6929 | 0.00021831 | 2.6339 | 2.2608 | 1.9425 | 0.00057501 | 0.00049355 | 0.00042406 | 2020-10-15 16:00
6933 | HE 6930 | 5.1762e-05 | 2.1649 | 1.5887 | 1.527 | 0.00011206 | 8.2232e-05 | 7.9038e-05 | 2020-10-15 17:00
6934 | HE 6931 | 0 | 2.6013 | 1.2 | 1.404 | 0 | 0 | 0 | 2020-10-15 18:00
6935 | HE 6932 | 0 | 2.2312 | 0.79674 | 1.1891 | 0 | 0 | 0 | 2020-10-15 19:00
6936 | HE 6933 | 0 | 1.6646 | 0.80312 | 0.69598 | 0 | 0 | 0 | 2020-10-15 20:00
6937 | HE 6934 | 0 | 1.338 | 0.88192 | 0.56064 | 0 | 0 | 0 | 2020-10-15 21:00
6938 | HE 6935 | 0 | 1.1557 | 0.42479 | 0.42675 | 0 | 0 | 0 | 2020-10-15 22:00
6939 | HE 6936 | 0 | 1.0982 | 0.49161 | 1.0078 | 0 | 0 | 0 | 2020-10-15 23:00
6940 | HE 6937 | 0 | 0.46839 | 0.46395 | 0.50803 | 0 | 0 | 0 | 2020-10-16
6941 | HE 6938 | 0 | 0.44467 | 0.59853 | 0.40399 | 0 | 0 | 0 | 2020-10-16 01:00
6942 | HE 6939 | 0 | 0.47993 | 0.52417 | 0.40557 | 0 | 0 | 0 | 2020-10-16 02:00
6943 | HE 6940 | 0 | 0.49114 | 0.49252 | 0.28286 | 0 | 0 | 0 | 2020-10-16 03:00
6944 | HE 6941 | 0 | 0.49376 | 0.69139 | 0.34824 | 0 | 0 | 0 | 2020-10-16 04:00
6945 | HE 6942 | 0 | 0.76123 | 1.4812 | 0.51501 | 0 | 0 | 0 | 2020-10-16 05:00
6946 | HE 6943 | 0 | 1.9635 | 1.0034 | 1.0063 | 0 | 0 | 0 | 2020-10-16 06:00
6947 | HE 6944 | 0.00010102 | 1.4713 | 0.96653 | 0.67373 | 0.00014864 | 9.7643e-05 | 6.8063e-05 | 2020-10-16 07:00
6948 | HE 6945 | 0.00026404 | 1.3635 | 1.0715 | 0.78975 | 0.00036003 | 0.00028291 | 0.00020853 | 2020-10-16 08:00
6949 | HE 6946 | 0.00039228 | 1.6532 | 0.80471 | 0.77179 | 0.00064853 | 0.00031567 | 0.00030276 | 2020-10-16 09:00
6950 | HE 6947 | 0.00051278 | 1.3853 | 0.99538 | 0.67426 | 0.00071032 | 0.00051041 | 0.00034574 | 2020-10-16 10:00
6951 | HE 6948 | 0.00057803 | 1.4034 | 1.2417 | 0.76531 | 0.00081118 | 0.00071777 | 0.00044237 | 2020-10-16 11:00
6952 | HE 6949 | 0.00059924 | 1.6475 | 1.4719 | 0.85447 | 0.00098724 | 0.00088202 | 0.00051204 | 2020-10-16 12:00
6953 | HE 6950 | 0.0005608 | 1.9033 | 1.2713 | 1.1832 | 0.0010674 | 0.00071297 | 0.00066353 | 2020-10-16 13:00
6954 | HE 6951 | 0.0004797 | 1.7947 | 1.4273 | 1.1002 | 0.00086093 | 0.00068466 | 0.00052776 | 2020-10-16 14:00
6955 | HE 6952 | 0.00038134 | 1.721 | 1.5638 | 1.5877 | 0.00065629 | 0.00059634 | 0.00060546 | 2020-10-16 15:00
6956 | HE 6953 | 0.00021831 | 1.6247 | 1.1982 | 1.8485 | 0.0003547 | 0.00026158 | 0.00040355 | 2020-10-16 16:00
6957 | HE 6954 | 5.1762e-05 | 1.9194 | 0.75723 | 1.3602 | 9.9353e-05 | 3.9195e-05 | 7.0407e-05 | 2020-10-16 17:00
6958 | HE 6955 | 0 | 2.6153 | 0.95571 | 1.3805 | 0 | 0 | 0 | 2020-10-16 18:00
6959 | HE 6956 | 0 | 2.8031 | 0.5968 | 0.99442 | 0 | 0 | 0 | 2020-10-16 19:00
6960 | HE 6957 | 0 | 1.493 | 0.62548 | 0.82468 | 0 | 0 | 0 | 2020-10-16 20:00
6961 | HE 6958 | 0 | 1.4537 | 1.21 | 0.93399 | 0 | 0 | 0 | 2020-10-16 21:00
6962 | HE 6959 | 0 | 1.0219 | 1.192 | 0.68465 | 0 | 0 | 0 | 2020-10-16 22:00
6963 | HE 6960 | 0 | 1.172 | 0.44776 | 0.66046 | 0 | 0 | 0 | 2020-10-16 23:00
6964 | HE 6961 | 0 | 0.53542 | 0.41639 | 0.48969 | 0 | 0 | 0 | 2020-10-17
6965 | HE 6962 | 0 | 0.42959 | 0.63345 | 0.41096 | 0 | 0 | 0 | 2020-10-17 01:00
6966 | HE 6963 | 0 | 0.37921 | 0.56292 | 0.42315 | 0 | 0 | 0 | 2020-10-17 02:00
6967 | HE 6964 | 0 | 0.352 | 0.72636 | 0.3967 | 0 | 0 | 0 | 2020-10-17 03:00
6968 | HE 6965 | 0 | 0.40908 | 0.80574 | 0.44208 | 0 | 0 | 0 | 2020-10-17 04:00
6969 | HE 6966 | 0 | 0.77338 | 1.3863 | 0.76745 | 0 | 0 | 0 | 2020-10-17 05:00
6970 | HE 6967 | 0 | 2.8793 | 0.9719 | 1.0289 | 0 | 0 | 0 | 2020-10-17 06:00
6971 | HE 6968 | 0.00010102 | 2.0241 | 0.99 | 0.65922 | 0.00020448 | 0.00010001 | 6.6597e-05 | 2020-10-17 07:00
6972 | HE 6969 | 0.00026404 | 1.5535 | 1.5782 | 0.63888 | 0.0004102 | 0.00041671 | 0.00016869 | 2020-10-17 08:00
6973 | HE 6970 | 0.00039228 | 1.8405 | 0.76441 | 0.72005 | 0.00072201 | 0.00029986 | 0.00028246 | 2020-10-17 09:00
6974 | HE 6971 | 0.00051278 | 1.5931 | 0.90914 | 0.74698 | 0.00081692 | 0.00046618 | 0.00038303 | 2020-10-17 10:00
6975 | HE 6972 | 0.00057803 | 1.4931 | 0.90003 | 0.76753 | 0.00086304 | 0.00052024 | 0.00044365 | 2020-10-17 11:00
6976 | HE 6973 | 0.00059924 | 1.7952 | 1.0885 | 0.69097 | 0.0010757 | 0.00065229 | 0.00041406 | 2020-10-17 12:00
6977 | HE 6974 | 0.0005608 | 1.9166 | 0.83706 | 1.0383 | 0.0010748 | 0.00046942 | 0.0005823 | 2020-10-17 13:00
6978 | HE 6975 | 0.0004797 | 2.311 | 0.97491 | 0.77891 | 0.0011086 | 0.00046767 | 0.00037364 | 2020-10-17 14:00
6979 | HE 6976 | 0.00038134 | 1.8736 | 1.1195 | 1.059 | 0.00071447 | 0.00042692 | 0.00040385 | 2020-10-17 15:00
6980 | HE 6977 | 0.00021831 | 1.5255 | 0.72467 | 1.1946 | 0.00033303 | 0.0001582 | 0.0002608 | 2020-10-17 16:00
6981 | HE 6978 | 5.1762e-05 | 2.3106 | 0.62032 | 1.1097 | 0.0001196 | 3.2109e-05 | 5.744e-05 | 2020-10-17 17:00
6982 | HE 6979 | 0 | 2.8397 | 0.6409 | 1.0593 | 0 | 0 | 0 | 2020-10-17 18:00
6983 | HE 6980 | 0 | 2.6012 | 0.68001 | 0.9255 | 0 | 0 | 0 | 2020-10-17 19:00
6984 | HE 6981 | 0 | 1.6695 | 0.76895 | 0.51355 | 0 | 0 | 0 | 2020-10-17 20:00
6985 | HE 6982 | 0 | 1.4038 | 1.5125 | 1.0504 | 0 | 0 | 0 | 2020-10-17 21:00
6986 | HE 6983 | 0 | 1.1829 | 0.82342 | 0.77112 | 0 | 0 | 0 | 2020-10-17 22:00
6987 | HE 6984 | 0 | 1.021 | 0.45272 | 0.44209 | 0 | 0 | 0 | 2020-10-17 23:00
6988 | HE 6985 | 0 | 0.493 | 0.41848 | 0.79524 | 0 | 0 | 0 | 2020-10-18
6989 | HE 6986 | 0 | 0.43139 | 0.45083 | 0.44874 | 0 | 0 | 0 | 2020-10-18 01:00
6990 | HE 6987 | 0 | 0.36354 | 0.44103 | 0.44338 | 0 | 0 | 0 | 2020-10-18 02:00
6991 | HE 6988 | 0 | 0.36112 | 0.44053 | 0.4366 | 0 | 0 | 0 | 2020-10-18 03:00
6992 | HE 6989 | 0 | 0.37044 | 0.98975 | 0.45451 | 0 | 0 | 0 | 2020-10-18 04:00
6993 | HE 6990 | 0 | 0.75529 | 1.4104 | 0.80982 | 0 | 0 | 0 | 2020-10-18 05:00
6994 | HE 6991 | 0 | 1.831 | 0.92503 | 0.89118 | 0 | 0 | 0 | 2020-10-18 06:00
6995 | HE 6992 | 0.00010102 | 1.2004 | 0.91477 | 0.61182 | 0.00012127 | 9.2414e-05 | 6.1809e-05 | 2020-10-18 07:00
6996 | HE 6993 | 0.00026404 | 1.3451 | 1.1193 | 0.66537 | 0.00035517 | 0.00029554 | 0.00017568 | 2020-10-18 08:00
6997 | HE 6994 | 0.00039228 | 1.3471 | 0.81569 | 0.73127 | 0.00052846 | 0.00031998 | 0.00028686 | 2020-10-18 09:00
6998 | HE 6995 | 0.00051278 | 1.1166 | 1.0632 | 0.73646 | 0.00057259 | 0.00054516 | 0.00037764 | 2020-10-18 10:00
6999 | HE 6996 | 0.00057803 | 1.2202 | 0.83984 | 0.78483 | 0.00070533 | 0.00048545 | 0.00045365 | 2020-10-18 11:00
7000 | HE 6997 | 0.00059924 | 1.3665 | 0.92116 | 0.86841 | 0.00081888 | 0.00055199 | 0.00052039 | 2020-10-18 12:00
7001 | HE 6998 | 0.0005608 | 1.5353 | 0.8483 | 2.1841 | 0.00086102 | 0.00047573 | 0.0012248 | 2020-10-18 13:00
7002 | HE 6999 | 0.0004797 | 2.0171 | 1.2767 | 2.1586 | 0.00096762 | 0.00061244 | 0.0010355 | 2020-10-18 14:00
7003 | HE 7000 | 0.00038134 | 1.7044 | 1.3157 | 3.6033 | 0.00064997 | 0.00050174 | 0.0013741 | 2020-10-18 15:00
7004 | HE 7001 | 0.00021831 | 1.4964 | 0.92721 | 4.477 | 0.00032667 | 0.00020242 | 0.00097738 | 2020-10-18 16:00
7005 | HE 7002 | 5.1762e-05 | 1.8185 | 0.85134 | 2.3577 | 9.4127e-05 | 4.4067e-05 | 0.00012204 | 2020-10-18 17:00
7006 | HE 7003 | 0 | 2.1552 | 0.62958 | 1.4846 | 0 | 0 | 0 | 2020-10-18 18:00
7007 | HE 7004 | 0 | 2.5547 | 0.60605 | 0.99776 | 0 | 0 | 0 | 2020-10-18 19:00
7008 | HE 7005 | 0 | 1.5558 | 0.64626 | 0.64397 | 0 | 0 | 0 | 2020-10-18 20:00
7009 | HE 7006 | 0 | 1.2812 | 0.62673 | 0.46732 | 0 | 0 | 0 | 2020-10-18 21:00
7010 | HE 7007 | 0 | 1.0848 | 0.74122 | 0.45765 | 0 | 0 | 0 | 2020-10-18 22:00
7011 | HE 7008 | 0 | 1.1348 | 0.73745 | 0.48785 | 0 | 0 | 0 | 2020-10-18 23:00
7012 | HE 7009 | 0 | 0.6107 | 0.7239 | 0.3882 | 0 | 0 | 0 | 2020-10-19
7013 | HE 7010 | 0 | 0.36583 | 0.76411 | 0.25507 | 0 | 0 | 0 | 2020-10-19 01:00
7014 | HE 7011 | 0 | 0.39939 | 0.7819 | 0.28735 | 0 | 0 | 0 | 2020-10-19 02:00
7015 | HE 7012 | 0 | 0.39262 | 0.77429 | 0.29876 | 0 | 0 | 0 | 2020-10-19 03:00
7016 | HE 7013 | 0 | 0.39255 | 1.0087 | 0.31234 | 0 | 0 | 0 | 2020-10-19 04:00
7017 | HE 7014 | 0 | 0.80246 | 1.7249 | 0.37555 | 0 | 0 | 0 | 2020-10-19 05:00
7018 | HE 7015 | 0 | 1.9057 | 1.2558 | 0.72211 | 0 | 0 | 0 | 2020-10-19 06:00
7019 | HE 7016 | 0.00010102 | 1.2815 | 1.2264 | 0.65138 | 0.00012946 | 0.00012389 | 6.5805e-05 | 2020-10-19 07:00
7020 | HE 7017 | 0.00026404 | 1.2334 | 1.2049 | 0.57838 | 0.00032566 | 0.00031815 | 0.00015272 | 2020-10-19 08:00
7021 | HE 7018 | 0.00039228 | 1.3369 | 1.0647 | 0.7034 | 0.00052445 | 0.00041766 | 0.00027593 | 2020-10-19 09:00
7022 | HE 7019 | 0.00051278 | 1.0187 | 1.0371 | 0.84876 | 0.00052236 | 0.00053183 | 0.00043522 | 2020-10-19 10:00
7023 | HE 7020 | 0.00057803 | 1.1765 | 1.9296 | 1.1806 | 0.00068002 | 0.0011153 | 0.00068244 | 2020-10-19 11:00
7024 | HE 7021 | 0.00059924 | 1.4148 | 2.8695 | 2.7095 | 0.00084782 | 0.0017195 | 0.0016237 | 2020-10-19 12:00
7025 | HE 7022 | 0.0005608 | 1.703 | 3.7964 | 3.9778 | 0.00095505 | 0.002129 | 0.0022308 | 2020-10-19 13:00
7026 | HE 7023 | 0.0004797 | 1.5745 | 9.5151 | 3.9728 | 0.00075529 | 0.0045644 | 0.0019057 | 2020-10-19 14:00
7027 | HE 7024 | 0.00038134 | 1.7963 | 10.8127 | 5.7122 | 0.00068501 | 0.0041233 | 0.0021783 | 2020-10-19 15:00
7028 | HE 7025 | 0.00021831 | 1.6321 | 5.8079 | 5.5583 | 0.00035631 | 0.0012679 | 0.0012134 | 2020-10-19 16:00
7029 | HE 7026 | 5.1762e-05 | 1.506 | 3.025 | 2.1754 | 7.7952e-05 | 0.00015658 | 0.0001126 | 2020-10-19 17:00
7030 | HE 7027 | 0 | 1.7057 | 1.2357 | 1.8604 | 0 | 0 | 0 | 2020-10-19 18:00
7031 | HE 7028 | 0 | 1.9209 | 0.78856 | 1.076 | 0 | 0 | 0 | 2020-10-19 19:00
7032 | HE 7029 | 0 | 1.2906 | 0.87875 | 0.5457 | 0 | 0 | 0 | 2020-10-19 20:00
7033 | HE 7030 | 0 | 1.343 | 0.53906 | 0.47701 | 0 | 0 | 0 | 2020-10-19 21:00
7034 | HE 7031 | 0 | 1.147 | 0.41906 | 0.39683 | 0 | 0 | 0 | 2020-10-19 22:00
7035 | HE 7032 | 0 | 1.0296 | 0.59953 | 0.41451 | 0 | 0 | 0 | 2020-10-19 23:00
7036 | HE 7033 | 0 | 0.9302 | 0.45275 | 0.33101 | 0 | 0 | 0 | 2020-10-20
7037 | HE 7034 | 0 | 0.71417 | 0.65067 | 0.22785 | 0 | 0 | 0 | 2020-10-20 01:00
7038 | HE 7035 | 0 | 0.69292 | 0.47947 | 0.22961 | 0 | 0 | 0 | 2020-10-20 02:00
7039 | HE 7036 | 0 | 0.49117 | 0.42828 | 0.22983 | 0 | 0 | 0 | 2020-10-20 03:00
7040 | HE 7037 | 0 | 0.50401 | 0.88524 | 0.23991 | 0 | 0 | 0 | 2020-10-20 04:00
7041 | HE 7038 | 0 | 0.68245 | 2.2714 | 0.37226 | 0 | 0 | 0 | 2020-10-20 05:00
7042 | HE 7039 | 0 | 1.7896 | 1.0487 | 0.72133 | 0 | 0 | 0 | 2020-10-20 06:00
7043 | HE 7040 | 0.00010102 | 1.4524 | 1.1365 | 0.52829 | 0.00014673 | 0.00011481 | 5.337e-05 | 2020-10-20 07:00
7044 | HE 7041 | 0.00026404 | 1.4896 | 1.1093 | 0.59086 | 0.00039332 | 0.0002929 | 0.00015601 | 2020-10-20 08:00
7045 | HE 7042 | 0.00039228 | 1.5268 | 0.75469 | 0.59773 | 0.00059892 | 0.00029605 | 0.00023448 | 2020-10-20 09:00
7046 | HE 7043 | 0.00051278 | 1.4642 | 0.92738 | 0.52408 | 0.00075083 | 0.00047554 | 0.00026874 | 2020-10-20 10:00
7047 | HE 7044 | 0.00057803 | 1.7907 | 0.90761 | 0.64627 | 0.0010351 | 0.00052463 | 0.00037356 | 2020-10-20 11:00
7048 | HE 7045 | 0.00059924 | 1.7843 | 1.1364 | 0.66011 | 0.0010692 | 0.000681 | 0.00039556 | 2020-10-20 12:00
7049 | HE 7046 | 0.0005608 | 2.0545 | 1.1131 | 1.0656 | 0.0011522 | 0.00062424 | 0.00059759 | 2020-10-20 13:00
7050 | HE 7047 | 0.0004797 | 1.9278 | 1.7295 | 0.86243 | 0.00092477 | 0.00082963 | 0.00041371 | 2020-10-20 14:00
7051 | HE 7048 | 0.00038134 | 2.236 | 2.225 | 1.6128 | 0.00085268 | 0.00084847 | 0.00061504 | 2020-10-20 15:00
7052 | HE 7049 | 0.00021831 | 2.4295 | 1.6451 | 1.7287 | 0.00053037 | 0.00035913 | 0.0003774 | 2020-10-20 16:00
7053 | HE 7050 | 5.1762e-05 | 2.1551 | 1.1642 | 1.3216 | 0.00011155 | 6.0261e-05 | 6.841e-05 | 2020-10-20 17:00
7054 | HE 7051 | 0 | 2.4488 | 1.0135 | 0.91393 | 0 | 0 | 0 | 2020-10-20 18:00
7055 | HE 7052 | 0 | 2.0574 | 0.63164 | 0.75319 | 0 | 0 | 0 | 2020-10-20 19:00
7056 | HE 7053 | 0 | 1.4593 | 0.47333 | 0.42542 | 0 | 0 | 0 | 2020-10-20 20:00
7057 | HE 7054 | 0 | 1.4328 | 0.52556 | 0.46097 | 0 | 0 | 0 | 2020-10-20 21:00
7058 | HE 7055 | 0 | 1.1038 | 0.34488 | 0.38146 | 0 | 0 | 0 | 2020-10-20 22:00
7059 | HE 7056 | 0 | 1.0901 | 0.35659 | 0.38384 | 0 | 0 | 0 | 2020-10-20 23:00
7060 | HE 7057 | 0 | 1.0186 | 0.32377 | 0.30852 | 0 | 0 | 0 | 2020-10-21
7061 | HE 7058 | 0 | 0.85509 | 0.38386 | 0.22099 | 0 | 0 | 0 | 2020-10-21 01:00
7062 | HE 7059 | 0 | 0.90426 | 0.37692 | 0.26187 | 0 | 0 | 0 | 2020-10-21 02:00
7063 | HE 7060 | 0 | 0.88597 | 0.44486 | 0.25823 | 0 | 0 | 0 | 2020-10-21 03:00
7064 | HE 7061 | 0 | 0.9152 | 0.6985 | 0.33051 | 0 | 0 | 0 | 2020-10-21 04:00
7065 | HE 7062 | 0 | 1.0471 | 1.3869 | 0.44282 | 0 | 0 | 0 | 2020-10-21 05:00
7066 | HE 7063 | 0 | 3.0918 | 1.2099 | 0.70715 | 0 | 0 | 0 | 2020-10-21 06:00
7067 | HE 7064 | 0.00010102 | 2.3157 | 0.88393 | 0.40813 | 0.00023394 | 8.9299e-05 | 4.1231e-05 | 2020-10-21 07:00
7068 | HE 7065 | 0.00026404 | 2.2674 | 0.96143 | 0.4311 | 0.00059869 | 0.00025386 | 0.00011383 | 2020-10-21 08:00
7069 | HE 7066 | 0.00039228 | 2.2694 | 1.1012 | 0.55548 | 0.00089024 | 0.00043198 | 0.0002179 | 2020-10-21 09:00
7070 | HE 7067 | 0.00051278 | 1.8888 | 1.1253 | 0.69183 | 0.00096853 | 0.00057703 | 0.00035475 | 2020-10-21 10:00
7071 | HE 7068 | 0.00057803 | 1.8464 | 1.7742 | 0.67654 | 0.0010673 | 0.0010255 | 0.00039106 | 2020-10-21 11:00
7072 | HE 7069 | 0.00059924 | 1.9569 | 2.3708 | 0.74289 | 0.0011727 | 0.0014207 | 0.00044517 | 2020-10-21 12:00
7073 | HE 7070 | 0.0005608 | 2.6796 | 1.7649 | 1.0568 | 0.0015027 | 0.00098977 | 0.00059264 | 2020-10-21 13:00
7074 | HE 7071 | 0.0004797 | 3.6008 | 2.4346 | 0.86243 | 0.0017273 | 0.0011679 | 0.00041371 | 2020-10-21 14:00
7075 | HE 7072 | 0.00038134 | 4.3282 | 2.6405 | 1.5497 | 0.0016505 | 0.0010069 | 0.00059098 | 2020-10-21 15:00
7076 | HE 7073 | 0.00021831 | 4.2604 | 1.4555 | 1.9167 | 0.00093008 | 0.00031776 | 0.00041843 | 2020-10-21 16:00
7077 | HE 7074 | 5.1762e-05 | 3.5644 | 1.0222 | 1.2407 | 0.0001845 | 5.2912e-05 | 6.4221e-05 | 2020-10-21 17:00
7078 | HE 7075 | 0 | 2.9719 | 1.0984 | 0.91608 | 0 | 0 | 0 | 2020-10-21 18:00
7079 | HE 7076 | 0 | 2.5827 | 0.97347 | 0.73768 | 0 | 0 | 0 | 2020-10-21 19:00
7080 | HE 7077 | 0 | 2.0613 | 0.74021 | 0.63372 | 0 | 0 | 0 | 2020-10-21 20:00
7081 | HE 7078 | 0 | 1.702 | 0.42932 | 0.40625 | 0 | 0 | 0 | 2020-10-21 21:00
7082 | HE 7079 | 0 | 1.5465 | 0.40627 | 0.34673 | 0 | 0 | 0 | 2020-10-21 22:00
7083 | HE 7080 | 0 | 1.3669 | 0.50537 | 0.41087 | 0 | 0 | 0 | 2020-10-21 23:00
7084 | HE 7081 | 0 | 1.1205 | 0.31706 | 0.34316 | 0 | 0 | 0 | 2020-10-22
7085 | HE 7082 | 0 | 1.0463 | 0.38814 | 0.25499 | 0 | 0 | 0 | 2020-10-22 01:00
7086 | HE 7083 | 0 | 1.3244 | 0.3626 | 0.28497 | 0 | 0 | 0 | 2020-10-22 02:00
7087 | HE 7084 | 0 | 0.90563 | 0.38923 | 0.28668 | 0 | 0 | 0 | 2020-10-22 03:00
7088 | HE 7085 | 0 | 0.89486 | 0.63115 | 0.32981 | 0 | 0 | 0 | 2020-10-22 04:00
7089 | HE 7086 | 0 | 1.2134 | 1.3737 | 0.54247 | 0 | 0 | 0 | 2020-10-22 05:00
7090 | HE 7087 | 0 | 4.1083 | 1.089 | 0.69125 | 0 | 0 | 0 | 2020-10-22 06:00
7091 | HE 7088 | 0.00010102 | 1.9385 | 0.91368 | 0.40999 | 0.00019583 | 9.2304e-05 | 4.1419e-05 | 2020-10-22 07:00
7092 | HE 7089 | 0.00026404 | 2.026 | 1.1583 | 0.43299 | 0.00053495 | 0.00030583 | 0.00011433 | 2020-10-22 08:00
7093 | HE 7090 | 0.00039228 | 2.3321 | 0.81721 | 0.46064 | 0.00091484 | 0.00032058 | 0.0001807 | 2020-10-22 09:00
7094 | HE 7091 | 0.00051278 | 1.6594 | 1.0468 | 0.48735 | 0.00085092 | 0.00053678 | 0.0002499 | 2020-10-22 10:00
7095 | HE 7092 | 0.00057803 | 1.8632 | 1.108 | 0.44154 | 0.001077 | 0.00064047 | 0.00025522 | 2020-10-22 11:00
7096 | HE 7093 | 0.00059924 | 1.9097 | 1.2654 | 0.6303 | 0.0011444 | 0.00075829 | 0.0003777 | 2020-10-22 12:00
7097 | HE 7094 | 0.0005608 | 2.4183 | 1.4357 | 1.18 | 0.0013562 | 0.00080516 | 0.00066175 | 2020-10-22 13:00
7098 | HE 7095 | 0.0004797 | 3.0961 | 1.8558 | 1.3079 | 0.0014852 | 0.00089023 | 0.00062741 | 2020-10-22 14:00
7099 | HE 7096 | 0.00038134 | 2.3903 | 2.0326 | 1.7009 | 0.00091151 | 0.00077511 | 0.00064863 | 2020-10-22 15:00
7100 | HE 7097 | 0.00021831 | 2.4191 | 1.1672 | 2.0522 | 0.00052812 | 0.00025482 | 0.00044801 | 2020-10-22 16:00
7101 | HE 7098 | 5.1762e-05 | 4.3263 | 0.80153 | 1.5184 | 0.00022394 | 4.1488e-05 | 7.8596e-05 | 2020-10-22 17:00
7102 | HE 7099 | 0 | 3.7613 | 0.63186 | 1.4393 | 0 | 0 | 0 | 2020-10-22 18:00
7103 | HE 7100 | 0 | 2.9134 | 0.52224 | 1.0179 | 0 | 0 | 0 | 2020-10-22 19:00
7104 | HE 7101 | 0 | 2.3024 | 0.57079 | 0.47539 | 0 | 0 | 0 | 2020-10-22 20:00
7105 | HE 7102 | 0 | 1.5099 | 0.84848 | 0.39021 | 0 | 0 | 0 | 2020-10-22 21:00
7106 | HE 7103 | 0 | 1.4169 | 1.1632 | 0.37163 | 0 | 0 | 0 | 2020-10-22 22:00
7107 | HE 7104 | 0 | 1.2796 | 1.1266 | 0.45007 | 0 | 0 | 0 | 2020-10-22 23:00
7108 | HE 7105 | 0 | 1.5242 | 1.0771 | 0.35497 | 0 | 0 | 0 | 2020-10-23
7109 | HE 7106 | 0 | 1.5245 | 1.2047 | 0.21467 | 0 | 0 | 0 | 2020-10-23 01:00
7110 | HE 7107 | 0 | 1.5928 | 1.1877 | 0.2278 | 0 | 0 | 0 | 2020-10-23 02:00
7111 | HE 7108 | 0 | 1.5756 | 1.2171 | 0.22772 | 0 | 0 | 0 | 2020-10-23 03:00
7112 | HE 7109 | 0 | 1.546 | 6.4322 | 0.26634 | 0 | 0 | 0 | 2020-10-23 04:00
7113 | HE 7110 | 0 | 2.2404 | 9.6037 | 0.59659 | 0 | 0 | 0 | 2020-10-23 05:00
7114 | HE 7111 | 0 | 3.2657 | 1.6397 | 0.99489 | 0 | 0 | 0 | 2020-10-23 06:00
7115 | HE 7112 | 0.00010102 | 2.2625 | 1.3413 | 0.45066 | 0.00022856 | 0.0001355 | 4.5528e-05 | 2020-10-23 07:00
7116 | HE 7113 | 0.00026404 | 2.3965 | 1.4784 | 0.46113 | 0.00063276 | 0.00039035 | 0.00012176 | 2020-10-23 08:00
7117 | HE 7114 | 0.00039228 | 2.9253 | 1.1241 | 0.55748 | 0.0011475 | 0.00044097 | 0.00021869 | 2020-10-23 09:00
7118 | HE 7115 | 0.00051278 | 2.3695 | 1.5921 | 0.58598 | 0.001215 | 0.00081637 | 0.00030048 | 2020-10-23 10:00
7119 | HE 7116 | 0.00057803 | 2.4435 | 1.6878 | 0.59875 | 0.0014124 | 0.00097562 | 0.0003461 | 2020-10-23 11:00
7120 | HE 7117 | 0.00059924 | 2.4803 | 1.1153 | 0.79921 | 0.0014863 | 0.00066834 | 0.00047892 | 2020-10-23 12:00
7121 | HE 7118 | 0.0005608 | 2.6321 | 0.89029 | 1.074 | 0.0014761 | 0.00049928 | 0.00060232 | 2020-10-23 13:00
7122 | HE 7119 | 0.0004797 | 3.4613 | 1.4641 | 0.96056 | 0.0016604 | 0.00070231 | 0.00046078 | 2020-10-23 14:00
7123 | HE 7120 | 0.00038134 | 2.6616 | 1.2581 | 1.3449 | 0.001015 | 0.00047976 | 0.00051286 | 2020-10-23 15:00
7124 | HE 7121 | 0.00021831 | 4.2852 | 0.94148 | 1.6941 | 0.0009355 | 0.00020553 | 0.00036983 | 2020-10-23 16:00
7125 | HE 7122 | 5.1762e-05 | 3.6041 | 0.69608 | 1.4879 | 0.00018655 | 3.603e-05 | 7.7014e-05 | 2020-10-23 17:00
7126 | HE 7123 | 0 | 3.4085 | 0.65586 | 1.5029 | 0 | 0 | 0 | 2020-10-23 18:00
7127 | HE 7124 | 0 | 3.0007 | 0.80813 | 1.8193 | 0 | 0 | 0 | 2020-10-23 19:00
7128 | HE 7125 | 0 | 2.2982 | 0.78539 | 0.90861 | 0 | 0 | 0 | 2020-10-23 20:00
7129 | HE 7126 | 0 | 3.2823 | 1.0745 | 0.63931 | 0 | 0 | 0 | 2020-10-23 21:00
7130 | HE 7127 | 0 | 1.9292 | 1.4796 | 0.47719 | 0 | 0 | 0 | 2020-10-23 22:00
7131 | HE 7128 | 0 | 2.3266 | 2.6609 | 0.47302 | 0 | 0 | 0 | 2020-10-23 23:00
7132 | HE 7129 | 0 | 1.4022 | 1.9203 | 0.70463 | 0 | 0 | 0 | 2020-10-24
7133 | HE 7130 | 0 | 1.2389 | 2.7566 | 0.29553 | 0 | 0 | 0 | 2020-10-24 01:00
7134 | HE 7131 | 0 | 1.3396 | 2.762 | 0.29223 | 0 | 0 | 0 | 2020-10-24 02:00
7135 | HE 7132 | 0 | 1.2985 | 2.8957 | 0.27355 | 0 | 0 | 0 | 2020-10-24 03:00
7136 | HE 7133 | 0 | 1.3176 | 6.1403 | 0.28201 | 0 | 0 | 0 | 2020-10-24 04:00
7137 | HE 7134 | 0 | 2.4382 | 4.1919 | 0.49243 | 0 | 0 | 0 | 2020-10-24 05:00
7138 | HE 7135 | 0 | 2.7899 | 1.94 | 1.1643 | 0 | 0 | 0 | 2020-10-24 06:00
7139 | HE 7136 | 0.00010102 | 2.309 | 1.9669 | 0.64821 | 0.00023327 | 0.00019871 | 6.5485e-05 | 2020-10-24 07:00
7140 | HE 7137 | 0.00026404 | 2.4476 | 2.1872 | 0.92229 | 0.00064627 | 0.00057752 | 0.00024352 | 2020-10-24 08:00
7141 | HE 7138 | 0.00039228 | 2.7361 | 2.2344 | 1.0475 | 0.0010733 | 0.00087653 | 0.00041092 | 2020-10-24 09:00
7142 | HE 7139 | 0.00051278 | 1.7027 | 3.3128 | 1.1271 | 0.00087309 | 0.0016987 | 0.00057795 | 2020-10-24 10:00
7143 | HE 7140 | 0.00057803 | 1.7983 | 2.2844 | 1.0732 | 0.0010395 | 0.0013205 | 0.00062032 | 2020-10-24 11:00
7144 | HE 7141 | 0.00059924 | 1.888 | 2.3813 | 1.3037 | 0.0011313 | 0.001427 | 0.0007812 | 2020-10-24 12:00
7145 | HE 7142 | 0.0005608 | 2.1561 | 3.3937 | 1.052 | 0.0012091 | 0.0019032 | 0.00058998 | 2020-10-24 13:00
7146 | HE 7143 | 0.0004797 | 1.9816 | 5.1643 | 0.94838 | 0.00095057 | 0.0024773 | 0.00045494 | 2020-10-24 14:00
7147 | HE 7144 | 0.00038134 | 1.7177 | 5.107 | 1.1374 | 0.00065502 | 0.0019475 | 0.00043373 | 2020-10-24 15:00
7148 | HE 7145 | 0.00021831 | 1.9236 | 5.1651 | 1.4773 | 0.00041994 | 0.0011276 | 0.00032252 | 2020-10-24 16:00
7149 | HE 7146 | 5.1762e-05 | 2.1137 | 1.7103 | 1.3876 | 0.00010941 | 8.8528e-05 | 7.1823e-05 | 2020-10-24 17:00
7150 | HE 7147 | 0 | 2.6223 | 1.2052 | 1.4792 | 0 | 0 | 0 | 2020-10-24 18:00
7151 | HE 7148 | 0 | 2.8293 | 1.0727 | 1.3998 | 0 | 0 | 0 | 2020-10-24 19:00
7152 | HE 7149 | 0 | 1.7152 | 1.5547 | 1.0331 | 0 | 0 | 0 | 2020-10-24 20:00
7153 | HE 7150 | 0 | 1.4921 | 1.4151 | 1.3652 | 0 | 0 | 0 | 2020-10-24 21:00
7154 | HE 7151 | 0 | 6.216 | 1.8349 | 1.3412 | 0 | 0 | 0 | 2020-10-24 22:00
7155 | HE 7152 | 0 | 3.5257 | 3.092 | 0.98474 | 0 | 0 | 0 | 2020-10-24 23:00
7156 | HE 7153 | 0 | 1.2582 | 3.0737 | 1.0018 | 0 | 0 | 0 | 2020-10-25
7157 | HE 7154 | 0 | 1.181 | 3.2173 | 0.51869 | 0 | 0 | 0 | 2020-10-25 01:00
7158 | HE 7155 | 0 | 1.2491 | 3.2405 | 0.51793 | 0 | 0 | 0 | 2020-10-25 02:00
7159 | HE 7156 | 0 | 1.2437 | 3.2869 | 0.50152 | 0 | 0 | 0 | 2020-10-25 03:00
7160 | HE 7157 | 0 | 1.2337 | 6.4587 | 0.67079 | 0 | 0 | 0 | 2020-10-25 04:00
7161 | HE 7158 | 0 | 2.2383 | 6.2583 | 1.4325 | 0 | 0 | 0 | 2020-10-25 05:00
7162 | HE 7159 | 0 | 3.7034 | 2.1058 | 0.98915 | 0 | 0 | 0 | 2020-10-25 06:00
7163 | HE 7160 | 0.00010102 | 2.8756 | 1.2718 | 0.60192 | 0.00029051 | 0.00012849 | 6.0809e-05 | 2020-10-25 07:00
7164 | HE 7161 | 0.00026404 | 2.4668 | 2.1459 | 0.61765 | 0.00065133 | 0.0005666 | 0.00016308 | 2020-10-25 08:00
7165 | HE 7162 | 0.00039228 | 2.937 | 2.0617 | 0.757 | 0.0011521 | 0.00080876 | 0.00029696 | 2020-10-25 09:00
7166 | HE 7163 | 0.00051278 | 2.7382 | 2.4012 | 0.87983 | 0.0014041 | 0.0012313 | 0.00045116 | 2020-10-25 10:00
7167 | HE 7164 | 0.00057803 | 3.6356 | 1.9962 | 0.7896 | 0.0021015 | 0.0011539 | 0.00045641 | 2020-10-25 11:00
7168 | HE 7165 | 0.00059924 | 2.8688 | 2.1353 | 0.89574 | 0.0017191 | 0.0012796 | 0.00053676 | 2020-10-25 12:00
7169 | HE 7166 | 0.0005608 | 2.7268 | 1.2832 | 0.9574 | 0.0015292 | 0.00071965 | 0.00053692 | 2020-10-25 13:00
7170 | HE 7167 | 0.0004797 | 2.5289 | 1.0957 | 0.82241 | 0.0012131 | 0.0005256 | 0.00039451 | 2020-10-25 14:00
7171 | HE 7168 | 0.00038134 | 2.4171 | 1.3407 | 1.291 | 0.00092175 | 0.00051125 | 0.00049232 | 2020-10-25 15:00
7172 | HE 7169 | 0.00021831 | 2.3739 | 1.0188 | 1.5762 | 0.00051826 | 0.00022242 | 0.00034411 | 2020-10-25 16:00
7173 | HE 7170 | 5.1762e-05 | 2.4445 | 1.5197 | 1.1959 | 0.00012653 | 7.8663e-05 | 6.1902e-05 | 2020-10-25 17:00
7174 | HE 7171 | 0 | 3.202 | 1.6393 | 1.1738 | 0 | 0 | 0 | 2020-10-25 18:00
7175 | HE 7172 | 0 | 3.0135 | 1.8936 | 1.0379 | 0 | 0 | 0 | 2020-10-25 19:00
7176 | HE 7173 | 0 | 2.2319 | 1.9611 | 0.75321 | 0 | 0 | 0 | 2020-10-25 20:00
7177 | HE 7174 | 0 | 3.2015 | 3.8593 | 1.2447 | 0 | 0 | 0 | 2020-10-25 21:00
7178 | HE 7175 | 0 | 1.8865 | 1.8728 | 0.86082 | 0 | 0 | 0 | 2020-10-25 22:00
7179 | HE 7176 | 0 | 2.1445 | 1.1754 | 0.55469 | 0 | 0 | 0 | 2020-10-25 23:00
7180 | HE 7177 | 0 | 1.0669 | 1.0072 | 0.45997 | 0 | 0 | 0 | 2020-10-26
7181 | HE 7178 | 0 | 1.0249 | 1.0649 | 0.37942 | 0 | 0 | 0 | 2020-10-26 01:00
7182 | HE 7179 | 0 | 0.93781 | 1.0535 | 0.4617 | 0 | 0 | 0 | 2020-10-26 02:00
7183 | HE 7180 | 0 | 0.91627 | 1.0868 | 0.45046 | 0 | 0 | 0 | 2020-10-26 03:00
7184 | HE 7181 | 0 | 0.91717 | 2.4455 | 0.45535 | 0 | 0 | 0 | 2020-10-26 04:00
7185 | HE 7182 | 0 | 1.3363 | 2.6208 | 1.0212 | 0 | 0 | 0 | 2020-10-26 05:00
7186 | HE 7183 | 0 | 3.1312 | 1.4059 | 1.1193 | 0 | 0 | 0 | 2020-10-26 06:00
7187 | HE 7184 | 0.00010102 | 2.4441 | 1.7085 | 0.48162 | 0.00024692 | 0.0001726 | 4.8655e-05 | 2020-10-26 07:00
7188 | HE 7185 | 0.00026404 | 1.9633 | 2.036 | 0.47475 | 0.00051838 | 0.00053759 | 0.00012535 | 2020-10-26 08:00
7189 | HE 7186 | 0.00039228 | 2.3223 | 1.792 | 0.5524 | 0.000911 | 0.00070295 | 0.0002167 | 2020-10-26 09:00
7190 | HE 7187 | 0.00051278 | 1.5948 | 1.7679 | 0.59836 | 0.00081777 | 0.00090653 | 0.00030682 | 2020-10-26 10:00
7191 | HE 7188 | 0.00057803 | 1.7872 | 1.6298 | 0.61897 | 0.001033 | 0.00094204 | 0.00035778 | 2020-10-26 11:00
7192 | HE 7189 | 0.00059924 | 1.8337 | 1.8302 | 0.76139 | 0.0010989 | 0.0010967 | 0.00045625 | 2020-10-26 12:00
7193 | HE 7190 | 0.0005608 | 1.8416 | 1.3721 | 0.95501 | 0.0010328 | 0.0007695 | 0.00053557 | 2020-10-26 13:00
7194 | HE 7191 | 0.0004797 | 1.625 | 1.4664 | 0.86282 | 0.0007795 | 0.00070342 | 0.0004139 | 2020-10-26 14:00
7195 | HE 7192 | 0.00038134 | 1.8356 | 1.4811 | 1.034 | 0.0007 | 0.0005648 | 0.00039431 | 2020-10-26 15:00
7196 | HE 7193 | 0.00021831 | 1.6666 | 1.5295 | 1.2409 | 0.00036384 | 0.00033391 | 0.00027091 | 2020-10-26 16:00
7197 | HE 7194 | 5.1762e-05 | 1.735 | 1.5153 | 0.94335 | 8.9805e-05 | 7.8436e-05 | 4.883e-05 | 2020-10-26 17:00
7198 | HE 7195 | 0 | 1.9394 | 1.3454 | 0.92502 | 0 | 0 | 0 | 2020-10-26 18:00
7199 | HE 7196 | 0 | 1.9264 | 2.072 | 0.97525 | 0 | 0 | 0 | 2020-10-26 19:00
7200 | HE 7197 | 0 | 1.4517 | 2.3053 | 0.65877 | 0 | 0 | 0 | 2020-10-26 20:00
7201 | HE 7198 | 0 | 1.2186 | 2.9873 | 0.6126 | 0 | 0 | 0 | 2020-10-26 21:00
7202 | HE 7199 | 0 | 1.7473 | 2.7192 | 0.48293 | 0 | 0 | 0 | 2020-10-26 22:00
7203 | HE 7200 | 0 | 1.2328 | 2.1844 | 0.50333 | 0 | 0 | 0 | 2020-10-26 23:00
7204 | HE 7201 | 0 | 1.2692 | 3.4925 | 0.37793 | 0 | 0 | 0 | 2020-10-27
7205 | HE 7202 | 0 | 1.1108 | 3.6589 | 0.2757 | 0 | 0 | 0 | 2020-10-27 01:00
7206 | HE 7203 | 0 | 1.1638 | 3.6562 | 0.34789 | 0 | 0 | 0 | 2020-10-27 02:00
7207 | HE 7204 | 0 | 1.1907 | 3.6757 | 0.35323 | 0 | 0 | 0 | 2020-10-27 03:00
7208 | HE 7205 | 0 | 1.1819 | 2.6528 | 0.38054 | 0 | 0 | 0 | 2020-10-27 04:00
7209 | HE 7206 | 0 | 1.5894 | 3.4832 | 0.87838 | 0 | 0 | 0 | 2020-10-27 05:00
7210 | HE 7207 | 0 | 3.4456 | 1.8657 | 1.377 | 0 | 0 | 0 | 2020-10-27 06:00
7211 | HE 7208 | 0.00010102 | 2.3103 | 2.0742 | 1.1565 | 0.00023339 | 0.00020954 | 0.00011684 | 2020-10-27 07:00
7212 | HE 7209 | 0.00026404 | 2.3303 | 2.4233 | 0.88704 | 0.00061529 | 0.00063984 | 0.00023422 | 2020-10-27 08:00
7213 | HE 7210 | 0.00039228 | 2.7594 | 2.5815 | 0.92341 | 0.0010825 | 0.0010127 | 0.00036224 | 2020-10-27 09:00
7214 | HE 7211 | 0.00051278 | 2.2105 | 2.8076 | 0.91268 | 0.0011335 | 0.0014397 | 0.000468 | 2020-10-27 10:00
7215 | HE 7212 | 0.00057803 | 2.1756 | 2.4784 | 0.98323 | 0.0012575 | 0.0014326 | 0.00056834 | 2020-10-27 11:00
7216 | HE 7213 | 0.00059924 | 2.183 | 2.227 | 1.3679 | 0.0013082 | 0.0013345 | 0.0008197 | 2020-10-27 12:00
7217 | HE 7214 | 0.0005608 | 3.1446 | 1.2566 | 1.2786 | 0.0017635 | 0.00070468 | 0.00071706 | 2020-10-27 13:00
7218 | HE 7215 | 0.0004797 | 2.8055 | 1.8495 | 0.86803 | 0.0013458 | 0.00088721 | 0.0004164 | 2020-10-27 14:00
7219 | HE 7216 | 0.00038134 | 3.3528 | 2.0627 | 1.1334 | 0.0012786 | 0.00078658 | 0.00043219 | 2020-10-27 15:00
7220 | HE 7217 | 0.00021831 | 3.398 | 2.0258 | 1.4772 | 0.00074182 | 0.00044226 | 0.00032248 | 2020-10-27 16:00
7221 | HE 7218 | 5.1762e-05 | 2.6486 | 1.5611 | 1.5874 | 0.0001371 | 8.0806e-05 | 8.2166e-05 | 2020-10-27 17:00
7222 | HE 7219 | 0 | 2.3643 | 1.385 | 1.6563 | 0 | 0 | 0 | 2020-10-27 18:00
7223 | HE 7220 | 0 | 2.1932 | 1.7044 | 2.1102 | 0 | 0 | 0 | 2020-10-27 19:00
7224 | HE 7221 | 0 | 2.201 | 2.204 | 1.2261 | 0 | 0 | 0 | 2020-10-27 20:00
7225 | HE 7222 | 0 | 1.6747 | 1.9713 | 0.88396 | 0 | 0 | 0 | 2020-10-27 21:00
7226 | HE 7223 | 0 | 1.7177 | 2.3079 | 0.38195 | 0 | 0 | 0 | 2020-10-27 22:00
7227 | HE 7224 | 0 | 1.9338 | 2.1531 | 0.60487 | 0 | 0 | 0 | 2020-10-27 23:00
7228 | HE 7225 | 0 | 1.2585 | 5.9807 | 0.82862 | 0 | 0 | 0 | 2020-10-28
7229 | HE 7226 | 0 | 1.2614 | 6.328 | 0.52877 | 0 | 0 | 0 | 2020-10-28 01:00
7230 | HE 7227 | 0 | 1.3591 | 5.8373 | 0.622 | 0 | 0 | 0 | 2020-10-28 02:00
7231 | HE 7228 | 0 | 1.8961 | 4.3304 | 0.57851 | 0 | 0 | 0 | 2020-10-28 03:00
7232 | HE 7229 | 0 | 1.6696 | 3.1177 | 0.60662 | 0 | 0 | 0 | 2020-10-28 04:00
7233 | HE 7230 | 0 | 2.6202 | 2.6767 | 0.94956 | 0 | 0 | 0 | 2020-10-28 05:00
7234 | HE 7231 | 0 | 3.1596 | 1.4821 | 3.9924 | 0 | 0 | 0 | 2020-10-28 06:00
7235 | HE 7232 | 0.00010102 | 2.3945 | 1.2112 | 4.1747 | 0.0002419 | 0.00012236 | 0.00042175 | 2020-10-28 07:00
7236 | HE 7233 | 0.00026404 | 2.4754 | 1.2103 | 2.7355 | 0.0006536 | 0.00031956 | 0.00072228 | 2020-10-28 08:00
7237 | HE 7234 | 0.00039228 | 3.0278 | 0.9291 | 2.6287 | 0.0011878 | 0.00036447 | 0.0010312 | 2020-10-28 09:00
7238 | HE 7235 | 0.00051278 | 1.9798 | 1.0799 | 1.7513 | 0.0010152 | 0.00055373 | 0.00089801 | 2020-10-28 10:00
7239 | HE 7236 | 0.00057803 | 2.1354 | 1.3097 | 1.3911 | 0.0012343 | 0.00075705 | 0.00080412 | 2020-10-28 11:00
7240 | HE 7237 | 0.00059924 | 2.1408 | 2.1131 | 1.8263 | 0.0012828 | 0.0012663 | 0.0010944 | 2020-10-28 12:00
7241 | HE 7238 | 0.0005608 | 3.0475 | 2.433 | 1.5868 | 0.0017091 | 0.0013644 | 0.00088987 | 2020-10-28 13:00
7242 | HE 7239 | 0.0004797 | 2.6697 | 3.5553 | 1.0543 | 0.0012806 | 0.0017055 | 0.00050574 | 2020-10-28 14:00
7243 | HE 7240 | 0.00038134 | 3.8243 | 3.3845 | 1.1826 | 0.0014584 | 0.0012907 | 0.00045098 | 2020-10-28 15:00
7244 | HE 7241 | 0.00021831 | 3.5493 | 1.5372 | 1.2531 | 0.00077486 | 0.00033559 | 0.00027356 | 2020-10-28 16:00
7245 | HE 7242 | 5.1762e-05 | 2.4197 | 1.0387 | 1.4345 | 0.00012525 | 5.3767e-05 | 7.4253e-05 | 2020-10-28 17:00
7246 | HE 7243 | 0 | 2.2438 | 0.73963 | 1.6933 | 0 | 0 | 0 | 2020-10-28 18:00
7247 | HE 7244 | 0 | 1.9895 | 0.75361 | 1.7856 | 0 | 0 | 0 | 2020-10-28 19:00
7248 | HE 7245 | 0 | 2.0047 | 0.64651 | 1.1156 | 0 | 0 | 0 | 2020-10-28 20:00
7249 | HE 7246 | 0 | 1.5629 | 1.1812 | 0.68203 | 0 | 0 | 0 | 2020-10-28 21:00
7250 | HE 7247 | 0 | 1.7898 | 2.4102 | 0.45848 | 0 | 0 | 0 | 2020-10-28 22:00
7251 | HE 7248 | 0 | 1.7744 | 2.3023 | 0.58152 | 0 | 0 | 0 | 2020-10-28 23:00
7252 | HE 7249 | 0 | 1.3279 | 1.937 | 0.56579 | 0 | 0 | 0 | 2020-10-29
7253 | HE 7250 | 0 | 1.1052 | 2.1725 | 0.33156 | 0 | 0 | 0 | 2020-10-29 01:00
7254 | HE 7251 | 0 | 1.7183 | 1.8374 | 0.40709 | 0 | 0 | 0 | 2020-10-29 02:00
7255 | HE 7252 | 0 | 1.176 | 1.8661 | 0.38567 | 0 | 0 | 0 | 2020-10-29 03:00
7256 | HE 7253 | 0 | 1.1709 | 2.4387 | 0.38183 | 0 | 0 | 0 | 2020-10-29 04:00
7257 | HE 7254 | 0 | 2.2326 | 6.1827 | 0.72607 | 0 | 0 | 0 | 2020-10-29 05:00
7258 | HE 7255 | 0 | 2.768 | 1.7543 | 2.1552 | 0 | 0 | 0 | 2020-10-29 06:00
7259 | HE 7256 | 0.00010102 | 2.2633 | 1.5784 | 2.4962 | 0.00022865 | 0.00015945 | 0.00025218 | 2020-10-29 07:00
7260 | HE 7257 | 0.00026404 | 2.2442 | 1.4636 | 1.6957 | 0.00059255 | 0.00038644 | 0.00044774 | 2020-10-29 08:00
7261 | HE 7258 | 0.00039228 | 2.4649 | 1.2836 | 1.518 | 0.00096695 | 0.00050354 | 0.00059548 | 2020-10-29 09:00
7262 | HE 7259 | 0.00051278 | 1.8865 | 1.2743 | 0.98455 | 0.00096737 | 0.00065344 | 0.00050485 | 2020-10-29 10:00
7263 | HE 7260 | 0.00057803 | 1.8739 | 1.5743 | 1.0168 | 0.0010832 | 0.00090997 | 0.00058774 | 2020-10-29 11:00
7264 | HE 7261 | 0.00059924 | 2.0018 | 2.0033 | 1.0177 | 0.0011996 | 0.0012004 | 0.00060988 | 2020-10-29 12:00
7265 | HE 7262 | 0.0005608 | 2.712 | 1.5708 | 1.0203 | 0.0015209 | 0.00088093 | 0.00057221 | 2020-10-29 13:00
7266 | HE 7263 | 0.0004797 | 2.7473 | 1.7897 | 0.8548 | 0.0013179 | 0.00085854 | 0.00041005 | 2020-10-29 14:00
7267 | HE 7264 | 0.00038134 | 3.131 | 1.7837 | 1.0218 | 0.001194 | 0.0006802 | 0.00038965 | 2020-10-29 15:00
7268 | HE 7265 | 0.00021831 | 3.4728 | 1.1382 | 1.3331 | 0.00075815 | 0.00024847 | 0.00029103 | 2020-10-29 16:00
7269 | HE 7266 | 5.1762e-05 | 2.1415 | 1.1926 | 1.492 | 0.00011085 | 6.1733e-05 | 7.7226e-05 | 2020-10-29 17:00
7270 | HE 7267 | 0 | 2.0136 | 1.235 | 2.2788 | 0 | 0 | 0 | 2020-10-29 18:00
7271 | HE 7268 | 0 | 1.7587 | 0.6741 | 2.8938 | 0 | 0 | 0 | 2020-10-29 19:00
7272 | HE 7269 | 0 | 1.9338 | 0.55338 | 1.7701 | 0 | 0 | 0 | 2020-10-29 20:00
7273 | HE 7270 | 0 | 2.3341 | 1.3114 | 0.93837 | 0 | 0 | 0 | 2020-10-29 21:00
7274 | HE 7271 | 0 | 2.0035 | 0.6921 | 0.64182 | 0 | 0 | 0 | 2020-10-29 22:00
7275 | HE 7272 | 0 | 2.5934 | 0.53186 | 0.66157 | 0 | 0 | 0 | 2020-10-29 23:00
7276 | HE 7273 | 0 | 1.3729 | 0.32484 | 0.49215 | 0 | 0 | 0 | 2020-10-30
7277 | HE 7274 | 0 | 1.2039 | 0.42432 | 0.34408 | 0 | 0 | 0 | 2020-10-30 01:00
7278 | HE 7275 | 0 | 1.396 | 0.40961 | 0.3708 | 0 | 0 | 0 | 2020-10-30 02:00
7279 | HE 7276 | 0 | 1.305 | 0.50166 | 0.41343 | 0 | 0 | 0 | 2020-10-30 03:00
7280 | HE 7277 | 0 | 1.2591 | 0.98378 | 0.50312 | 0 | 0 | 0 | 2020-10-30 04:00
7281 | HE 7278 | 0 | 3.0245 | 2.012 | 0.95134 | 0 | 0 | 0 | 2020-10-30 05:00
7282 | HE 7279 | 0 | 4.0698 | 1.3002 | 4.7409 | 0 | 0 | 0 | 2020-10-30 06:00
7283 | HE 7280 | 0.00010102 | 3.0909 | 0.98571 | 3.6361 | 0.00031225 | 9.9581e-05 | 0.00036734 | 2020-10-30 07:00
7284 | HE 7281 | 0.00026404 | 3.2857 | 1.0978 | 2.8248 | 0.00086757 | 0.00028985 | 0.00074586 | 2020-10-30 08:00
7285 | HE 7282 | 0.00039228 | 3.2115 | 0.71123 | 2.46 | 0.0012598 | 0.000279 | 0.00096501 | 2020-10-30 09:00
7286 | HE 7283 | 0.00051278 | 1.9607 | 0.87539 | 1.4391 | 0.0010054 | 0.00044888 | 0.00073793 | 2020-10-30 10:00
7287 | HE 7284 | 0.00057803 | 1.9606 | 0.84628 | 1.2129 | 0.0011333 | 0.00048917 | 0.0007011 | 2020-10-30 11:00
7288 | HE 7285 | 0.00059924 | 2.101 | 0.88941 | 1.3672 | 0.001259 | 0.00053297 | 0.00081927 | 2020-10-30 12:00
7289 | HE 7286 | 0.0005608 | 2.2792 | 0.71284 | 0.99099 | 0.0012782 | 0.00039976 | 0.00055575 | 2020-10-30 13:00
7290 | HE 7287 | 0.0004797 | 2.3181 | 0.83071 | 0.67555 | 0.001112 | 0.00039849 | 0.00032406 | 2020-10-30 14:00
7291 | HE 7288 | 0.00038134 | 2.8695 | 0.85433 | 0.8385 | 0.0010943 | 0.00032579 | 0.00031976 | 2020-10-30 15:00
7292 | HE 7289 | 0.00021831 | 3.2826 | 0.87504 | 1.08 | 0.00071662 | 0.00019103 | 0.00023578 | 2020-10-30 16:00
7293 | HE 7290 | 5.1762e-05 | 2.7741 | 0.82842 | 1.1658 | 0.00014359 | 4.288e-05 | 6.0342e-05 | 2020-10-30 17:00
7294 | HE 7291 | 0 | 2.9852 | 0.71699 | 1.4434 | 0 | 0 | 0 | 2020-10-30 18:00
7295 | HE 7292 | 0 | 2.2148 | 0.47704 | 1.1626 | 0 | 0 | 0 | 2020-10-30 19:00
7296 | HE 7293 | 0 | 1.5833 | 0.47246 | 1.0747 | 0 | 0 | 0 | 2020-10-30 20:00
7297 | HE 7294 | 0 | 1.4183 | 0.93117 | 1.489 | 0 | 0 | 0 | 2020-10-30 21:00
7298 | HE 7295 | 0 | 1.7087 | 0.60088 | 1.4308 | 0 | 0 | 0 | 2020-10-30 22:00
7299 | HE 7296 | 0 | 1.6824 | 0.90654 | 0.79371 | 0 | 0 | 0 | 2020-10-30 23:00
7300 | HE 7297 | 0 | 1.5251 | 0.79667 | 0.92596 | 0 | 0 | 0 | 2020-10-31
7301 | HE 7298 | 0 | 1.3533 | 0.7285 | 0.45578 | 0 | 0 | 0 | 2020-10-31 01:00
7302 | HE 7299 | 0 | 1.307 | 0.32799 | 0.57311 | 0 | 0 | 0 | 2020-10-31 02:00
7303 | HE 7300 | 0 | 1.3644 | 0.50685 | 0.57895 | 0 | 0 | 0 | 2020-10-31 03:00
7304 | HE 7301 | 0 | 1.5011 | 1.8556 | 0.66565 | 0 | 0 | 0 | 2020-10-31 04:00
7305 | HE 7302 | 0 | 2.0361 | 12.202 | 1.5454 | 0 | 0 | 0 | 2020-10-31 05:00
7306 | HE 7303 | 0 | 3.8416 | 9.4363 | 1.7193 | 0 | 0 | 0 | 2020-10-31 06:00
7307 | HE 7304 | 0.00010102 | 2.7003 | 3.7191 | 1.3849 | 0.0002728 | 0.00037572 | 0.0001399 | 2020-10-31 07:00
7308 | HE 7305 | 0.00026404 | 2.8774 | 2.9511 | 1.3998 | 0.00075975 | 0.00077922 | 0.0003696 | 2020-10-31 08:00
7309 | HE 7306 | 0.00039228 | 2.6159 | 2.605 | 1.2628 | 0.0010261 | 0.0010219 | 0.00049538 | 2020-10-31 09:00
7310 | HE 7307 | 0.00051278 | 1.994 | 1.1411 | 1.0038 | 0.0010225 | 0.00058513 | 0.00051471 | 2020-10-31 10:00
7311 | HE 7308 | 0.00057803 | 1.8522 | 1.3214 | 0.86835 | 0.0010706 | 0.00076382 | 0.00050193 | 2020-10-31 11:00
7312 | HE 7309 | 0.00059924 | 1.884 | 1.6445 | 0.96744 | 0.001129 | 0.00098543 | 0.00057973 | 2020-10-31 12:00
7313 | HE 7310 | 0.0005608 | 2.3436 | 0.80892 | 0.91662 | 0.0013143 | 0.00045364 | 0.00051405 | 2020-10-31 13:00
7314 | HE 7311 | 0.0004797 | 1.7033 | 0.89604 | 0.72431 | 0.00081705 | 0.00042983 | 0.00034745 | 2020-10-31 14:00
7315 | HE 7312 | 0.00038134 | 2.1529 | 1.0636 | 1.0753 | 0.00082097 | 0.00040558 | 0.00041006 | 2020-10-31 15:00
7316 | HE 7313 | 0.00021831 | 2.0708 | 1.6186 | 1.2144 | 0.00045207 | 0.00035336 | 0.00026512 | 2020-10-31 16:00
7317 | HE 7314 | 5.1762e-05 | 1.8639 | 2.6972 | 2.1136 | 9.6478e-05 | 0.00013961 | 0.0001094 | 2020-10-31 17:00
7318 | HE 7315 | 0 | 1.7617 | 3.003 | 3.3224 | 0 | 0 | 0 | 2020-10-31 18:00
7319 | HE 7316 | 0 | 1.697 | 1.2933 | 1.7882 | 0 | 0 | 0 | 2020-10-31 19:00
7320 | HE 7317 | 0 | 1.4307 | 0.97238 | 1.2443 | 0 | 0 | 0 | 2020-10-31 20:00
7321 | HE 7318 | 0 | 1.3953 | 0.53875 | 1.0576 | 0 | 0 | 0 | 2020-10-31 21:00
7322 | HE 7319 | 0 | 1.7217 | 0.51598 | 0.96836 | 0 | 0 | 0 | 2020-10-31 22:00
7323 | HE 7320 | 0 | 2.3831 | 0.29976 | 0.85363 | 0 | 0 | 0 | 2020-10-31 23:00
7324 | HE 7321 | 0 | 1.4631 | 0.29332 | 0.74351 | 0 | 0 | 0 | 2020-11-01
7325 | HE 7322 | 0 | 1.3661 | 0.33039 | 0.48562 | 0 | 0 | 0 | 2020-11-01 01:00
7326 | HE 7323 | 0 | 1.4175 | 0.30865 | 0.51882 | 0 | 0 | 0 | 2020-11-01 02:00
7327 | HE 7324 | 0 | 1.43 | 0.36186 | 0.52482 | 0 | 0 | 0 | 2020-11-01 03:00
7328 | HE 7325 | 0 | 1.4868 | 1.4197 | 0.68466 | 0 | 0 | 0 | 2020-11-01 04:00
7329 | HE 7326 | 0 | 2.2395 | 5.7215 | 1.2608 | 0 | 0 | 0 | 2020-11-01 05:00
7330 | HE 7327 | 0 | 3.8814 | 4.4943 | 1.6396 | 0 | 0 | 0 | 2020-11-01 06:00
7331 | HE 7328 | 6.4039e-05 | 2.7607 | 1.4108 | 1.6213 | 0.00017679 | 9.0348e-05 | 0.00010383 | 2020-11-01 07:00
7332 | HE 7329 | 0.00021527 | 2.669 | 0.84702 | 1.5657 | 0.00057457 | 0.00018234 | 0.00033705 | 2020-11-01 08:00
7333 | HE 7330 | 0.00036658 | 2.7196 | 0.36751 | 1.2078 | 0.00099694 | 0.00013472 | 0.00044274 | 2020-11-01 09:00
7334 | HE 7331 | 0.00046678 | 1.819 | 0.36323 | 0.77308 | 0.00084907 | 0.00016955 | 0.00036086 | 2020-11-01 10:00
7335 | HE 7332 | 0.00052433 | 1.8702 | 0.34395 | 0.80296 | 0.00098062 | 0.00018034 | 0.00042102 | 2020-11-01 11:00
7336 | HE 7333 | 0.00052315 | 1.8818 | 0.64382 | 0.78137 | 0.00098448 | 0.00033682 | 0.00040877 | 2020-11-01 12:00
7337 | HE 7334 | 0.00051029 | 2.3874 | 0.77105 | 0.88311 | 0.0012183 | 0.00039346 | 0.00045065 | 2020-11-01 13:00
7338 | HE 7335 | 0.00044579 | 1.9679 | 0.92613 | 0.96972 | 0.00087727 | 0.00041286 | 0.00043229 | 2020-11-01 14:00
7339 | HE 7336 | 0.0003191 | 2.3399 | 1.0501 | 1.2133 | 0.00074668 | 0.00033509 | 0.00038717 | 2020-11-01 15:00
7340 | HE 7337 | 0.00016106 | 2.0082 | 1.5211 | 2.2804 | 0.00032343 | 0.00024498 | 0.00036727 | 2020-11-01 16:00
7341 | HE 7338 | 4.3797e-06 | 2.3234 | 2.0219 | 5.4487 | 1.0176e-05 | 8.8551e-06 | 2.3864e-05 | 2020-11-01 17:00
7342 | HE 7339 | 0 | 2.4782 | 1.8433 | 4.0895 | 0 | 0 | 0 | 2020-11-01 18:00
7343 | HE 7340 | 0 | 2.6468 | 0.66997 | 2.1628 | 0 | 0 | 0 | 2020-11-01 19:00
7344 | HE 7341 | 0 | 1.8527 | 0.36616 | 1.0637 | 0 | 0 | 0 | 2020-11-01 20:00
7345 | HE 7342 | 0 | 1.5679 | 0.6247 | 1.4457 | 0 | 0 | 0 | 2020-11-01 21:00
7346 | HE 7343 | 0 | 2.0677 | 0.61877 | 0.87242 | 0 | 0 | 0 | 2020-11-01 22:00
7347 | HE 7344 | 0 | 2.2279 | 0.95621 | 0.93809 | 0 | 0 | 0 | 2020-11-01 23:00
7348 | HE 7345 | 0 | 1.1537 | 0.94362 | 0.50802 | 0 | 0 | 0 | 2020-11-02
7349 | HE 7346 | 0 | 1.168 | 0.98093 | 0.38252 | 0 | 0 | 0 | 2020-11-02 01:00
7350 | HE 7347 | 0 | 1.1542 | 0.95405 | 0.39279 | 0 | 0 | 0 | 2020-11-02 02:00
7351 | HE 7348 | 0 | 1.1462 | 0.88008 | 0.39524 | 0 | 0 | 0 | 2020-11-02 03:00
7352 | HE 7349 | 0 | 1.1412 | 1.3051 | 0.73629 | 0 | 0 | 0 | 2020-11-02 04:00
7353 | HE 7350 | 0 | 1.8276 | 2.8093 | 1.252 | 0 | 0 | 0 | 2020-11-02 05:00
7354 | HE 7351 | 0 | 3.2971 | 2.182 | 5.0728 | 0 | 0 | 0 | 2020-11-02 06:00
7355 | HE 7352 | 6.4039e-05 | 2.0223 | 2.2635 | 3.8052 | 0.0001295 | 0.00014495 | 0.00024368 | 2020-11-02 07:00
7356 | HE 7353 | 0.00021527 | 2.0329 | 4.1315 | 3.5927 | 0.00043762 | 0.00088939 | 0.00077342 | 2020-11-02 08:00
7357 | HE 7354 | 0.00036658 | 1.8778 | 1.7981 | 2.8043 | 0.00068838 | 0.00065915 | 0.001028 | 2020-11-02 09:00
7358 | HE 7355 | 0.00046678 | 1.312 | 1.2005 | 1.1335 | 0.00061242 | 0.00056036 | 0.00052912 | 2020-11-02 10:00
7359 | HE 7356 | 0.00052433 | 1.3702 | 1.0287 | 1.0365 | 0.00071842 | 0.00053939 | 0.00054349 | 2020-11-02 11:00
7360 | HE 7357 | 0.00052315 | 1.4556 | 1.0627 | 1.0674 | 0.00076153 | 0.00055598 | 0.00055843 | 2020-11-02 12:00
7361 | HE 7358 | 0.00051029 | 1.3511 | 1.0017 | 1.0593 | 0.00068947 | 0.00051116 | 0.00054056 | 2020-11-02 13:00
7362 | HE 7359 | 0.00044579 | 1.5208 | 1.0792 | 1.0291 | 0.00067798 | 0.00048108 | 0.00045876 | 2020-11-02 14:00
7363 | HE 7360 | 0.0003191 | 1.4758 | 1.4345 | 1.395 | 0.00047092 | 0.00045774 | 0.00044516 | 2020-11-02 15:00
7364 | HE 7361 | 0.00016106 | 1.5272 | 1.6018 | 2.1252 | 0.00024597 | 0.00025798 | 0.00034228 | 2020-11-02 16:00
7365 | HE 7362 | 4.3797e-06 | 1.297 | 1.891 | 5.6055 | 5.6803e-06 | 8.2821e-06 | 2.455e-05 | 2020-11-02 17:00
7366 | HE 7363 | 0 | 1.4116 | 1.8432 | 2.5286 | 0 | 0 | 0 | 2020-11-02 18:00
7367 | HE 7364 | 0 | 1.2198 | 1.0649 | 1.5704 | 0 | 0 | 0 | 2020-11-02 19:00
7368 | HE 7365 | 0 | 1.4332 | 0.94366 | 0.97619 | 0 | 0 | 0 | 2020-11-02 20:00
7369 | HE 7366 | 0 | 1.7529 | 1.5427 | 1.0286 | 0 | 0 | 0 | 2020-11-02 21:00
7370 | HE 7367 | 0 | 3.0016 | 1.0033 | 1.092 | 0 | 0 | 0 | 2020-11-02 22:00
7371 | HE 7368 | 0 | 2.9447 | 1.0058 | 1.1245 | 0 | 0 | 0 | 2020-11-02 23:00
7372 | HE 7369 | 0 | 1.8363 | 1.1513 | 1.5612 | 0 | 0 | 0 | 2020-11-03
7373 | HE 7370 | 0 | 4.2377 | 1.1513 | 1.5218 | 0 | 0 | 0 | 2020-11-03 01:00
7374 | HE 7371 | 0 | 4.3613 | 1.0186 | 0.95281 | 0 | 0 | 0 | 2020-11-03 02:00
7375 | HE 7372 | 0 | 1.6051 | 0.98706 | 1.5716 | 0 | 0 | 0 | 2020-11-03 03:00
7376 | HE 7373 | 0 | 1.6716 | 1.0032 | 1.8629 | 0 | 0 | 0 | 2020-11-03 04:00
7377 | HE 7374 | 0 | 2.8555 | 1.3991 | 20.2045 | 0 | 0 | 0 | 2020-11-03 05:00
7378 | HE 7375 | 0 | 3.1171 | 3.0476 | 4.6032 | 0 | 0 | 0 | 2020-11-03 06:00
7379 | HE 7376 | 6.4039e-05 | 2.1621 | 2.261 | 2.9107 | 0.00013846 | 0.00014479 | 0.0001864 | 2020-11-03 07:00
7380 | HE 7377 | 0.00021527 | 2.1189 | 2.0047 | 2.4672 | 0.00045614 | 0.00043156 | 0.00053111 | 2020-11-03 08:00
7381 | HE 7378 | 0.00036658 | 2.1258 | 1.8204 | 1.854 | 0.00077929 | 0.00066732 | 0.00067963 | 2020-11-03 09:00
7382 | HE 7379 | 0.00046678 | 1.5064 | 0.94191 | 0.97526 | 0.00070317 | 0.00043967 | 0.00045523 | 2020-11-03 10:00
7383 | HE 7380 | 0.00052433 | 1.7546 | 0.79973 | 1.092 | 0.00092 | 0.00041932 | 0.00057257 | 2020-11-03 11:00
7384 | HE 7381 | 0.00052315 | 1.7109 | 0.76775 | 1.0083 | 0.00089508 | 0.00040165 | 0.00052752 | 2020-11-03 12:00
7385 | HE 7382 | 0.00051029 | 1.9269 | 0.75848 | 0.98692 | 0.0009833 | 0.00038705 | 0.00050362 | 2020-11-03 13:00
7386 | HE 7383 | 0.00044579 | 1.9049 | 0.74048 | 1.0742 | 0.00084919 | 0.0003301 | 0.00047886 | 2020-11-03 14:00
7387 | HE 7384 | 0.0003191 | 1.8612 | 0.9286 | 1.2908 | 0.00059391 | 0.00029632 | 0.0004119 | 2020-11-03 15:00
7388 | HE 7385 | 0.00016106 | 1.8805 | 1.0908 | 1.6807 | 0.00030287 | 0.00017568 | 0.00027069 | 2020-11-03 16:00
7389 | HE 7386 | 4.3797e-06 | 2.3314 | 1.8261 | 3.9436 | 1.0211e-05 | 7.9979e-06 | 1.7272e-05 | 2020-11-03 17:00
7390 | HE 7387 | 0 | 2.4183 | 1.2887 | 2.4656 | 0 | 0 | 0 | 2020-11-03 18:00
7391 | HE 7388 | 0 | 2.4658 | 0.94962 | 1.7752 | 0 | 0 | 0 | 2020-11-03 19:00
7392 | HE 7389 | 0 | 1.8527 | 0.88719 | 1.0332 | 0 | 0 | 0 | 2020-11-03 20:00
7393 | HE 7390 | 0 | 1.5693 | 0.99213 | 1.2151 | 0 | 0 | 0 | 2020-11-03 21:00
7394 | HE 7391 | 0 | 1.8864 | 1.6954 | 2.4866 | 0 | 0 | 0 | 2020-11-03 22:00
7395 | HE 7392 | 0 | 1.906 | 1.7268 | 1.6476 | 0 | 0 | 0 | 2020-11-03 23:00
7396 | HE 7393 | 0 | 1.2548 | 1.1354 | 1.6114 | 0 | 0 | 0 | 2020-11-04
7397 | HE 7394 | 0 | 1.3034 | 1.1008 | 1.615 | 0 | 0 | 0 | 2020-11-04 01:00
7398 | HE 7395 | 0 | 1.3775 | 1.1771 | 1.584 | 0 | 0 | 0 | 2020-11-04 02:00
7399 | HE 7396 | 0 | 1.3524 | 1.1557 | 1.5957 | 0 | 0 | 0 | 2020-11-04 03:00
7400 | HE 7397 | 0 | 1.3889 | 1.3391 | 1.9112 | 0 | 0 | 0 | 2020-11-04 04:00
7401 | HE 7398 | 0 | 1.5546 | 2.1188 | 6.8945 | 0 | 0 | 0 | 2020-11-04 05:00
7402 | HE 7399 | 0 | 3.0494 | 3.3993 | 4.1031 | 0 | 0 | 0 | 2020-11-04 06:00
7403 | HE 7400 | 6.4039e-05 | 2.1489 | 2.1723 | 1.841 | 0.00013762 | 0.00013911 | 0.0001179 | 2020-11-04 07:00
7404 | HE 7401 | 0.00021527 | 2.1339 | 3.1669 | 1.8294 | 0.00045936 | 0.00068173 | 0.00039381 | 2020-11-04 08:00
7405 | HE 7402 | 0.00036658 | 2.3964 | 2.4611 | 1.9574 | 0.00087848 | 0.00090219 | 0.00071756 | 2020-11-04 09:00
7406 | HE 7403 | 0.00046678 | 1.8075 | 1.3732 | 1.0624 | 0.0008437 | 0.00064097 | 0.0004959 | 2020-11-04 10:00
7407 | HE 7404 | 0.00052433 | 1.9769 | 0.92924 | 0.8668 | 0.0010365 | 0.00048723 | 0.00045449 | 2020-11-04 11:00
7408 | HE 7405 | 0.00052315 | 1.9479 | 0.88234 | 0.68048 | 0.0010191 | 0.0004616 | 0.000356 | 2020-11-04 12:00
7409 | HE 7406 | 0.00051029 | 1.8514 | 1.0548 | 0.78887 | 0.00094477 | 0.00053826 | 0.00040256 | 2020-11-04 13:00
7410 | HE 7407 | 0.00044579 | 1.6627 | 1.5674 | 0.95984 | 0.00074122 | 0.00069872 | 0.00042789 | 2020-11-04 14:00
7411 | HE 7408 | 0.0003191 | 1.8608 | 1.4106 | 1.0585 | 0.00059379 | 0.00045011 | 0.00033776 | 2020-11-04 15:00
7412 | HE 7409 | 0.00016106 | 2.4721 | 1.9451 | 2.0808 | 0.00039815 | 0.00031327 | 0.00033512 | 2020-11-04 16:00
7413 | HE 7410 | 4.3797e-06 | 2.6988 | 2.0428 | 4.6705 | 1.182e-05 | 8.9467e-06 | 2.0455e-05 | 2020-11-04 17:00
7414 | HE 7411 | 0 | 2.5168 | 1.7158 | 1.7598 | 0 | 0 | 0 | 2020-11-04 18:00
7415 | HE 7412 | 0 | 2.2529 | 1.0178 | 1.2704 | 0 | 0 | 0 | 2020-11-04 19:00
7416 | HE 7413 | 0 | 2.847 | 0.95484 | 1.0564 | 0 | 0 | 0 | 2020-11-04 20:00
7417 | HE 7414 | 0 | 2.0543 | 0.86535 | 0.72291 | 0 | 0 | 0 | 2020-11-04 21:00
7418 | HE 7415 | 0 | 2.1701 | 1.0051 | 1.4902 | 0 | 0 | 0 | 2020-11-04 22:00
7419 | HE 7416 | 0 | 2.136 | 1.016 | 1.596 | 0 | 0 | 0 | 2020-11-04 23:00
7420 | HE 7417 | 0 | 1.7381 | 1.0651 | 1.4907 | 0 | 0 | 0 | 2020-11-05
7421 | HE 7418 | 0 | 2.3665 | 1.0741 | 1.5833 | 0 | 0 | 0 | 2020-11-05 01:00
7422 | HE 7419 | 0 | 1.4663 | 0.8545 | 1.5205 | 0 | 0 | 0 | 2020-11-05 02:00
7423 | HE 7420 | 0 | 1.455 | 0.91544 | 1.3372 | 0 | 0 | 0 | 2020-11-05 03:00
7424 | HE 7421 | 0 | 1.4793 | 0.95548 | 1.687 | 0 | 0 | 0 | 2020-11-05 04:00
7425 | HE 7422 | 0 | 1.9494 | 1.2393 | 1.7364 | 0 | 0 | 0 | 2020-11-05 05:00
7426 | HE 7423 | 0 | 4.2091 | 2.8451 | 2.8009 | 0 | 0 | 0 | 2020-11-05 06:00
7427 | HE 7424 | 6.4039e-05 | 2.6175 | 2.178 | 0.96541 | 0.00016762 | 0.00013948 | 6.1823e-05 | 2020-11-05 07:00
7428 | HE 7425 | 0.00021527 | 2.3376 | 1.88 | 0.84488 | 0.00050321 | 0.0004047 | 0.00018188 | 2020-11-05 08:00
7429 | HE 7426 | 0.00036658 | 2.1368 | 1.5563 | 1.0388 | 0.0007833 | 0.0005705 | 0.00038081 | 2020-11-05 09:00
7430 | HE 7427 | 0.00046678 | 1.4593 | 1.3602 | 0.74795 | 0.00068118 | 0.0006349 | 0.00034913 | 2020-11-05 10:00
7431 | HE 7428 | 0.00052433 | 1.4641 | 1.4985 | 0.91912 | 0.00076767 | 0.00078571 | 0.00048192 | 2020-11-05 11:00
7432 | HE 7429 | 0.00052315 | 1.4334 | 2.1966 | 1.0744 | 0.0007499 | 0.0011491 | 0.00056209 | 2020-11-05 12:00
7433 | HE 7430 | 0.00051029 | 1.3912 | 2.3737 | 1.6558 | 0.00070994 | 0.0012113 | 0.00084497 | 2020-11-05 13:00
7434 | HE 7431 | 0.00044579 | 1.5157 | 1.7257 | 1.717 | 0.00067567 | 0.0007693 | 0.00076544 | 2020-11-05 14:00
7435 | HE 7432 | 0.0003191 | 2.0547 | 1.5955 | 2.279 | 0.00065566 | 0.00050912 | 0.00072725 | 2020-11-05 15:00
7436 | HE 7433 | 0.00016106 | 2.4402 | 2.2648 | 3.1566 | 0.00039301 | 0.00036476 | 0.00050839 | 2020-11-05 16:00
7437 | HE 7434 | 4.3797e-06 | 3.6122 | 2.7405 | 7.2257 | 1.582e-05 | 1.2003e-05 | 3.1646e-05 | 2020-11-05 17:00
7438 | HE 7435 | 0 | 3.2516 | 2.2393 | 3.4939 | 0 | 0 | 0 | 2020-11-05 18:00
7439 | HE 7436 | 0 | 2.0356 | 1.5268 | 1.6915 | 0 | 0 | 0 | 2020-11-05 19:00
7440 | HE 7437 | 0 | 2.4849 | 0.86946 | 1.1928 | 0 | 0 | 0 | 2020-11-05 20:00
7441 | HE 7438 | 0 | 2.1824 | 0.8208 | 0.87906 | 0 | 0 | 0 | 2020-11-05 21:00
7442 | HE 7439 | 0 | 2.0813 | 0.51293 | 0.7556 | 0 | 0 | 0 | 2020-11-05 22:00
7443 | HE 7440 | 0 | 1.9082 | 0.79566 | 0.72068 | 0 | 0 | 0 | 2020-11-05 23:00
7444 | HE 7441 | 0 | 1.0804 | 0.76684 | 0.64762 | 0 | 0 | 0 | 2020-11-06
7445 | HE 7442 | 0 | 1.1049 | 0.7818 | 0.44342 | 0 | 0 | 0 | 2020-11-06 01:00
7446 | HE 7443 | 0 | 1.1067 | 0.58129 | 0.38877 | 0 | 0 | 0 | 2020-11-06 02:00
7447 | HE 7444 | 0 | 1.1087 | 0.58367 | 0.40833 | 0 | 0 | 0 | 2020-11-06 03:00
7448 | HE 7445 | 0 | 1.1018 | 0.58861 | 0.66112 | 0 | 0 | 0 | 2020-11-06 04:00
7449 | HE 7446 | 0 | 1.3773 | 0.99804 | 1.1589 | 0 | 0 | 0 | 2020-11-06 05:00
7450 | HE 7447 | 0 | 3.0392 | 3.529 | 3.6508 | 0 | 0 | 0 | 2020-11-06 06:00
7451 | HE 7448 | 6.4039e-05 | 2.374 | 1.6057 | 2.7323 | 0.00015203 | 0.00010283 | 0.00017497 | 2020-11-06 07:00
7452 | HE 7449 | 0.00021527 | 2.3587 | 1.307 | 2.403 | 0.00050776 | 0.00028136 | 0.00051729 | 2020-11-06 08:00
7453 | HE 7450 | 0.00036658 | 2.2645 | 1.1045 | 2.1091 | 0.00083011 | 0.0004049 | 0.00077314 | 2020-11-06 09:00
7454 | HE 7451 | 0.00046678 | 1.6006 | 0.68097 | 1.3612 | 0.00074712 | 0.00031787 | 0.00063536 | 2020-11-06 10:00
7455 | HE 7452 | 0.00052433 | 1.4216 | 0.72928 | 1.6944 | 0.00074538 | 0.00038238 | 0.00088844 | 2020-11-06 11:00
7456 | HE 7453 | 0.00052315 | 1.6878 | 0.62881 | 2.2031 | 0.00088297 | 0.00032896 | 0.0011526 | 2020-11-06 12:00
7457 | HE 7454 | 0.00051029 | 2.3823 | 1.0181 | 2.3011 | 0.0012157 | 0.00051954 | 0.0011742 | 2020-11-06 13:00
7458 | HE 7455 | 0.00044579 | 3.1219 | 0.81238 | 2.5706 | 0.0013917 | 0.00036215 | 0.001146 | 2020-11-06 14:00
7459 | HE 7456 | 0.0003191 | 3.8688 | 0.99149 | 2.2263 | 0.0012346 | 0.00031639 | 0.00071042 | 2020-11-06 15:00
7460 | HE 7457 | 0.00016106 | 4.807 | 1.5247 | 2.5683 | 0.0007742 | 0.00024557 | 0.00041364 | 2020-11-06 16:00
7461 | HE 7458 | 4.3797e-06 | 6.6826 | 2.5594 | 4.0705 | 2.9268e-05 | 1.1209e-05 | 1.7827e-05 | 2020-11-06 17:00
7462 | HE 7459 | 0 | 4.9058 | 1.856 | 1.833 | 0 | 0 | 0 | 2020-11-06 18:00
7463 | HE 7460 | 0 | 1.7946 | 1.4015 | 1.3769 | 0 | 0 | 0 | 2020-11-06 19:00
7464 | HE 7461 | 0 | 1.6642 | 1.2704 | 0.99272 | 0 | 0 | 0 | 2020-11-06 20:00
7465 | HE 7462 | 0 | 1.4141 | 1.103 | 1.0299 | 0 | 0 | 0 | 2020-11-06 21:00
7466 | HE 7463 | 0 | 1.4133 | 1.0812 | 1.8766 | 0 | 0 | 0 | 2020-11-06 22:00
7467 | HE 7464 | 0 | 1.4721 | 1.05 | 1.6598 | 0 | 0 | 0 | 2020-11-06 23:00
7468 | HE 7465 | 0 | 1.0453 | 0.99666 | 1.7664 | 0 | 0 | 0 | 2020-11-07
7469 | HE 7466 | 0 | 1.0628 | 1.0402 | 1.7842 | 0 | 0 | 0 | 2020-11-07 01:00
7470 | HE 7467 | 0 | 1.0656 | 1.0891 | 1.7827 | 0 | 0 | 0 | 2020-11-07 02:00
7471 | HE 7468 | 0 | 1.0747 | 1.0817 | 1.8638 | 0 | 0 | 0 | 2020-11-07 03:00
7472 | HE 7469 | 0 | 1.0809 | 1.0768 | 2.2861 | 0 | 0 | 0 | 2020-11-07 04:00
7473 | HE 7470 | 0 | 1.4139 | 1.2083 | 2.4383 | 0 | 0 | 0 | 2020-11-07 05:00
7474 | HE 7471 | 0 | 2.9427 | 2.76 | 3.205 | 0 | 0 | 0 | 2020-11-07 06:00
7475 | HE 7472 | 6.4039e-05 | 2.2674 | 1.5101 | 1.9175 | 0.0001452 | 9.6707e-05 | 0.00012279 | 2020-11-07 07:00
7476 | HE 7473 | 0.00021527 | 2.2422 | 1.4355 | 1.5161 | 0.00048269 | 0.00030903 | 0.00032637 | 2020-11-07 08:00
7477 | HE 7474 | 0.00036658 | 2.2841 | 1.3632 | 1.5948 | 0.00083729 | 0.00049971 | 0.00058464 | 2020-11-07 09:00
7478 | HE 7475 | 0.00046678 | 1.6896 | 0.94956 | 1.0153 | 0.00078867 | 0.00044323 | 0.0004739 | 2020-11-07 10:00
7479 | HE 7476 | 0.00052433 | 1.5998 | 1.0309 | 1.06 | 0.0008388 | 0.00054051 | 0.00055581 | 2020-11-07 11:00
7480 | HE 7477 | 0.00052315 | 1.9537 | 1.1169 | 0.99422 | 0.0010221 | 0.0005843 | 0.00052013 | 2020-11-07 12:00
7481 | HE 7478 | 0.00051029 | 2.3857 | 0.91939 | 1.056 | 0.0012174 | 0.00046916 | 0.00053886 | 2020-11-07 13:00
7482 | HE 7479 | 0.00044579 | 2.3839 | 0.88381 | 1.3321 | 0.0010627 | 0.000394 | 0.00059386 | 2020-11-07 14:00
7483 | HE 7480 | 0.0003191 | 2.4052 | 0.9515 | 1.5032 | 0.0007675 | 0.00030363 | 0.00047968 | 2020-11-07 15:00
7484 | HE 7481 | 0.00016106 | 3.2131 | 1.2517 | 1.7517 | 0.00051749 | 0.0002016 | 0.00028213 | 2020-11-07 16:00
7485 | HE 7482 | 4.3797e-06 | 4.6741 | 2.9427 | 3.0419 | 2.0471e-05 | 1.2888e-05 | 1.3323e-05 | 2020-11-07 17:00
7486 | HE 7483 | 0 | 3.4879 | 1.6962 | 1.59 | 0 | 0 | 0 | 2020-11-07 18:00
7487 | HE 7484 | 0 | 1.5172 | 1.0975 | 1.0848 | 0 | 0 | 0 | 2020-11-07 19:00
7488 | HE 7485 | 0 | 1.1926 | 0.89905 | 1.5686 | 0 | 0 | 0 | 2020-11-07 20:00
7489 | HE 7486 | 0 | 1.0881 | 0.8929 | 1.7008 | 0 | 0 | 0 | 2020-11-07 21:00
7490 | HE 7487 | 0 | 1.2244 | 0.90087 | 1.9309 | 0 | 0 | 0 | 2020-11-07 22:00
7491 | HE 7488 | 0 | 1.3126 | 0.92138 | 2.2617 | 0 | 0 | 0 | 2020-11-07 23:00
7492 | HE 7489 | 0 | 0.77532 | 0.91446 | 6.3818 | 0 | 0 | 0 | 2020-11-08
7493 | HE 7490 | 0 | 0.78921 | 0.92182 | 6.5675 | 0 | 0 | 0 | 2020-11-08 01:00
7494 | HE 7491 | 0 | 0.83993 | 0.98083 | 2.0304 | 0 | 0 | 0 | 2020-11-08 02:00
7495 | HE 7492 | 0 | 0.82659 | 0.97464 | 2.9557 | 0 | 0 | 0 | 2020-11-08 03:00
7496 | HE 7493 | 0 | 0.89152 | 1.1819 | 2.2215 | 0 | 0 | 0 | 2020-11-08 04:00
7497 | HE 7494 | 0 | 1.457 | 1.7463 | 2.162 | 0 | 0 | 0 | 2020-11-08 05:00
7498 | HE 7495 | 0 | 3.3568 | 5.8222 | 2.8543 | 0 | 0 | 0 | 2020-11-08 06:00
7499 | HE 7496 | 6.4039e-05 | 2.5041 | 4.8262 | 1.1645 | 0.00016036 | 0.00030907 | 7.4573e-05 | 2020-11-08 07:00
7500 | HE 7497 | 0.00021527 | 2.576 | 3.2932 | 1.1481 | 0.00055454 | 0.00070893 | 0.00024716 | 2020-11-08 08:00
7501 | HE 7498 | 0.00036658 | 2.4461 | 3.6239 | 1.2169 | 0.00089669 | 0.0013285 | 0.00044608 | 2020-11-08 09:00
7502 | HE 7499 | 0.00046678 | 1.638 | 1.4036 | 1.0281 | 0.00076459 | 0.00065518 | 0.0004799 | 2020-11-08 10:00
7503 | HE 7500 | 0.00052433 | 1.3831 | 1.114 | 1.2534 | 0.00072521 | 0.00058408 | 0.0006572 | 2020-11-08 11:00
7504 | HE 7501 | 0.00052315 | 2.0066 | 1.1748 | 1.1339 | 0.0010497 | 0.00061459 | 0.00059318 | 2020-11-08 12:00
7505 | HE 7502 | 0.00051029 | 2.2652 | 0.9894 | 1.0841 | 0.0011559 | 0.00050489 | 0.00055319 | 2020-11-08 13:00
7506 | HE 7503 | 0.00044579 | 1.7461 | 0.73127 | 1.1367 | 0.00077842 | 0.000326 | 0.00050672 | 2020-11-08 14:00
7507 | HE 7504 | 0.0003191 | 1.7056 | 0.91955 | 1.132 | 0.00054427 | 0.00029343 | 0.00036123 | 2020-11-08 15:00
7508 | HE 7505 | 0.00016106 | 2.3862 | 1.5703 | 1.5228 | 0.00038432 | 0.00025292 | 0.00024526 | 2020-11-08 16:00
7509 | HE 7506 | 4.3797e-06 | 2.9946 | 4.2116 | 3.4374 | 1.3115e-05 | 1.8445e-05 | 1.5055e-05 | 2020-11-08 17:00
7510 | HE 7507 | 0 | 1.8934 | 4.101 | 1.4388 | 0 | 0 | 0 | 2020-11-08 18:00
7511 | HE 7508 | 0 | 1.3163 | 2.1246 | 1.1339 | 0 | 0 | 0 | 2020-11-08 19:00
7512 | HE 7509 | 0 | 1.3432 | 1.2026 | 0.99744 | 0 | 0 | 0 | 2020-11-08 20:00
7513 | HE 7510 | 0 | 1.46 | 1.2126 | 0.90852 | 0 | 0 | 0 | 2020-11-08 21:00
7514 | HE 7511 | 0 | 1.5985 | 0.85331 | 1.3475 | 0 | 0 | 0 | 2020-11-08 22:00
7515 | HE 7512 | 0 | 1.6261 | 0.92353 | 1.8924 | 0 | 0 | 0 | 2020-11-08 23:00
7516 | HE 7513 | 0 | 1.1136 | 0.65862 | 1.9356 | 0 | 0 | 0 | 2020-11-09
7517 | HE 7514 | 0 | 1.0602 | 0.51757 | 2.0694 | 0 | 0 | 0 | 2020-11-09 01:00
7518 | HE 7515 | 0 | 1.1358 | 0.53438 | 1.7612 | 0 | 0 | 0 | 2020-11-09 02:00
7519 | HE 7516 | 0 | 1.1301 | 0.64993 | 1.6811 | 0 | 0 | 0 | 2020-11-09 03:00
7520 | HE 7517 | 0 | 1.242 | 0.64468 | 1.8809 | 0 | 0 | 0 | 2020-11-09 04:00
7521 | HE 7518 | 0 | 1.5751 | 1.1857 | 6.9525 | 0 | 0 | 0 | 2020-11-09 05:00
7522 | HE 7519 | 0 | 3.7605 | 2.3876 | 6.4953 | 0 | 0 | 0 | 2020-11-09 06:00
7523 | HE 7520 | 6.4039e-05 | 2.4003 | 2.2784 | 1.5557 | 0.00015371 | 0.00014591 | 9.9624e-05 | 2020-11-09 07:00
7524 | HE 7521 | 0.00021527 | 2.1428 | 4.3484 | 1.4642 | 0.00046129 | 0.00093609 | 0.00031521 | 2020-11-09 08:00
7525 | HE 7522 | 0.00036658 | 2.1467 | 5.6856 | 1.6286 | 0.00078695 | 0.0020842 | 0.00059701 | 2020-11-09 09:00
7526 | HE 7523 | 0.00046678 | 1.4709 | 1.7646 | 1.2282 | 0.00068659 | 0.0008237 | 0.00057331 | 2020-11-09 10:00
7527 | HE 7524 | 0.00052433 | 1.3409 | 1.4587 | 0.96497 | 0.00070305 | 0.00076483 | 0.00050596 | 2020-11-09 11:00
7528 | HE 7525 | 0.00052315 | 1.6812 | 1.1367 | 1.3229 | 0.00087953 | 0.00059467 | 0.00069205 | 2020-11-09 12:00
7529 | HE 7526 | 0.00051029 | 2.5176 | 1.3376 | 1.2678 | 0.0012847 | 0.00068256 | 0.00064695 | 2020-11-09 13:00
7530 | HE 7527 | 0.00044579 | 1.8574 | 0.9261 | 1.4442 | 0.00082801 | 0.00041285 | 0.00064382 | 2020-11-09 14:00
7531 | HE 7528 | 0.0003191 | 1.914 | 0.99327 | 1.7163 | 0.00061075 | 0.00031695 | 0.00054769 | 2020-11-09 15:00
7532 | HE 7529 | 0.00016106 | 2.1924 | 1.1685 | 1.7385 | 0.0003531 | 0.0001882 | 0.00027999 | 2020-11-09 16:00
7533 | HE 7530 | 4.3797e-06 | 3.7275 | 2.312 | 3.3559 | 1.6325e-05 | 1.0126e-05 | 1.4698e-05 | 2020-11-09 17:00
7534 | HE 7531 | 0 | 2.7988 | 1.2131 | 1.5014 | 0 | 0 | 0 | 2020-11-09 18:00
7535 | HE 7532 | 0 | 1.9694 | 1.4339 | 1.1472 | 0 | 0 | 0 | 2020-11-09 19:00
7536 | HE 7533 | 0 | 1.66 | 1.0721 | 0.85394 | 0 | 0 | 0 | 2020-11-09 20:00
7537 | HE 7534 | 0 | 1.4584 | 0.97054 | 0.73659 | 0 | 0 | 0 | 2020-11-09 21:00
7538 | HE 7535 | 0 | 1.4092 | 1.8372 | 1.1687 | 0 | 0 | 0 | 2020-11-09 22:00
7539 | HE 7536 | 0 | 1.3608 | 2.0378 | 1.3306 | 0 | 0 | 0 | 2020-11-09 23:00
7540 | HE 7537 | 0 | 0.74925 | 1.7287 | 1.684 | 0 | 0 | 0 | 2020-11-10
7541 | HE 7538 | 0 | 0.74321 | 1.7009 | 1.6025 | 0 | 0 | 0 | 2020-11-10 01:00
7542 | HE 7539 | 0 | 0.80115 | 1.8604 | 1.6003 | 0 | 0 | 0 | 2020-11-10 02:00
7543 | HE 7540 | 0 | 0.73248 | 1.8494 | 1.6197 | 0 | 0 | 0 | 2020-11-10 03:00
7544 | HE 7541 | 0 | 0.73429 | 1.8738 | 1.7528 | 0 | 0 | 0 | 2020-11-10 04:00
7545 | HE 7542 | 0 | 0.98864 | 2.4972 | 1.9934 | 0 | 0 | 0 | 2020-11-10 05:00
7546 | HE 7543 | 0 | 2.9474 | 3.8534 | 2.6737 | 0 | 0 | 0 | 2020-11-10 06:00
7547 | HE 7544 | 6.4039e-05 | 2.466 | 2.1692 | 1.5149 | 0.00015792 | 0.00013891 | 9.7011e-05 | 2020-11-10 07:00
7548 | HE 7545 | 0.00021527 | 2.9992 | 2.2469 | 1.5717 | 0.00064565 | 0.0004837 | 0.00033835 | 2020-11-10 08:00
7549 | HE 7546 | 0.00036658 | 2.9843 | 2.0993 | 1.4275 | 0.001094 | 0.00076956 | 0.00052331 | 2020-11-10 09:00
7550 | HE 7547 | 0.00046678 | 1.4625 | 1.3535 | 1.1195 | 0.00068267 | 0.0006318 | 0.00052256 | 2020-11-10 10:00
7551 | HE 7548 | 0.00052433 | 1.442 | 1.1919 | 2.0121 | 0.00075608 | 0.00062495 | 0.001055 | 2020-11-10 11:00
7552 | HE 7549 | 0.00052315 | 1.5633 | 1.153 | 2.7194 | 0.00081787 | 0.0006032 | 0.0014226 | 2020-11-10 12:00
7553 | HE 7550 | 0.00051029 | 1.6847 | 1.142 | 3.0669 | 0.00085971 | 0.00058275 | 0.001565 | 2020-11-10 13:00
7554 | HE 7551 | 0.00044579 | 1.4164 | 1.0397 | 3.289 | 0.00063142 | 0.00046349 | 0.0014662 | 2020-11-10 14:00
7555 | HE 7552 | 0.0003191 | 1.669 | 1.5102 | 4.244 | 0.00053257 | 0.0004819 | 0.0013543 | 2020-11-10 15:00
7556 | HE 7553 | 0.00016106 | 1.7493 | 1.9436 | 6.2891 | 0.00028173 | 0.00031303 | 0.0010129 | 2020-11-10 16:00
7557 | HE 7554 | 4.3797e-06 | 2.6596 | 2.9896 | 14.6944 | 1.1648e-05 | 1.3093e-05 | 6.4357e-05 | 2020-11-10 17:00
7558 | HE 7555 | 0 | 1.887 | 1.929 | 5.2579 | 0 | 0 | 0 | 2020-11-10 18:00
7559 | HE 7556 | 0 | 1.3952 | 1.1316 | 2.4484 | 0 | 0 | 0 | 2020-11-10 19:00
7560 | HE 7557 | 0 | 1.3777 | 1.0049 | 1.53 | 0 | 0 | 0 | 2020-11-10 20:00
7561 | HE 7558 | 0 | 1.3619 | 1.0232 | 1.0276 | 0 | 0 | 0 | 2020-11-10 21:00
7562 | HE 7559 | 0 | 0.97987 | 2.0548 | 0.81204 | 0 | 0 | 0 | 2020-11-10 22:00
7563 | HE 7560 | 0 | 0.9903 | 2.0571 | 0.76069 | 0 | 0 | 0 | 2020-11-10 23:00
7564 | HE 7561 | 0 | 0.86603 | 1.8033 | 0.43221 | 0 | 0 | 0 | 2020-11-11
7565 | HE 7562 | 0 | 0.76226 | 1.8337 | 0.34782 | 0 | 0 | 0 | 2020-11-11 01:00
7566 | HE 7563 | 0 | 0.82527 | 1.9888 | 0.36083 | 0 | 0 | 0 | 2020-11-11 02:00
7567 | HE 7564 | 0 | 0.82982 | 1.9688 | 0.36534 | 0 | 0 | 0 | 2020-11-11 03:00
7568 | HE 7565 | 0 | 0.85379 | 2.0432 | 0.4119 | 0 | 0 | 0 | 2020-11-11 04:00
7569 | HE 7566 | 0 | 1.2832 | 6.3465 | 1.1625 | 0 | 0 | 0 | 2020-11-11 05:00
7570 | HE 7567 | 0 | 2.4784 | 3.9497 | 2.3606 | 0 | 0 | 0 | 2020-11-11 06:00
7571 | HE 7568 | 6.4039e-05 | 2.2824 | 1.825 | 1.8037 | 0.00014616 | 0.00011687 | 0.00011551 | 2020-11-11 07:00
7572 | HE 7569 | 0.00021527 | 2.3044 | 1.2007 | 2.0562 | 0.00049607 | 0.00025848 | 0.00044265 | 2020-11-11 08:00
7573 | HE 7570 | 0.00036658 | 2.4085 | 1.1869 | 1.9728 | 0.0008829 | 0.00043509 | 0.0007232 | 2020-11-11 09:00
7574 | HE 7571 | 0.00046678 | 1.4265 | 0.94457 | 1.4232 | 0.00066585 | 0.00044091 | 0.00066431 | 2020-11-11 10:00
7575 | HE 7572 | 0.00052433 | 1.4893 | 0.89387 | 1.9617 | 0.00078088 | 0.00046868 | 0.0010286 | 2020-11-11 11:00
7576 | HE 7573 | 0.00052315 | 1.4971 | 0.86215 | 2.3497 | 0.00078323 | 0.00045104 | 0.0012292 | 2020-11-11 12:00
7577 | HE 7574 | 0.00051029 | 1.4883 | 0.87541 | 2.6052 | 0.00075945 | 0.00044671 | 0.0013294 | 2020-11-11 13:00
7578 | HE 7575 | 0.00044579 | 1.2732 | 0.82235 | 2.8895 | 0.00056757 | 0.0003666 | 0.0012881 | 2020-11-11 14:00
7579 | HE 7576 | 0.0003191 | 1.5759 | 1.0003 | 3.0677 | 0.00050286 | 0.00031918 | 0.00097892 | 2020-11-11 15:00
7580 | HE 7577 | 0.00016106 | 1.4144 | 1.5268 | 3.4958 | 0.0002278 | 0.0002459 | 0.00056303 | 2020-11-11 16:00
7581 | HE 7578 | 4.3797e-06 | 2.6682 | 2.5846 | 8.3643 | 1.1686e-05 | 1.132e-05 | 3.6633e-05 | 2020-11-11 17:00
7582 | HE 7579 | 0 | 2.4602 | 1.9065 | 2.688 | 0 | 0 | 0 | 2020-11-11 18:00
7583 | HE 7580 | 0 | 1.5566 | 1.0255 | 1.8252 | 0 | 0 | 0 | 2020-11-11 19:00
7584 | HE 7581 | 0 | 1.3806 | 0.75776 | 1.0238 | 0 | 0 | 0 | 2020-11-11 20:00
7585 | HE 7582 | 0 | 1.0758 | 0.72107 | 0.78905 | 0 | 0 | 0 | 2020-11-11 21:00
7586 | HE 7583 | 0 | 1.0532 | 0.79251 | 0.74267 | 0 | 0 | 0 | 2020-11-11 22:00
7587 | HE 7584 | 0 | 1.092 | 0.76704 | 0.72263 | 0 | 0 | 0 | 2020-11-11 23:00
7588 | HE 7585 | 0 | 0.81778 | 0.24834 | 0.37636 | 0 | 0 | 0 | 2020-11-12
7589 | HE 7586 | 0 | 0.78455 | 0.24029 | 0.37152 | 0 | 0 | 0 | 2020-11-12 01:00
7590 | HE 7587 | 0 | 0.85119 | 0.32302 | 0.3698 | 0 | 0 | 0 | 2020-11-12 02:00
7591 | HE 7588 | 0 | 0.83351 | 0.34541 | 0.37518 | 0 | 0 | 0 | 2020-11-12 03:00
7592 | HE 7589 | 0 | 0.8188 | 0.47892 | 0.39637 | 0 | 0 | 0 | 2020-11-12 04:00
7593 | HE 7590 | 0 | 1.1713 | 4.0539 | 0.96269 | 0 | 0 | 0 | 2020-11-12 05:00
7594 | HE 7591 | 0 | 3.8141 | 27.4329 | 1.7487 | 0 | 0 | 0 | 2020-11-12 06:00
7595 | HE 7592 | 6.4039e-05 | 2.8159 | 15.6479 | 1.2643 | 0.00018033 | 0.0010021 | 8.0962e-05 | 2020-11-12 07:00
7596 | HE 7593 | 0.00021527 | 2.2988 | 7.2102 | 1.117 | 0.00049486 | 0.0015522 | 0.00024045 | 2020-11-12 08:00
7597 | HE 7594 | 0.00036658 | 2.2025 | 3.9965 | 1.0887 | 0.00080738 | 0.001465 | 0.00039908 | 2020-11-12 09:00
7598 | HE 7595 | 0.00046678 | 1.4077 | 1.909 | 0.73934 | 0.00065711 | 0.0008911 | 0.00034511 | 2020-11-12 10:00
7599 | HE 7596 | 0.00052433 | 1.4564 | 1.3208 | 0.93046 | 0.00076361 | 0.00069253 | 0.00048787 | 2020-11-12 11:00
7600 | HE 7597 | 0.00052315 | 1.6336 | 0.75816 | 1.143 | 0.00085464 | 0.00039663 | 0.00059798 | 2020-11-12 12:00
7601 | HE 7598 | 0.00051029 | 1.4002 | 0.42582 | 1.9932 | 0.00071453 | 0.00021729 | 0.0010171 | 2020-11-12 13:00
7602 | HE 7599 | 0.00044579 | 1.1227 | 0.38418 | 2.7525 | 0.00050049 | 0.00017127 | 0.001227 | 2020-11-12 14:00
7603 | HE 7600 | 0.0003191 | 1.5755 | 0.36286 | 3.1044 | 0.00050275 | 0.00011579 | 0.00099062 | 2020-11-12 15:00
7604 | HE 7601 | 0.00016106 | 1.5353 | 1.1482 | 5.2617 | 0.00024728 | 0.00018493 | 0.00084743 | 2020-11-12 16:00
7605 | HE 7602 | 4.3797e-06 | 2.1858 | 7.6056 | 6.0609 | 9.5731e-06 | 3.331e-05 | 2.6545e-05 | 2020-11-12 17:00
7606 | HE 7603 | 0 | 2.3588 | 10.1837 | 2.1185 | 0 | 0 | 0 | 2020-11-12 18:00
7607 | HE 7604 | 0 | 1.5039 | 3.5922 | 1.0007 | 0 | 0 | 0 | 2020-11-12 19:00
7608 | HE 7605 | 0 | 1.1265 | 1.7862 | 0.62186 | 0 | 0 | 0 | 2020-11-12 20:00
7609 | HE 7606 | 0 | 1.0757 | 1.0201 | 0.64613 | 0 | 0 | 0 | 2020-11-12 21:00
7610 | HE 7607 | 0 | 0.86016 | 0.5207 | 0.5873 | 0 | 0 | 0 | 2020-11-12 22:00
7611 | HE 7608 | 0 | 0.80957 | 0.36453 | 0.59203 | 0 | 0 | 0 | 2020-11-12 23:00
7612 | HE 7609 | 0 | 0.48768 | 0.18748 | 0.40203 | 0 | 0 | 0 | 2020-11-13
7613 | HE 7610 | 0 | 0.45412 | 0.18359 | 0.53405 | 0 | 0 | 0 | 2020-11-13 01:00
7614 | HE 7611 | 0 | 0.43644 | 0.22253 | 0.38599 | 0 | 0 | 0 | 2020-11-13 02:00
7615 | HE 7612 | 0 | 0.4968 | 0.21632 | 0.50224 | 0 | 0 | 0 | 2020-11-13 03:00
7616 | HE 7613 | 0 | 0.50487 | 0.30278 | 0.77195 | 0 | 0 | 0 | 2020-11-13 04:00
7617 | HE 7614 | 0 | 0.91478 | 1.9347 | 1.0601 | 0 | 0 | 0 | 2020-11-13 05:00
7618 | HE 7615 | 0 | 3.8498 | 16.7383 | 1.4034 | 0 | 0 | 0 | 2020-11-13 06:00
7619 | HE 7616 | 6.4039e-05 | 2.537 | 9.5746 | 1.0357 | 0.00016247 | 0.00061314 | 6.6323e-05 | 2020-11-13 07:00
7620 | HE 7617 | 0.00021527 | 2.1696 | 5.5251 | 1.0877 | 0.00046706 | 0.0011894 | 0.00023415 | 2020-11-13 08:00
7621 | HE 7618 | 0.00036658 | 2.0033 | 3.2474 | 1.142 | 0.00073435 | 0.0011904 | 0.00041863 | 2020-11-13 09:00
7622 | HE 7619 | 0.00046678 | 1.062 | 1.4235 | 1.2695 | 0.00049574 | 0.00066448 | 0.00059257 | 2020-11-13 10:00
7623 | HE 7620 | 0.00052433 | 0.89186 | 1.4577 | 2.1509 | 0.00046763 | 0.00076431 | 0.0011278 | 2020-11-13 11:00
7624 | HE 7621 | 0.00052315 | 0.82305 | 0.77874 | 2.0356 | 0.00043058 | 0.0004074 | 0.0010649 | 2020-11-13 12:00
7625 | HE 7622 | 0.00051029 | 0.84771 | 0.72865 | 2.5247 | 0.00043258 | 0.00037182 | 0.0012883 | 2020-11-13 13:00
7626 | HE 7623 | 0.00044579 | 0.68714 | 0.47611 | 2.4876 | 0.00030632 | 0.00021225 | 0.0011089 | 2020-11-13 14:00
7627 | HE 7624 | 0.0003191 | 0.89551 | 0.52474 | 2.3561 | 0.00028576 | 0.00016745 | 0.00075184 | 2020-11-13 15:00
7628 | HE 7625 | 0.00016106 | 1.0681 | 0.8172 | 2.7011 | 0.00017202 | 0.00013162 | 0.00043503 | 2020-11-13 16:00
7629 | HE 7626 | 4.3797e-06 | 3.1538 | 3.9452 | 4.1024 | 1.3812e-05 | 1.7279e-05 | 1.7967e-05 | 2020-11-13 17:00
7630 | HE 7627 | 0 | 3.9333 | 4.2976 | 1.896 | 0 | 0 | 0 | 2020-11-13 18:00
7631 | HE 7628 | 0 | 3.2061 | 1.821 | 0.90981 | 0 | 0 | 0 | 2020-11-13 19:00
7632 | HE 7629 | 0 | 2.7153 | 1.322 | 0.58746 | 0 | 0 | 0 | 2020-11-13 20:00
7633 | HE 7630 | 0 | 1.1646 | 1.0687 | 0.67001 | 0 | 0 | 0 | 2020-11-13 21:00
7634 | HE 7631 | 0 | 0.76069 | 0.59712 | 0.53328 | 0 | 0 | 0 | 2020-11-13 22:00
7635 | HE 7632 | 0 | 0.49777 | 0.58552 | 0.61568 | 0 | 0 | 0 | 2020-11-13 23:00
7636 | HE 7633 | 0 | 0.23177 | 0.44819 | 0.78901 | 0 | 0 | 0 | 2020-11-14
7637 | HE 7634 | 0 | 0.22109 | 0.39505 | 0.8441 | 0 | 0 | 0 | 2020-11-14 01:00
7638 | HE 7635 | 0 | 0.24613 | 0.34403 | 0.82548 | 0 | 0 | 0 | 2020-11-14 02:00
7639 | HE 7636 | 0 | 0.3196 | 0.39263 | 0.8892 | 0 | 0 | 0 | 2020-11-14 03:00
7640 | HE 7637 | 0 | 0.53535 | 0.37402 | 0.97735 | 0 | 0 | 0 | 2020-11-14 04:00
7641 | HE 7638 | 0 | 1.1931 | 0.88818 | 1.4547 | 0 | 0 | 0 | 2020-11-14 05:00
7642 | HE 7639 | 0 | 7.8304 | 7.4504 | 1.7151 | 0 | 0 | 0 | 2020-11-14 06:00
7643 | HE 7640 | 6.4039e-05 | 7.0357 | 5.6195 | 1.0048 | 0.00045056 | 0.00035987 | 6.4347e-05 | 2020-11-14 07:00
7644 | HE 7641 | 0.00021527 | 5.1303 | 1.9079 | 0.98835 | 0.0011044 | 0.00041073 | 0.00021276 | 2020-11-14 08:00
7645 | HE 7642 | 0.00036658 | 3.2165 | 1.7909 | 1.0345 | 0.0011791 | 0.00065651 | 0.00037921 | 2020-11-14 09:00
7646 | HE 7643 | 0.00046678 | 1.4453 | 0.669 | 1.1027 | 0.00067466 | 0.00031228 | 0.0005147 | 2020-11-14 10:00
7647 | HE 7644 | 0.00052433 | 0.95244 | 0.49896 | 1.1877 | 0.00049939 | 0.00026162 | 0.00062277 | 2020-11-14 11:00
7648 | HE 7645 | 0.00052315 | 0.92681 | 0.39522 | 1.3392 | 0.00048487 | 0.00020676 | 0.0007006 | 2020-11-14 12:00
7649 | HE 7646 | 0.00051029 | 0.85469 | 0.38085 | 1.3233 | 0.00043614 | 0.00019435 | 0.00067529 | 2020-11-14 13:00
7650 | HE 7647 | 0.00044579 | 0.76791 | 0.44095 | 1.4681 | 0.00034233 | 0.00019657 | 0.00065449 | 2020-11-14 14:00
7651 | HE 7648 | 0.0003191 | 0.86859 | 0.54635 | 1.6127 | 0.00027717 | 0.00017434 | 0.0005146 | 2020-11-14 15:00
7652 | HE 7649 | 0.00016106 | 0.9976 | 0.60398 | 2.0917 | 0.00016067 | 9.7275e-05 | 0.00033688 | 2020-11-14 16:00
7653 | HE 7650 | 4.3797e-06 | 3.1246 | 3.3699 | 3.4846 | 1.3685e-05 | 1.4759e-05 | 1.5262e-05 | 2020-11-14 17:00
7654 | HE 7651 | 0 | 3.6277 | 3.0019 | 1.7656 | 0 | 0 | 0 | 2020-11-14 18:00
7655 | HE 7652 | 0 | 3.0414 | 1.7596 | 1.188 | 0 | 0 | 0 | 2020-11-14 19:00
7656 | HE 7653 | 0 | 2.6396 | 1.1077 | 0.69502 | 0 | 0 | 0 | 2020-11-14 20:00
7657 | HE 7654 | 0 | 1.2862 | 0.75831 | 0.8311 | 0 | 0 | 0 | 2020-11-14 21:00
7658 | HE 7655 | 0 | 0.47728 | 0.96102 | 1.1022 | 0 | 0 | 0 | 2020-11-14 22:00
7659 | HE 7656 | 0 | 0.35811 | 0.53007 | 1.1477 | 0 | 0 | 0 | 2020-11-14 23:00
7660 | HE 7657 | 0 | 0.25175 | 0.41294 | 1.819 | 0 | 0 | 0 | 2020-11-15
7661 | HE 7658 | 0 | 0.24178 | 0.35263 | 1.6756 | 0 | 0 | 0 | 2020-11-15 01:00
7662 | HE 7659 | 0 | 0.21451 | 0.3192 | 1.6558 | 0 | 0 | 0 | 2020-11-15 02:00
7663 | HE 7660 | 0 | 0.24988 | 0.29263 | 1.8074 | 0 | 0 | 0 | 2020-11-15 03:00
7664 | HE 7661 | 0 | 0.38321 | 0.4718 | 2.0741 | 0 | 0 | 0 | 2020-11-15 04:00
7665 | HE 7662 | 0 | 0.98734 | 0.85385 | 2.662 | 0 | 0 | 0 | 2020-11-15 05:00
7666 | HE 7663 | 0 | 7.4754 | 9.7393 | 1.8022 | 0 | 0 | 0 | 2020-11-15 06:00
7667 | HE 7664 | 6.4039e-05 | 4.4594 | 5.867 | 1.0406 | 0.00028557 | 0.00037571 | 6.6639e-05 | 2020-11-15 07:00
7668 | HE 7665 | 0.00021527 | 2.0528 | 1.936 | 1.0269 | 0.00044191 | 0.00041676 | 0.00022106 | 2020-11-15 08:00
7669 | HE 7666 | 0.00036658 | 1.9531 | 1.1445 | 0.93669 | 0.00071597 | 0.00041954 | 0.00034337 | 2020-11-15 09:00
7670 | HE 7667 | 0.00046678 | 1.3622 | 0.6493 | 0.88357 | 0.00063585 | 0.00030308 | 0.00041244 | 2020-11-15 10:00
7671 | HE 7668 | 0.00052433 | 1.1541 | 0.63465 | 0.99671 | 0.00060514 | 0.00033276 | 0.00052261 | 2020-11-15 11:00
7672 | HE 7669 | 0.00052315 | 0.97358 | 0.60178 | 1.1237 | 0.00050933 | 0.00031482 | 0.00058786 | 2020-11-15 12:00
7673 | HE 7670 | 0.00051029 | 1.0623 | 0.432 | 1.0786 | 0.00054206 | 0.00022045 | 0.0005504 | 2020-11-15 13:00
7674 | HE 7671 | 0.00044579 | 0.90197 | 0.51297 | 0.8668 | 0.0004021 | 0.00022868 | 0.00038642 | 2020-11-15 14:00
7675 | HE 7672 | 0.0003191 | 1.0986 | 0.6181 | 1.0233 | 0.00035058 | 0.00019724 | 0.00032653 | 2020-11-15 15:00
7676 | HE 7673 | 0.00016106 | 1.363 | 0.69118 | 1.7424 | 0.00021952 | 0.00011132 | 0.00028063 | 2020-11-15 16:00
7677 | HE 7674 | 4.3797e-06 | 2.4065 | 2.2421 | 3.8209 | 1.054e-05 | 9.8198e-06 | 1.6734e-05 | 2020-11-15 17:00
7678 | HE 7675 | 0 | 2.6011 | 1.2125 | 1.9015 | 0 | 0 | 0 | 2020-11-15 18:00
7679 | HE 7676 | 0 | 1.6349 | 1.0834 | 1.0325 | 0 | 0 | 0 | 2020-11-15 19:00
7680 | HE 7677 | 0 | 1.4809 | 0.46777 | 0.81449 | 0 | 0 | 0 | 2020-11-15 20:00
7681 | HE 7678 | 0 | 1.432 | 0.53122 | 1.0155 | 0 | 0 | 0 | 2020-11-15 21:00
7682 | HE 7679 | 0 | 1.4321 | 0.66704 | 1.296 | 0 | 0 | 0 | 2020-11-15 22:00
7683 | HE 7680 | 0 | 1.6744 | 0.57562 | 1.5297 | 0 | 0 | 0 | 2020-11-15 23:00
7684 | HE 7681 | 0 | 0.89702 | 0.86709 | 1.2535 | 0 | 0 | 0 | 2020-11-16
7685 | HE 7682 | 0 | 0.89193 | 0.85146 | 1.2627 | 0 | 0 | 0 | 2020-11-16 01:00
7686 | HE 7683 | 0 | 0.94264 | 0.95094 | 0.95162 | 0 | 0 | 0 | 2020-11-16 02:00
7687 | HE 7684 | 0 | 1.0662 | 0.93679 | 0.99666 | 0 | 0 | 0 | 2020-11-16 03:00
7688 | HE 7685 | 0 | 0.96292 | 1.0151 | 1.1884 | 0 | 0 | 0 | 2020-11-16 04:00
7689 | HE 7686 | 0 | 1.4824 | 1.2928 | 1.526 | 0 | 0 | 0 | 2020-11-16 05:00
7690 | HE 7687 | 0 | 4.2877 | 4.4043 | 2.4201 | 0 | 0 | 0 | 2020-11-16 06:00
7691 | HE 7688 | 6.4039e-05 | 3.5464 | 3.3013 | 1.2062 | 0.00022711 | 0.00021141 | 7.7245e-05 | 2020-11-16 07:00
7692 | HE 7689 | 0.00021527 | 2.3278 | 3.0532 | 1.1985 | 0.00050112 | 0.00065728 | 0.000258 | 2020-11-16 08:00
7693 | HE 7690 | 0.00036658 | 1.7303 | 2.4509 | 1.2757 | 0.00063428 | 0.00089843 | 0.00046766 | 2020-11-16 09:00
7694 | HE 7691 | 0.00046678 | 1.4279 | 1.929 | 0.98794 | 0.0006665 | 0.0009004 | 0.00046115 | 2020-11-16 10:00
7695 | HE 7692 | 0.00052433 | 1.5557 | 1.5247 | 0.82492 | 0.00081569 | 0.00079942 | 0.00043253 | 2020-11-16 11:00
7696 | HE 7693 | 0.00052315 | 1.3114 | 1.7695 | 0.77485 | 0.00068607 | 0.00092574 | 0.00040536 | 2020-11-16 12:00
7697 | HE 7694 | 0.00051029 | 1.4088 | 1.8607 | 0.87036 | 0.00071888 | 0.00094951 | 0.00044414 | 2020-11-16 13:00
7698 | HE 7695 | 0.00044579 | 1.7395 | 1.2921 | 0.80313 | 0.00077545 | 0.00057603 | 0.00035803 | 2020-11-16 14:00
7699 | HE 7696 | 0.0003191 | 1.3292 | 1.4946 | 1.0454 | 0.00042416 | 0.00047695 | 0.00033358 | 2020-11-16 15:00
7700 | HE 7697 | 0.00016106 | 1.4484 | 1.8386 | 2.1846 | 0.00023328 | 0.00029612 | 0.00035184 | 2020-11-16 16:00
7701 | HE 7698 | 4.3797e-06 | 2.2678 | 2.7686 | 4.5415 | 9.9323e-06 | 1.2125e-05 | 1.989e-05 | 2020-11-16 17:00
7702 | HE 7699 | 0 | 1.7277 | 1.7517 | 2.0369 | 0 | 0 | 0 | 2020-11-16 18:00
7703 | HE 7700 | 0 | 1.7553 | 1.2617 | 0.74201 | 0 | 0 | 0 | 2020-11-16 19:00
7704 | HE 7701 | 0 | 1.9772 | 0.87196 | 0.46407 | 0 | 0 | 0 | 2020-11-16 20:00
7705 | HE 7702 | 0 | 1.9305 | 0.98738 | 0.62147 | 0 | 0 | 0 | 2020-11-16 21:00
7706 | HE 7703 | 0 | 3.0942 | 1.3248 | 0.79429 | 0 | 0 | 0 | 2020-11-16 22:00
7707 | HE 7704 | 0 | 1.8805 | 1.0933 | 0.67 | 0 | 0 | 0 | 2020-11-16 23:00
7708 | HE 7705 | 0 | 1.0183 | 0.96301 | 0.46437 | 0 | 0 | 0 | 2020-11-17
7709 | HE 7706 | 0 | 0.98708 | 0.95109 | 0.38465 | 0 | 0 | 0 | 2020-11-17 01:00
7710 | HE 7707 | 0 | 1.018 | 0.99496 | 0.36797 | 0 | 0 | 0 | 2020-11-17 02:00
7711 | HE 7708 | 0 | 1.4788 | 0.97973 | 0.392 | 0 | 0 | 0 | 2020-11-17 03:00
7712 | HE 7709 | 0 | 1.493 | 1.0204 | 0.4115 | 0 | 0 | 0 | 2020-11-17 04:00
7713 | HE 7710 | 0 | 1.625 | 1.2358 | 1.0252 | 0 | 0 | 0 | 2020-11-17 05:00
7714 | HE 7711 | 0 | 2.8939 | 3.3646 | 3.2402 | 0 | 0 | 0 | 2020-11-17 06:00
7715 | HE 7712 | 6.4039e-05 | 2.3822 | 2.1707 | 1.4485 | 0.00015256 | 0.00013901 | 9.2762e-05 | 2020-11-17 07:00
7716 | HE 7713 | 0.00021527 | 1.8789 | 2.5207 | 0.95131 | 0.00040447 | 0.00054264 | 0.00020479 | 2020-11-17 08:00
7717 | HE 7714 | 0.00036658 | 1.7921 | 2.1258 | 0.88113 | 0.00065694 | 0.00077927 | 0.000323 | 2020-11-17 09:00
7718 | HE 7715 | 0.00046678 | 1.5096 | 1.8846 | 0.69873 | 0.00070465 | 0.0008797 | 0.00032615 | 2020-11-17 10:00
7719 | HE 7716 | 0.00052433 | 1.4825 | 0.88284 | 0.69748 | 0.00077732 | 0.0004629 | 0.00036571 | 2020-11-17 11:00
7720 | HE 7717 | 0.00052315 | 1.2805 | 1.0897 | 0.54771 | 0.00066992 | 0.00057006 | 0.00028653 | 2020-11-17 12:00
7721 | HE 7718 | 0.00051029 | 1.2628 | 0.95297 | 0.54126 | 0.00064439 | 0.0004863 | 0.0002762 | 2020-11-17 13:00
7722 | HE 7719 | 0.00044579 | 1.2739 | 0.89983 | 0.68358 | 0.00056789 | 0.00040114 | 0.00030474 | 2020-11-17 14:00
7723 | HE 7720 | 0.0003191 | 1.2592 | 1.1155 | 0.67155 | 0.00040182 | 0.00035595 | 0.00021429 | 2020-11-17 15:00
7724 | HE 7721 | 0.00016106 | 1.4996 | 1.3415 | 1.6694 | 0.00024153 | 0.00021607 | 0.00026886 | 2020-11-17 16:00
7725 | HE 7722 | 4.3797e-06 | 3.2567 | 4.142 | 2.8539 | 1.4263e-05 | 1.8141e-05 | 1.2499e-05 | 2020-11-17 17:00
7726 | HE 7723 | 0 | 2.2417 | 2.3856 | 1.106 | 0 | 0 | 0 | 2020-11-17 18:00
7727 | HE 7724 | 0 | 1.5949 | 1.8341 | 0.75356 | 0 | 0 | 0 | 2020-11-17 19:00
7728 | HE 7725 | 0 | 1.5165 | 1.4532 | 0.60475 | 0 | 0 | 0 | 2020-11-17 20:00
7729 | HE 7726 | 0 | 1.5729 | 1.1652 | 0.59879 | 0 | 0 | 0 | 2020-11-17 21:00
7730 | HE 7727 | 0 | 1.8176 | 1.1874 | 0.6919 | 0 | 0 | 0 | 2020-11-17 22:00
7731 | HE 7728 | 0 | 1.4847 | 0.9232 | 1.1249 | 0 | 0 | 0 | 2020-11-17 23:00
7732 | HE 7729 | 0 | 1.0628 | 0.83934 | 1.8188 | 0 | 0 | 0 | 2020-11-18
7733 | HE 7730 | 0 | 1.0689 | 0.53766 | 1.7198 | 0 | 0 | 0 | 2020-11-18 01:00
7734 | HE 7731 | 0 | 1.0967 | 0.53414 | 1.076 | 0 | 0 | 0 | 2020-11-18 02:00
7735 | HE 7732 | 0 | 1.0978 | 0.50532 | 1.0944 | 0 | 0 | 0 | 2020-11-18 03:00
7736 | HE 7733 | 0 | 1.1904 | 0.81123 | 1.6156 | 0 | 0 | 0 | 2020-11-18 04:00
7737 | HE 7734 | 0 | 1.4894 | 1.3902 | 1.9593 | 0 | 0 | 0 | 2020-11-18 05:00
7738 | HE 7735 | 0 | 2.0977 | 5.1175 | 1.7197 | 0 | 0 | 0 | 2020-11-18 06:00
7739 | HE 7736 | 6.4039e-05 | 1.8822 | 4.4082 | 0.96013 | 0.00012053 | 0.0002823 | 6.1485e-05 | 2020-11-18 07:00
7740 | HE 7737 | 0.00021527 | 1.674 | 3.7077 | 0.63084 | 0.00036037 | 0.00079815 | 0.0001358 | 2020-11-18 08:00
7741 | HE 7738 | 0.00036658 | 1.3698 | 2.2353 | 0.75266 | 0.00050213 | 0.00081943 | 0.00027591 | 2020-11-18 09:00
7742 | HE 7739 | 0.00046678 | 1.0582 | 2.0244 | 0.73467 | 0.00049395 | 0.00094496 | 0.00034293 | 2020-11-18 10:00
7743 | HE 7740 | 0.00052433 | 0.86681 | 1.5263 | 0.70992 | 0.00045449 | 0.00080027 | 0.00037223 | 2020-11-18 11:00
7744 | HE 7741 | 0.00052315 | 0.84868 | 1.5844 | 0.74906 | 0.00044399 | 0.0008289 | 0.00039187 | 2020-11-18 12:00
7745 | HE 7742 | 0.00051029 | 0.81319 | 1.5027 | 0.73609 | 0.00041496 | 0.00076683 | 0.00037562 | 2020-11-18 13:00
7746 | HE 7743 | 0.00044579 | 0.80801 | 1.4696 | 0.84286 | 0.00036021 | 0.00065514 | 0.00037574 | 2020-11-18 14:00
7747 | HE 7744 | 0.0003191 | 0.8008 | 1.4984 | 1.1127 | 0.00025554 | 0.00047815 | 0.00035507 | 2020-11-18 15:00
7748 | HE 7745 | 0.00016106 | 0.78869 | 2.2081 | 1.7746 | 0.00012702 | 0.00035563 | 0.00028582 | 2020-11-18 16:00
7749 | HE 7746 | 4.3797e-06 | 2.7776 | 4.1457 | 3.4537 | 1.2165e-05 | 1.8157e-05 | 1.5126e-05 | 2020-11-18 17:00
7750 | HE 7747 | 0 | 2.1276 | 2.9695 | 1.6687 | 0 | 0 | 0 | 2020-11-18 18:00
7751 | HE 7748 | 0 | 1.5741 | 1.6962 | 1.1255 | 0 | 0 | 0 | 2020-11-18 19:00
7752 | HE 7749 | 0 | 1.3413 | 1.6408 | 0.88496 | 0 | 0 | 0 | 2020-11-18 20:00
7753 | HE 7750 | 0 | 0.95545 | 1.2807 | 0.57886 | 0 | 0 | 0 | 2020-11-18 21:00
7754 | HE 7751 | 0 | 0.98201 | 1.303 | 0.84706 | 0 | 0 | 0 | 2020-11-18 22:00
7755 | HE 7752 | 0 | 1.1692 | 1.3501 | 0.84857 | 0 | 0 | 0 | 2020-11-18 23:00
7756 | HE 7753 | 0 | 0.9718 | 0.84379 | 1.1921 | 0 | 0 | 0 | 2020-11-19
7757 | HE 7754 | 0 | 1.123 | 0.55633 | 1.1785 | 0 | 0 | 0 | 2020-11-19 01:00
7758 | HE 7755 | 0 | 1.0177 | 0.7147 | 0.97193 | 0 | 0 | 0 | 2020-11-19 02:00
7759 | HE 7756 | 0 | 1.0245 | 0.7063 | 0.95322 | 0 | 0 | 0 | 2020-11-19 03:00
7760 | HE 7757 | 0 | 0.90547 | 0.8443 | 1.2472 | 0 | 0 | 0 | 2020-11-19 04:00
7761 | HE 7758 | 0 | 1.1456 | 1.2784 | 1.5026 | 0 | 0 | 0 | 2020-11-19 05:00
7762 | HE 7759 | 0 | 4.5356 | 7.7333 | 2.269 | 0 | 0 | 0 | 2020-11-19 06:00
7763 | HE 7760 | 6.4039e-05 | 3.0603 | 3.5483 | 0.97509 | 0.00019598 | 0.00022723 | 6.2443e-05 | 2020-11-19 07:00
7764 | HE 7761 | 0.00021527 | 1.6466 | 3.1051 | 0.90339 | 0.00035447 | 0.00066844 | 0.00019447 | 2020-11-19 08:00
7765 | HE 7762 | 0.00036658 | 1.1736 | 2.0989 | 1.4237 | 0.00043021 | 0.00076941 | 0.0005219 | 2020-11-19 09:00
7766 | HE 7763 | 0.00046678 | 0.86414 | 1.3738 | 1.1181 | 0.00040336 | 0.00064124 | 0.00052193 | 2020-11-19 10:00
7767 | HE 7764 | 0.00052433 | 0.71285 | 1.1272 | 1.1025 | 0.00037377 | 0.000591 | 0.00057808 | 2020-11-19 11:00
7768 | HE 7765 | 0.00052315 | 0.53662 | 1.3719 | 1.0577 | 0.00028074 | 0.0007177 | 0.00055335 | 2020-11-19 12:00
7769 | HE 7766 | 0.00051029 | 0.49441 | 1.1239 | 1.0686 | 0.00025229 | 0.00057353 | 0.00054529 | 2020-11-19 13:00
7770 | HE 7767 | 0.00044579 | 0.63089 | 0.97827 | 1.1606 | 0.00028125 | 0.00043611 | 0.00051738 | 2020-11-19 14:00
7771 | HE 7768 | 0.0003191 | 0.63259 | 1.0461 | 1.1295 | 0.00020186 | 0.0003338 | 0.00036042 | 2020-11-19 15:00
7772 | HE 7769 | 0.00016106 | 0.62532 | 1.33 | 1.6125 | 0.00010071 | 0.00021421 | 0.0002597 | 2020-11-19 16:00
7773 | HE 7770 | 4.3797e-06 | 1.8889 | 2.1097 | 3.4548 | 8.2728e-06 | 9.24e-06 | 1.5131e-05 | 2020-11-19 17:00
7774 | HE 7771 | 0 | 1.9598 | 1.351 | 1.5157 | 0 | 0 | 0 | 2020-11-19 18:00
7775 | HE 7772 | 0 | 1.6399 | 1.2452 | 1.0718 | 0 | 0 | 0 | 2020-11-19 19:00
7776 | HE 7773 | 0 | 1.1564 | 1.0684 | 0.94297 | 0 | 0 | 0 | 2020-11-19 20:00
7777 | HE 7774 | 0 | 0.59103 | 1.8633 | 0.86467 | 0 | 0 | 0 | 2020-11-19 21:00
7778 | HE 7775 | 0 | 1.002 | 4.6311 | 1.2573 | 0 | 0 | 0 | 2020-11-19 22:00
7779 | HE 7776 | 0 | 1.0474 | 4.9632 | 1.4057 | 0 | 0 | 0 | 2020-11-19 23:00
7780 | HE 7777 | 0 | 0.86553 | 1.8238 | 1.1237 | 0 | 0 | 0 | 2020-11-20
7781 | HE 7778 | 0 | 0.87999 | 1.3772 | 1.1294 | 0 | 0 | 0 | 2020-11-20 01:00
7782 | HE 7779 | 0 | 0.78801 | 1.8265 | 0.95862 | 0 | 0 | 0 | 2020-11-20 02:00
7783 | HE 7780 | 0 | 0.81617 | 1.5311 | 0.95778 | 0 | 0 | 0 | 2020-11-20 03:00
7784 | HE 7781 | 0 | 0.79313 | 1.629 | 1.234 | 0 | 0 | 0 | 2020-11-20 04:00
7785 | HE 7782 | 0 | 1.7104 | 5.4127 | 1.3532 | 0 | 0 | 0 | 2020-11-20 05:00
7786 | HE 7783 | 0 | 4.9244 | 5.044 | 1.276 | 0 | 0 | 0 | 2020-11-20 06:00
7787 | HE 7784 | 6.4039e-05 | 3.123 | 2.6676 | 0.84975 | 0.00019999 | 0.00017083 | 5.4417e-05 | 2020-11-20 07:00
7788 | HE 7785 | 0.00021527 | 2.0107 | 2.6034 | 0.85629 | 0.00043284 | 0.00056043 | 0.00018433 | 2020-11-20 08:00
7789 | HE 7786 | 0.00036658 | 2.1029 | 2.2865 | 0.80708 | 0.00077089 | 0.00083818 | 0.00029586 | 2020-11-20 09:00
7790 | HE 7787 | 0.00046678 | 1.1412 | 2.0575 | 0.56593 | 0.00053267 | 0.00096039 | 0.00026416 | 2020-11-20 10:00
7791 | HE 7788 | 0.00052433 | 0.98122 | 2.0261 | 0.5608 | 0.00051448 | 0.0010623 | 0.00029404 | 2020-11-20 11:00
7792 | HE 7789 | 0.00052315 | 0.84308 | 1.6846 | 0.46786 | 0.00044106 | 0.00088129 | 0.00024476 | 2020-11-20 12:00
7793 | HE 7790 | 0.00051029 | 0.72005 | 1.6395 | 0.66015 | 0.00036744 | 0.00083661 | 0.00033687 | 2020-11-20 13:00
7794 | HE 7791 | 0.00044579 | 0.68909 | 1.4881 | 1.0099 | 0.00030719 | 0.00066338 | 0.00045021 | 2020-11-20 14:00
7795 | HE 7792 | 0.0003191 | 0.697 | 2.1464 | 1.0821 | 0.00022241 | 0.00068491 | 0.0003453 | 2020-11-20 15:00
7796 | HE 7793 | 0.00016106 | 0.84972 | 2.3878 | 1.3471 | 0.00013685 | 0.00038457 | 0.00021696 | 2020-11-20 16:00
7797 | HE 7794 | 4.3797e-06 | 2.0054 | 3.6695 | 3.5884 | 8.783e-06 | 1.6071e-05 | 1.5716e-05 | 2020-11-20 17:00
7798 | HE 7795 | 0 | 1.8901 | 2.6081 | 0.95768 | 0 | 0 | 0 | 2020-11-20 18:00
7799 | HE 7796 | 0 | 1.405 | 1.7656 | 0.56959 | 0 | 0 | 0 | 2020-11-20 19:00
7800 | HE 7797 | 0 | 1.1043 | 1.5247 | 0.5574 | 0 | 0 | 0 | 2020-11-20 20:00
7801 | HE 7798 | 0 | 0.8027 | 1.6522 | 0.48129 | 0 | 0 | 0 | 2020-11-20 21:00
7802 | HE 7799 | 0 | 1.2755 | 2.094 | 0.56697 | 0 | 0 | 0 | 2020-11-20 22:00
7803 | HE 7800 | 0 | 1.2547 | 3.5956 | 0.50625 | 0 | 0 | 0 | 2020-11-20 23:00
7804 | HE 7801 | 0 | 0.85089 | 2.0945 | 0.34045 | 0 | 0 | 0 | 2020-11-21
7805 | HE 7802 | 0 | 0.80334 | 1.8267 | 0.3364 | 0 | 0 | 0 | 2020-11-21 01:00
7806 | HE 7803 | 0 | 0.8302 | 2.442 | 0.35228 | 0 | 0 | 0 | 2020-11-21 02:00
7807 | HE 7804 | 0 | 0.96526 | 2.3778 | 0.36474 | 0 | 0 | 0 | 2020-11-21 03:00
7808 | HE 7805 | 0 | 0.94825 | 2.4886 | 0.40331 | 0 | 0 | 0 | 2020-11-21 04:00
7809 | HE 7806 | 0 | 1.4376 | 4.1082 | 0.72793 | 0 | 0 | 0 | 2020-11-21 05:00
7810 | HE 7807 | 0 | 3.2793 | 5.9185 | 0.89001 | 0 | 0 | 0 | 2020-11-21 06:00
7811 | HE 7808 | 6.4039e-05 | 2.5465 | 3.3406 | 0.68429 | 0.00016307 | 0.00021393 | 4.3821e-05 | 2020-11-21 07:00
7812 | HE 7809 | 0.00021527 | 1.8864 | 3.3034 | 0.68755 | 0.00040609 | 0.00071112 | 0.00014801 | 2020-11-21 08:00
7813 | HE 7810 | 0.00036658 | 2.213 | 2.6797 | 0.81188 | 0.00081125 | 0.00098232 | 0.00029762 | 2020-11-21 09:00
7814 | HE 7811 | 0.00046678 | 1.3129 | 0.93937 | 0.71335 | 0.00061282 | 0.00043848 | 0.00033298 | 2020-11-21 10:00
7815 | HE 7812 | 0.00052433 | 1.2424 | 1.2541 | 0.48468 | 0.00065144 | 0.00065754 | 0.00025413 | 2020-11-21 11:00
7816 | HE 7813 | 0.00052315 | 1.1379 | 0.84279 | 0.50335 | 0.00059529 | 0.00044091 | 0.00026333 | 2020-11-21 12:00
7817 | HE 7814 | 0.00051029 | 1.0393 | 0.66208 | 0.51598 | 0.00053036 | 0.00033785 | 0.0002633 | 2020-11-21 13:00
7818 | HE 7815 | 0.00044579 | 0.99837 | 0.63447 | 0.68889 | 0.00044507 | 0.00028284 | 0.00030711 | 2020-11-21 14:00
7819 | HE 7816 | 0.0003191 | 0.95536 | 0.76184 | 0.75473 | 0.00030486 | 0.00024311 | 0.00024084 | 2020-11-21 15:00
7820 | HE 7817 | 0.00016106 | 0.99453 | 1.1662 | 1.1816 | 0.00016018 | 0.00018782 | 0.00019031 | 2020-11-21 16:00
7821 | HE 7818 | 4.3797e-06 | 2.2436 | 3.6645 | 2.0752 | 9.826e-06 | 1.6049e-05 | 9.0887e-06 | 2020-11-21 17:00
7822 | HE 7819 | 0 | 1.7845 | 2.6858 | 0.8674 | 0 | 0 | 0 | 2020-11-21 18:00
7823 | HE 7820 | 0 | 1.3002 | 1.5415 | 0.60458 | 0 | 0 | 0 | 2020-11-21 19:00
7824 | HE 7821 | 0 | 1.2948 | 1.1941 | 0.44616 | 0 | 0 | 0 | 2020-11-21 20:00
7825 | HE 7822 | 0 | 1.2647 | 1.0178 | 0.45678 | 0 | 0 | 0 | 2020-11-21 21:00
7826 | HE 7823 | 0 | 1.2567 | 2.1618 | 0.52833 | 0 | 0 | 0 | 2020-11-21 22:00
7827 | HE 7824 | 0 | 1.2728 | 2.5266 | 0.46288 | 0 | 0 | 0 | 2020-11-21 23:00
7828 | HE 7825 | 0 | 1.0547 | 1.3355 | 0.51192 | 0 | 0 | 0 | 2020-11-22
7829 | HE 7826 | 0 | 0.8758 | 1.2069 | 0.47385 | 0 | 0 | 0 | 2020-11-22 01:00
7830 | HE 7827 | 0 | 0.90895 | 1.3907 | 0.47045 | 0 | 0 | 0 | 2020-11-22 02:00
7831 | HE 7828 | 0 | 0.89179 | 1.4816 | 0.52538 | 0 | 0 | 0 | 2020-11-22 03:00
7832 | HE 7829 | 0 | 0.98882 | 1.4478 | 0.7532 | 0 | 0 | 0 | 2020-11-22 04:00
7833 | HE 7830 | 0 | 1.4999 | 2.9602 | 1.5648 | 0 | 0 | 0 | 2020-11-22 05:00
7834 | HE 7831 | 0 | 1.8668 | 5.1241 | 1.6104 | 0 | 0 | 0 | 2020-11-22 06:00
7835 | HE 7832 | 6.4039e-05 | 2.0339 | 2.6889 | 1.0488 | 0.00013025 | 0.00017219 | 6.7161e-05 | 2020-11-22 07:00
7836 | HE 7833 | 0.00021527 | 2.7659 | 2.5777 | 0.9279 | 0.00059543 | 0.00055491 | 0.00019975 | 2020-11-22 08:00
7837 | HE 7834 | 0.00036658 | 2.7735 | 1.8258 | 0.90494 | 0.0010167 | 0.00066931 | 0.00033173 | 2020-11-22 09:00
7838 | HE 7835 | 0.00046678 | 2.2252 | 0.93804 | 0.81467 | 0.0010387 | 0.00043786 | 0.00038027 | 2020-11-22 10:00
7839 | HE 7836 | 0.00052433 | 1.6889 | 1.0846 | 0.982 | 0.00088553 | 0.00056869 | 0.00051489 | 2020-11-22 11:00
7840 | HE 7837 | 0.00052315 | 1.4636 | 1.1581 | 0.92558 | 0.00076567 | 0.00060587 | 0.00048422 | 2020-11-22 12:00
7841 | HE 7838 | 0.00051029 | 1.6134 | 0.98396 | 0.87299 | 0.00082333 | 0.00050211 | 0.00044548 | 2020-11-22 13:00
7842 | HE 7839 | 0.00044579 | 1.8611 | 0.94786 | 0.89053 | 0.00082967 | 0.00042255 | 0.00039699 | 2020-11-22 14:00
7843 | HE 7840 | 0.0003191 | 1.1822 | 1.0059 | 0.95831 | 0.00037725 | 0.000321 | 0.0003058 | 2020-11-22 15:00
7844 | HE 7841 | 0.00016106 | 1.4378 | 1.2033 | 0.9342 | 0.00023156 | 0.0001938 | 0.00015046 | 2020-11-22 16:00
7845 | HE 7842 | 4.3797e-06 | 2.2265 | 3.3656 | 2.6342 | 9.7513e-06 | 1.474e-05 | 1.1537e-05 | 2020-11-22 17:00
7846 | HE 7843 | 0 | 1.8648 | 3.0762 | 1.2868 | 0 | 0 | 0 | 2020-11-22 18:00
7847 | HE 7844 | 0 | 1.5471 | 1.3055 | 0.63579 | 0 | 0 | 0 | 2020-11-22 19:00
7848 | HE 7845 | 0 | 1.288 | 1.2211 | 0.56253 | 0 | 0 | 0 | 2020-11-22 20:00
7849 | HE 7846 | 0 | 1.163 | 1.1203 | 0.52018 | 0 | 0 | 0 | 2020-11-22 21:00
7850 | HE 7847 | 0 | 2.1141 | 1.176 | 0.56042 | 0 | 0 | 0 | 2020-11-22 22:00
7851 | HE 7848 | 0 | 1.6456 | 1.19 | 0.57475 | 0 | 0 | 0 | 2020-11-22 23:00
7852 | HE 7849 | 0 | 1.5678 | 1.1269 | 0.69138 | 0 | 0 | 0 | 2020-11-23
7853 | HE 7850 | 0 | 1.5488 | 1.0686 | 0.54921 | 0 | 0 | 0 | 2020-11-23 01:00
7854 | HE 7851 | 0 | 1.5964 | 1.1225 | 0.5312 | 0 | 0 | 0 | 2020-11-23 02:00
7855 | HE 7852 | 0 | 1.5984 | 1.1015 | 0.59905 | 0 | 0 | 0 | 2020-11-23 03:00
7856 | HE 7853 | 0 | 1.6037 | 1.245 | 0.7671 | 0 | 0 | 0 | 2020-11-23 04:00
7857 | HE 7854 | 0 | 3.2563 | 1.4572 | 1.075 | 0 | 0 | 0 | 2020-11-23 05:00
7858 | HE 7855 | 0 | 5.3552 | 2.1483 | 1.6693 | 0 | 0 | 0 | 2020-11-23 06:00
7859 | HE 7856 | 6.4039e-05 | 6.2388 | 1.5366 | 0.84129 | 0.00039952 | 9.84e-05 | 5.3875e-05 | 2020-11-23 07:00
7860 | HE 7857 | 0.00021527 | 5.5721 | 1.9781 | 0.87196 | 0.0011995 | 0.00042584 | 0.00018771 | 2020-11-23 08:00
7861 | HE 7858 | 0.00036658 | 3.0752 | 1.4777 | 0.95534 | 0.0011273 | 0.00054169 | 0.00035021 | 2020-11-23 09:00
7862 | HE 7859 | 0.00046678 | 2.3328 | 0.64062 | 0.7292 | 0.0010889 | 0.00029903 | 0.00034038 | 2020-11-23 10:00
7863 | HE 7860 | 0.00052433 | 2.8401 | 0.56525 | 0.7929 | 0.0014892 | 0.00029638 | 0.00041574 | 2020-11-23 11:00
7864 | HE 7861 | 0.00052315 | 1.5569 | 0.46894 | 0.7963 | 0.00081451 | 0.00024533 | 0.00041659 | 2020-11-23 12:00
7865 | HE 7862 | 0.00051029 | 1.7847 | 0.45106 | 1.252 | 0.0009107 | 0.00023017 | 0.00063887 | 2020-11-23 13:00
7866 | HE 7863 | 0.00044579 | 1.3539 | 0.45262 | 1.2291 | 0.00060357 | 0.00020178 | 0.00054791 | 2020-11-23 14:00
7867 | HE 7864 | 0.0003191 | 1.0986 | 0.54773 | 1.2413 | 0.00035058 | 0.00017478 | 0.00039611 | 2020-11-23 15:00
7868 | HE 7865 | 0.00016106 | 1.4144 | 0.81322 | 1.2746 | 0.0002278 | 0.00013098 | 0.00020529 | 2020-11-23 16:00
7869 | HE 7866 | 4.3797e-06 | 4.3594 | 3.1231 | 1.5621 | 1.9093e-05 | 1.3678e-05 | 6.8416e-06 | 2020-11-23 17:00
7870 | HE 7867 | 0 | 2.5519 | 2.4169 | 1.0491 | 0 | 0 | 0 | 2020-11-23 18:00
7871 | HE 7868 | 0 | 1.9201 | 1.3558 | 1.2356 | 0 | 0 | 0 | 2020-11-23 19:00
7872 | HE 7869 | 0 | 1.6086 | 0.89833 | 0.71662 | 0 | 0 | 0 | 2020-11-23 20:00
7873 | HE 7870 | 0 | 0.98169 | 0.70756 | 0.74312 | 0 | 0 | 0 | 2020-11-23 21:00
7874 | HE 7871 | 0 | 1.8812 | 0.69822 | 0.64043 | 0 | 0 | 0 | 2020-11-23 22:00
7875 | HE 7872 | 0 | 2.0391 | 1.0553 | 1.2457 | 0 | 0 | 0 | 2020-11-23 23:00
7876 | HE 7873 | 0 | 1.5814 | 1.0369 | 3.2218 | 0 | 0 | 0 | 2020-11-24
7877 | HE 7874 | 0 | 1.7331 | 0.90962 | 3.2806 | 0 | 0 | 0 | 2020-11-24 01:00
7878 | HE 7875 | 0 | 1.6255 | 0.90766 | 3.2509 | 0 | 0 | 0 | 2020-11-24 02:00
7879 | HE 7876 | 0 | 1.2389 | 0.87759 | 3.2825 | 0 | 0 | 0 | 2020-11-24 03:00
7880 | HE 7877 | 0 | 1.2576 | 0.94778 | 3.0168 | 0 | 0 | 0 | 2020-11-24 04:00
7881 | HE 7878 | 0 | 2.8454 | 1.3438 | 3.9819 | 0 | 0 | 0 | 2020-11-24 05:00
7882 | HE 7879 | 0 | 5.3951 | 1.4796 | 2.1754 | 0 | 0 | 0 | 2020-11-24 06:00
7883 | HE 7880 | 6.4039e-05 | 4.1007 | 0.98982 | 1.1041 | 0.00026261 | 6.3387e-05 | 7.0707e-05 | 2020-11-24 07:00
7884 | HE 7881 | 0.00021527 | 3.5965 | 1.1531 | 0.88318 | 0.00077422 | 0.00024823 | 0.00019012 | 2020-11-24 08:00
7885 | HE 7882 | 0.00036658 | 3.1366 | 1.3025 | 0.95598 | 0.0011498 | 0.00047748 | 0.00035044 | 2020-11-24 09:00
7886 | HE 7883 | 0.00046678 | 1.9003 | 0.53669 | 0.92392 | 0.00088701 | 0.00025052 | 0.00043127 | 2020-11-24 10:00
7887 | HE 7884 | 0.00052433 | 1.9048 | 0.54983 | 0.95474 | 0.00099873 | 0.00028829 | 0.0005006 | 2020-11-24 11:00
7888 | HE 7885 | 0.00052315 | 1.4163 | 0.52667 | 1.1522 | 0.00074094 | 0.00027553 | 0.00060279 | 2020-11-24 12:00
7889 | HE 7886 | 0.00051029 | 1.1793 | 0.46363 | 1.0507 | 0.0006018 | 0.00023659 | 0.00053617 | 2020-11-24 13:00
7890 | HE 7887 | 0.00044579 | 1.1134 | 0.47186 | 1.0202 | 0.00049636 | 0.00021035 | 0.00045481 | 2020-11-24 14:00
7891 | HE 7888 | 0.0003191 | 1.1369 | 0.47435 | 1.3641 | 0.00036279 | 0.00015136 | 0.00043527 | 2020-11-24 15:00
7892 | HE 7889 | 0.00016106 | 1.3961 | 0.52885 | 1.6816 | 0.00022485 | 8.5176e-05 | 0.00027083 | 2020-11-24 16:00
7893 | HE 7890 | 4.3797e-06 | 2.3314 | 1.904 | 2.9834 | 1.0211e-05 | 8.3388e-06 | 1.3066e-05 | 2020-11-24 17:00
7894 | HE 7891 | 0 | 2.1153 | 0.96773 | 1.326 | 0 | 0 | 0 | 2020-11-24 18:00
7895 | HE 7892 | 0 | 1.7713 | 0.66826 | 1.1308 | 0 | 0 | 0 | 2020-11-24 19:00
7896 | HE 7893 | 0 | 1.3424 | 1.0712 | 0.79865 | 0 | 0 | 0 | 2020-11-24 20:00
7897 | HE 7894 | 0 | 1.3503 | 0.94122 | 0.96812 | 0 | 0 | 0 | 2020-11-24 21:00
7898 | HE 7895 | 0 | 3.4273 | 1.6611 | 2.1024 | 0 | 0 | 0 | 2020-11-24 22:00
7899 | HE 7896 | 0 | 2.0503 | 2.0534 | 2.6386 | 0 | 0 | 0 | 2020-11-24 23:00
7900 | HE 7897 | 0 | 1.6465 | 1.2816 | 2.2955 | 0 | 0 | 0 | 2020-11-25
7901 | HE 7898 | 0 | 1.6053 | 1.2751 | 2.3784 | 0 | 0 | 0 | 2020-11-25 01:00
7902 | HE 7899 | 0 | 1.4042 | 1.2924 | 2.2229 | 0 | 0 | 0 | 2020-11-25 02:00
7903 | HE 7900 | 0 | 1.4154 | 1.2585 | 2.2284 | 0 | 0 | 0 | 2020-11-25 03:00
7904 | HE 7901 | 0 | 1.4576 | 1.2504 | 1.651 | 0 | 0 | 0 | 2020-11-25 04:00
7905 | HE 7902 | 0 | 3.6121 | 1.5255 | 0.90343 | 0 | 0 | 0 | 2020-11-25 05:00
7906 | HE 7903 | 0 | 8.5439 | 4.1933 | 1.0657 | 0 | 0 | 0 | 2020-11-25 06:00
7907 | HE 7904 | 6.4039e-05 | 6.8615 | 1.6316 | 0.73452 | 0.0004394 | 0.00010449 | 4.7038e-05 | 2020-11-25 07:00
7908 | HE 7905 | 0.00021527 | 6.0121 | 1.649 | 0.80758 | 0.0012942 | 0.00035498 | 0.00017385 | 2020-11-25 08:00
7909 | HE 7906 | 0.00036658 | 3.1796 | 1.5461 | 1.0219 | 0.0011656 | 0.00056676 | 0.00037462 | 2020-11-25 09:00
7910 | HE 7907 | 0.00046678 | 1.4671 | 1.0772 | 1.1113 | 0.00068484 | 0.00050282 | 0.00051874 | 2020-11-25 10:00
7911 | HE 7908 | 0.00052433 | 1.1627 | 1.1001 | 1.0895 | 0.00060962 | 0.0005768 | 0.00057123 | 2020-11-25 11:00
7912 | HE 7909 | 0.00052315 | 1.1616 | 0.64043 | 0.85992 | 0.00060768 | 0.00033504 | 0.00044987 | 2020-11-25 12:00
7913 | HE 7910 | 0.00051029 | 1.0675 | 0.58958 | 0.68188 | 0.00054473 | 0.00030086 | 0.00034796 | 2020-11-25 13:00
7914 | HE 7911 | 0.00044579 | 1.0589 | 0.73089 | 0.51467 | 0.00047206 | 0.00032582 | 0.00022944 | 2020-11-25 14:00
7915 | HE 7912 | 0.0003191 | 1.0764 | 0.75407 | 0.54846 | 0.00034349 | 0.00024062 | 0.00017501 | 2020-11-25 15:00
7916 | HE 7913 | 0.00016106 | 1.2081 | 1.3004 | 0.68384 | 0.00019457 | 0.00020945 | 0.00011014 | 2020-11-25 16:00
7917 | HE 7914 | 4.3797e-06 | 3.3116 | 3.2558 | 3.145 | 1.4504e-05 | 1.4259e-05 | 1.3774e-05 | 2020-11-25 17:00
7918 | HE 7915 | 0 | 2.6365 | 1.3334 | 0.78502 | 0 | 0 | 0 | 2020-11-25 18:00
7919 | HE 7916 | 0 | 1.7596 | 1.1466 | 0.62602 | 0 | 0 | 0 | 2020-11-25 19:00
7920 | HE 7917 | 0 | 1.9155 | 1.0208 | 0.69321 | 0 | 0 | 0 | 2020-11-25 20:00
7921 | HE 7918 | 0 | 1.3937 | 1.0236 | 0.66881 | 0 | 0 | 0 | 2020-11-25 21:00
7922 | HE 7919 | 0 | 1.5394 | 1.9212 | 0.75494 | 0 | 0 | 0 | 2020-11-25 22:00
7923 | HE 7920 | 0 | 1.7545 | 2.5825 | 1.4288 | 0 | 0 | 0 | 2020-11-25 23:00
7924 | HE 7921 | 0 | 1.2457 | 3.1609 | 2.3404 | 0 | 0 | 0 | 2020-11-26
7925 | HE 7922 | 0 | 1.369 | 3.1884 | 2.3848 | 0 | 0 | 0 | 2020-11-26 01:00
7926 | HE 7923 | 0 | 1.3168 | 3.2208 | 2.2567 | 0 | 0 | 0 | 2020-11-26 02:00
7927 | HE 7924 | 0 | 1.3512 | 3.198 | 2.2681 | 0 | 0 | 0 | 2020-11-26 03:00
7928 | HE 7925 | 0 | 1.3378 | 3.2165 | 2.3341 | 0 | 0 | 0 | 2020-11-26 04:00
7929 | HE 7926 | 0 | 1.6734 | 3.3974 | 3.1048 | 0 | 0 | 0 | 2020-11-26 05:00
7930 | HE 7927 | 0 | 5.0984 | 4.6184 | 2.5353 | 0 | 0 | 0 | 2020-11-26 06:00
7931 | HE 7928 | 6.4039e-05 | 3.7355 | 1.8118 | 1.148 | 0.00023922 | 0.00011602 | 7.3519e-05 | 2020-11-26 07:00
7932 | HE 7929 | 0.00021527 | 2.2216 | 1.7979 | 1.2421 | 0.00047825 | 0.00038705 | 0.0002674 | 2020-11-26 08:00
7933 | HE 7930 | 0.00036658 | 1.9169 | 1.6767 | 1.0206 | 0.00070269 | 0.00061465 | 0.00037413 | 2020-11-26 09:00
7934 | HE 7931 | 0.00046678 | 0.9528 | 1.5528 | 0.94914 | 0.00044475 | 0.00072481 | 0.00044304 | 2020-11-26 10:00
7935 | HE 7932 | 0.00052433 | 0.78051 | 1.4138 | 0.52201 | 0.00040924 | 0.00074129 | 0.0002737 | 2020-11-26 11:00
7936 | HE 7933 | 0.00052315 | 0.7754 | 1.3705 | 0.51385 | 0.00040565 | 0.000717 | 0.00026882 | 2020-11-26 12:00
7937 | HE 7934 | 0.00051029 | 0.64216 | 1.3366 | 0.51429 | 0.00032769 | 0.00068207 | 0.00026244 | 2020-11-26 13:00
7938 | HE 7935 | 0.00044579 | 0.63735 | 1.314 | 0.58085 | 0.00028413 | 0.00058576 | 0.00025894 | 2020-11-26 14:00
7939 | HE 7936 | 0.0003191 | 0.64346 | 1.315 | 0.596 | 0.00020533 | 0.00041964 | 0.00019018 | 2020-11-26 15:00
7940 | HE 7937 | 0.00016106 | 0.7945 | 1.4206 | 0.95234 | 0.00012796 | 0.0002288 | 0.00015338 | 2020-11-26 16:00
7941 | HE 7938 | 4.3797e-06 | 3.049 | 3.3517 | 2.9821 | 1.3354e-05 | 1.4679e-05 | 1.306e-05 | 2020-11-26 17:00
7942 | HE 7939 | 0 | 2.6511 | 2.3102 | 1.1245 | 0 | 0 | 0 | 2020-11-26 18:00
7943 | HE 7940 | 0 | 1.9197 | 1.072 | 0.80031 | 0 | 0 | 0 | 2020-11-26 19:00
7944 | HE 7941 | 0 | 1.4224 | 0.97811 | 0.78073 | 0 | 0 | 0 | 2020-11-26 20:00
7945 | HE 7942 | 0 | 1.365 | 0.93324 | 1.1088 | 0 | 0 | 0 | 2020-11-26 21:00
7946 | HE 7943 | 0 | 1.5559 | 1.3592 | 1.4902 | 0 | 0 | 0 | 2020-11-26 22:00
7947 | HE 7944 | 0 | 1.3348 | 2.3329 | 1.352 | 0 | 0 | 0 | 2020-11-26 23:00
7948 | HE 7945 | 0 | 1.0167 | 1.4464 | 2.3374 | 0 | 0 | 0 | 2020-11-27
7949 | HE 7946 | 0 | 1.0718 | 1.0846 | 2.3662 | 0 | 0 | 0 | 2020-11-27 01:00
7950 | HE 7947 | 0 | 1.0377 | 1.1327 | 2.3565 | 0 | 0 | 0 | 2020-11-27 02:00
7951 | HE 7948 | 0 | 1.0641 | 1.133 | 2.3793 | 0 | 0 | 0 | 2020-11-27 03:00
7952 | HE 7949 | 0 | 1.0975 | 1.182 | 2.445 | 0 | 0 | 0 | 2020-11-27 04:00
7953 | HE 7950 | 0 | 1.5497 | 1.3972 | 3.047 | 0 | 0 | 0 | 2020-11-27 05:00
7954 | HE 7951 | 0 | 3.9419 | 3.0139 | 2.6327 | 0 | 0 | 0 | 2020-11-27 06:00
7955 | HE 7952 | 6.4039e-05 | 3.1138 | 0.85412 | 1.197 | 0.0001994 | 5.4697e-05 | 7.6656e-05 | 2020-11-27 07:00
7956 | HE 7953 | 0.00021527 | 1.6645 | 1.6264 | 0.754 | 0.00035831 | 0.00035012 | 0.00016231 | 2020-11-27 08:00
7957 | HE 7954 | 0.00036658 | 1.5188 | 1.8855 | 0.90707 | 0.00055676 | 0.00069117 | 0.00033251 | 2020-11-27 09:00
7958 | HE 7955 | 0.00046678 | 1.0624 | 1.7562 | 0.94984 | 0.00049592 | 0.00081974 | 0.00044337 | 2020-11-27 10:00
7959 | HE 7956 | 0.00052433 | 0.76772 | 1.3743 | 0.85422 | 0.00040254 | 0.00072058 | 0.00044789 | 2020-11-27 11:00
7960 | HE 7957 | 0.00052315 | 0.79942 | 0.9453 | 0.98826 | 0.00041822 | 0.00049454 | 0.00051701 | 2020-11-27 12:00
7961 | HE 7958 | 0.00051029 | 0.8577 | 0.82658 | 0.96895 | 0.00043768 | 0.0004218 | 0.00049445 | 2020-11-27 13:00
7962 | HE 7959 | 0.00044579 | 0.75312 | 0.85228 | 0.98628 | 0.00033574 | 0.00037994 | 0.00043968 | 2020-11-27 14:00
7963 | HE 7960 | 0.0003191 | 0.75544 | 0.8685 | 0.99025 | 0.00024106 | 0.00027714 | 0.00031599 | 2020-11-27 15:00
7964 | HE 7961 | 0.00016106 | 1.0423 | 0.5556 | 1.0428 | 0.00016787 | 8.9483e-05 | 0.00016796 | 2020-11-27 16:00
7965 | HE 7962 | 4.3797e-06 | 2.1127 | 3.5695 | 2.6017 | 9.253e-06 | 1.5633e-05 | 1.1395e-05 | 2020-11-27 17:00
7966 | HE 7963 | 0 | 1.4382 | 2.7417 | 1.1296 | 0 | 0 | 0 | 2020-11-27 18:00
7967 | HE 7964 | 0 | 1.322 | 1.3901 | 1.0157 | 0 | 0 | 0 | 2020-11-27 19:00
7968 | HE 7965 | 0 | 1.226 | 0.97798 | 0.99355 | 0 | 0 | 0 | 2020-11-27 20:00
7969 | HE 7966 | 0 | 1.1524 | 0.88375 | 1.6463 | 0 | 0 | 0 | 2020-11-27 21:00
7970 | HE 7967 | 0 | 1.5281 | 0.89714 | 1.3731 | 0 | 0 | 0 | 2020-11-27 22:00
7971 | HE 7968 | 0 | 1.3501 | 1.3147 | 0.95382 | 0 | 0 | 0 | 2020-11-27 23:00
7972 | HE 7969 | 0 | 0.90942 | 1.3927 | 0.85995 | 0 | 0 | 0 | 2020-11-28
7973 | HE 7970 | 0 | 0.95364 | 1.3421 | 0.8778 | 0 | 0 | 0 | 2020-11-28 01:00
7974 | HE 7971 | 0 | 0.97993 | 1.3479 | 0.54148 | 0 | 0 | 0 | 2020-11-28 02:00
7975 | HE 7972 | 0 | 0.85499 | 1.1237 | 0.57345 | 0 | 0 | 0 | 2020-11-28 03:00
7976 | HE 7973 | 0 | 0.86398 | 1.3757 | 0.73734 | 0 | 0 | 0 | 2020-11-28 04:00
7977 | HE 7974 | 0 | 1.3034 | 1.7512 | 0.94783 | 0 | 0 | 0 | 2020-11-28 05:00
7978 | HE 7975 | 0 | 4.1247 | 2.6834 | 1.138 | 0 | 0 | 0 | 2020-11-28 06:00
7979 | HE 7976 | 6.4039e-05 | 2.648 | 1.3148 | 0.72219 | 0.00016957 | 8.42e-05 | 4.6248e-05 | 2020-11-28 07:00
7980 | HE 7977 | 0.00021527 | 2.0658 | 1.777 | 0.62508 | 0.00044471 | 0.00038255 | 0.00013456 | 2020-11-28 08:00
7981 | HE 7978 | 0.00036658 | 1.5851 | 2.5145 | 0.6603 | 0.00058107 | 0.00092176 | 0.00024205 | 2020-11-28 09:00
7982 | HE 7979 | 0.00046678 | 1.1046 | 1.8565 | 0.67963 | 0.00051561 | 0.00086657 | 0.00031724 | 2020-11-28 10:00
7983 | HE 7980 | 0.00052433 | 1.1907 | 1.8569 | 0.57725 | 0.00062431 | 0.00097361 | 0.00030267 | 2020-11-28 11:00
7984 | HE 7981 | 0.00052315 | 0.97383 | 1.1672 | 0.53347 | 0.00050946 | 0.00061064 | 0.00027909 | 2020-11-28 12:00
7985 | HE 7982 | 0.00051029 | 0.98241 | 0.98648 | 0.49043 | 0.00050132 | 0.00050339 | 0.00025026 | 2020-11-28 13:00
7986 | HE 7983 | 0.00044579 | 0.91552 | 1.0287 | 0.46983 | 0.00040813 | 0.00045859 | 0.00020945 | 2020-11-28 14:00
7987 | HE 7984 | 0.0003191 | 0.92933 | 1.0792 | 0.29385 | 0.00029655 | 0.00034439 | 9.3769e-05 | 2020-11-28 15:00
7988 | HE 7985 | 0.00016106 | 1.012 | 1.1321 | 0.71111 | 0.00016299 | 0.00018233 | 0.00011453 | 2020-11-28 16:00
7989 | HE 7986 | 4.3797e-06 | 2.1845 | 3.6455 | 1.8906 | 9.5675e-06 | 1.5966e-05 | 8.2803e-06 | 2020-11-28 17:00
7990 | HE 7987 | 0 | 1.2005 | 2.2204 | 1.2673 | 0 | 0 | 0 | 2020-11-28 18:00
7991 | HE 7988 | 0 | 1.0254 | 1.6124 | 0.9561 | 0 | 0 | 0 | 2020-11-28 19:00
7992 | HE 7989 | 0 | 1.0796 | 1.3594 | 0.50868 | 0 | 0 | 0 | 2020-11-28 20:00
7993 | HE 7990 | 0 | 1.0641 | 1.2045 | 0.48275 | 0 | 0 | 0 | 2020-11-28 21:00
7994 | HE 7991 | 0 | 1.5795 | 1.2404 | 0.54798 | 0 | 0 | 0 | 2020-11-28 22:00
7995 | HE 7992 | 0 | 1.5958 | 1.1289 | 0.48378 | 0 | 0 | 0 | 2020-11-28 23:00
7996 | HE 7993 | 0 | 0.99626 | 0.95258 | 0.48934 | 0 | 0 | 0 | 2020-11-29
7997 | HE 7994 | 0 | 0.9669 | 0.99691 | 0.395 | 0 | 0 | 0 | 2020-11-29 01:00
7998 | HE 7995 | 0 | 1.0425 | 1.0296 | 0.38395 | 0 | 0 | 0 | 2020-11-29 02:00
7999 | HE 7996 | 0 | 0.99209 | 1.0313 | 0.40912 | 0 | 0 | 0 | 2020-11-29 03:00
8000 | HE 7997 | 0 | 0.99691 | 1.066 | 0.55497 | 0 | 0 | 0 | 2020-11-29 04:00
8001 | HE 7998 | 0 | 1.711 | 1.2463 | 0.98705 | 0 | 0 | 0 | 2020-11-29 05:00
8002 | HE 7999 | 0 | 3.9967 | 2.9392 | 1.4125 | 0 | 0 | 0 | 2020-11-29 06:00
8003 | HE 8000 | 6.4039e-05 | 2.6647 | 1.0484 | 0.88535 | 0.00017065 | 6.7138e-05 | 5.6697e-05 | 2020-11-29 07:00
8004 | HE 8001 | 0.00021527 | 2.0098 | 1.4351 | 0.62674 | 0.00043265 | 0.00030894 | 0.00013492 | 2020-11-29 08:00
8005 | HE 8002 | 0.00036658 | 2.4364 | 1.401 | 0.91309 | 0.00089315 | 0.00051358 | 0.00033472 | 2020-11-29 09:00
8006 | HE 8003 | 0.00046678 | 1.5705 | 1.2503 | 0.84569 | 0.00073306 | 0.00058362 | 0.00039475 | 2020-11-29 10:00
8007 | HE 8004 | 0.00052433 | 1.3776 | 1.0426 | 0.84433 | 0.0007223 | 0.00054668 | 0.00044271 | 2020-11-29 11:00
8008 | HE 8005 | 0.00052315 | 1.537 | 0.87875 | 0.82616 | 0.00080411 | 0.00045972 | 0.00043221 | 2020-11-29 12:00
8009 | HE 8006 | 0.00051029 | 1.2634 | 0.84519 | 0.82467 | 0.00064469 | 0.00043129 | 0.00042082 | 2020-11-29 13:00
8010 | HE 8007 | 0.00044579 | 1.0187 | 0.81714 | 0.71357 | 0.00045414 | 0.00036428 | 0.00031811 | 2020-11-29 14:00
8011 | HE 8008 | 0.0003191 | 1.0563 | 0.8247 | 0.71118 | 0.00033706 | 0.00026316 | 0.00022694 | 2020-11-29 15:00
8012 | HE 8009 | 0.00016106 | 1.2867 | 0.92901 | 0.87931 | 0.00020723 | 0.00014962 | 0.00014162 | 2020-11-29 16:00
8013 | HE 8010 | 4.3797e-06 | 2.7868 | 3.998 | 2.1626 | 1.2205e-05 | 1.751e-05 | 9.4713e-06 | 2020-11-29 17:00
8014 | HE 8011 | 0 | 1.5907 | 2.5502 | 0.98387 | 0 | 0 | 0 | 2020-11-29 18:00
8015 | HE 8012 | 0 | 1.0876 | 1.2481 | 0.85845 | 0 | 0 | 0 | 2020-11-29 19:00
8016 | HE 8013 | 0 | 1.0177 | 1.1069 | 0.74435 | 0 | 0 | 0 | 2020-11-29 20:00
8017 | HE 8014 | 0 | 0.96168 | 0.94746 | 1.3425 | 0 | 0 | 0 | 2020-11-29 21:00
8018 | HE 8015 | 0 | 1.5283 | 1.2673 | 1.5578 | 0 | 0 | 0 | 2020-11-29 22:00
8019 | HE 8016 | 0 | 1.5213 | 1.0521 | 1.4905 | 0 | 0 | 0 | 2020-11-29 23:00
8020 | HE 8017 | 0 | 0.95326 | 2.0303 | 1.6714 | 0 | 0 | 0 | 2020-11-30
8021 | HE 8018 | 0 | 0.89354 | 1.7088 | 1.531 | 0 | 0 | 0 | 2020-11-30 01:00
8022 | HE 8019 | 0 | 1.0125 | 1.7443 | 1.5056 | 0 | 0 | 0 | 2020-11-30 02:00
8023 | HE 8020 | 0 | 1.0174 | 1.7582 | 0.82406 | 0 | 0 | 0 | 2020-11-30 03:00
8024 | HE 8021 | 0 | 1 | 1.8048 | 0.53313 | 0 | 0 | 0 | 2020-11-30 04:00
8025 | HE 8022 | 0 | 2.2849 | 2.7509 | 0.86512 | 0 | 0 | 0 | 2020-11-30 05:00
8026 | HE 8023 | 0 | 4.0841 | 2.8582 | 1.7043 | 0 | 0 | 0 | 2020-11-30 06:00
8027 | HE 8024 | 6.4039e-05 | 2.7596 | 1.3583 | 1.6161 | 0.00017672 | 8.6985e-05 | 0.00010349 | 2020-11-30 07:00
8028 | HE 8025 | 0.00021527 | 2.5775 | 1.28 | 1.3485 | 0.00055485 | 0.00027555 | 0.00029029 | 2020-11-30 08:00
8029 | HE 8026 | 0.00036658 | 2.4441 | 1.2919 | 1.037 | 0.00089597 | 0.00047357 | 0.00038015 | 2020-11-30 09:00
8030 | HE 8027 | 0.00046678 | 1.3163 | 1.1313 | 0.67829 | 0.00061441 | 0.00052806 | 0.00031661 | 2020-11-30 10:00
8031 | HE 8028 | 0.00052433 | 1.2539 | 1.1643 | 0.45701 | 0.00065743 | 0.00061045 | 0.00023963 | 2020-11-30 11:00
8032 | HE 8029 | 0.00052315 | 1.4876 | 0.93089 | 0.46736 | 0.00077824 | 0.000487 | 0.0002445 | 2020-11-30 12:00
8033 | HE 8030 | 0.00051029 | 1.07 | 1.7185 | 0.52282 | 0.000546 | 0.00087692 | 0.00026679 | 2020-11-30 13:00
8034 | HE 8031 | 0.00044579 | 0.97919 | 1.7023 | 0.54342 | 0.00043652 | 0.00075886 | 0.00024225 | 2020-11-30 14:00
8035 | HE 8032 | 0.0003191 | 0.89862 | 1.674 | 0.57765 | 0.00028675 | 0.00053419 | 0.00018433 | 2020-11-30 15:00
8036 | HE 8033 | 0.00016106 | 1.2043 | 1.3995 | 0.71251 | 0.00019396 | 0.0002254 | 0.00011475 | 2020-11-30 16:00
8037 | HE 8034 | 4.3797e-06 | 2.3205 | 4.0866 | 3.7684 | 1.0163e-05 | 1.7898e-05 | 1.6504e-05 | 2020-11-30 17:00
8038 | HE 8035 | 0 | 1.4874 | 2.6725 | 1.6994 | 0 | 0 | 0 | 2020-11-30 18:00
8039 | HE 8036 | 0 | 1.2865 | 1.1515 | 1.1134 | 0 | 0 | 0 | 2020-11-30 19:00
8040 | HE 8037 | 0 | 0.89807 | 0.96117 | 0.62501 | 0 | 0 | 0 | 2020-11-30 20:00
8041 | HE 8038 | 0 | 0.9573 | 0.92245 | 0.35744 | 0 | 0 | 0 | 2020-11-30 21:00
8042 | HE 8039 | 0 | 0.99246 | 1.3875 | 0.43275 | 0 | 0 | 0 | 2020-11-30 22:00
8043 | HE 8040 | 0 | 1.1493 | 2.165 | 0.49165 | 0 | 0 | 0 | 2020-11-30 23:00
8044 | HE 8041 | 0 | 0.77833 | 1.1542 | 0.31934 | 0 | 0 | 0 | 2020-12-01
8045 | HE 8042 | 0 | 0.7117 | 1.0914 | 0.30518 | 0 | 0 | 0 | 2020-12-01 01:00
8046 | HE 8043 | 0 | 0.84184 | 1.7106 | 0.30328 | 0 | 0 | 0 | 2020-12-01 02:00
8047 | HE 8044 | 0 | 0.86135 | 1.1426 | 0.29391 | 0 | 0 | 0 | 2020-12-01 03:00
8048 | HE 8045 | 0 | 0.88658 | 1.2193 | 0.38364 | 0 | 0 | 0 | 2020-12-01 04:00
8049 | HE 8046 | 0 | 2.2958 | 1.6123 | 1.0277 | 0 | 0 | 0 | 2020-12-01 05:00
8050 | HE 8047 | 0 | 4.8202 | 3.0622 | 3.0378 | 0 | 0 | 0 | 2020-12-01 06:00
8051 | HE 8048 | 1.2702e-05 | 2.8479 | 1.1308 | 1.7583 | 3.6172e-05 | 1.4362e-05 | 2.2333e-05 | 2020-12-01 07:00
8052 | HE 8049 | 0.00014798 | 2.5758 | 1.2834 | 1.0823 | 0.00038117 | 0.00018991 | 0.00016015 | 2020-12-01 08:00
8053 | HE 8050 | 0.0003057 | 2.4616 | 0.96546 | 0.83848 | 0.00075251 | 0.00029514 | 0.00025632 | 2020-12-01 09:00
8054 | HE 8051 | 0.0004117 | 1.3138 | 0.82736 | 0.50224 | 0.00054087 | 0.00034062 | 0.00020677 | 2020-12-01 10:00
8055 | HE 8052 | 0.00044621 | 1.2273 | 0.81815 | 0.46117 | 0.00054764 | 0.00036506 | 0.00020577 | 2020-12-01 11:00
8056 | HE 8053 | 0.00050594 | 1.2181 | 0.52695 | 0.54571 | 0.00061631 | 0.00026661 | 0.0002761 | 2020-12-01 12:00
8057 | HE 8054 | 0.0004786 | 0.99115 | 0.47161 | 0.572 | 0.00047436 | 0.00022571 | 0.00027376 | 2020-12-01 13:00
8058 | HE 8055 | 0.00041963 | 0.95495 | 0.44836 | 1.1115 | 0.00040072 | 0.00018815 | 0.00046643 | 2020-12-01 14:00
8059 | HE 8056 | 0.00030987 | 0.91927 | 0.4759 | 0.98155 | 0.00028485 | 0.00014746 | 0.00030415 | 2020-12-01 15:00
8060 | HE 8057 | 0.00017153 | 1.2555 | 0.96811 | 1.1275 | 0.00021537 | 0.00016606 | 0.00019341 | 2020-12-01 16:00
8061 | HE 8058 | 4.176e-06 | 3.4589 | 4.07 | 2.9993 | 1.4445e-05 | 1.6996e-05 | 1.2525e-05 | 2020-12-01 17:00
8062 | HE 8059 | 0 | 1.706 | 1.7871 | 0.77164 | 0 | 0 | 0 | 2020-12-01 18:00
8063 | HE 8060 | 0 | 1.3753 | 1.4177 | 0.78889 | 0 | 0 | 0 | 2020-12-01 19:00
8064 | HE 8061 | 0 | 0.82467 | 1.366 | 0.59904 | 0 | 0 | 0 | 2020-12-01 20:00
8065 | HE 8062 | 0 | 0.82836 | 1.0914 | 0.75819 | 0 | 0 | 0 | 2020-12-01 21:00
8066 | HE 8063 | 0 | 0.98579 | 0.97525 | 1.0249 | 0 | 0 | 0 | 2020-12-01 22:00
8067 | HE 8064 | 0 | 1.0839 | 0.85304 | 1.1572 | 0 | 0 | 0 | 2020-12-01 23:00
8068 | HE 8065 | 0 | 0.96982 | 0.52411 | 1.3619 | 0 | 0 | 0 | 2020-12-02
8069 | HE 8066 | 0 | 0.97195 | 0.3319 | 1.4765 | 0 | 0 | 0 | 2020-12-02 01:00
8070 | HE 8067 | 0 | 1.0282 | 0.35685 | 1.4846 | 0 | 0 | 0 | 2020-12-02 02:00
8071 | HE 8068 | 0 | 1.0208 | 0.408 | 1.4809 | 0 | 0 | 0 | 2020-12-02 03:00
8072 | HE 8069 | 0 | 1.2532 | 0.60253 | 1.263 | 0 | 0 | 0 | 2020-12-02 04:00
8073 | HE 8070 | 0 | 1.7858 | 1.0917 | 2.2719 | 0 | 0 | 0 | 2020-12-02 05:00
8074 | HE 8071 | 0 | 3.1724 | 6.0439 | 1.6993 | 0 | 0 | 0 | 2020-12-02 06:00
8075 | HE 8072 | 1.2702e-05 | 2.4741 | 3.3614 | 1.445 | 3.1424e-05 | 4.2695e-05 | 1.8353e-05 | 2020-12-02 07:00
8076 | HE 8073 | 0.00014798 | 2.3183 | 1.646 | 1.1081 | 0.00034306 | 0.00024357 | 0.00016397 | 2020-12-02 08:00
8077 | HE 8074 | 0.0003057 | 2.3076 | 1.2772 | 0.79037 | 0.00070542 | 0.00039043 | 0.00024161 | 2020-12-02 09:00
8078 | HE 8075 | 0.0004117 | 1.5112 | 0.60588 | 0.67456 | 0.00062215 | 0.00024944 | 0.00027771 | 2020-12-02 10:00
8079 | HE 8076 | 0.00044621 | 1.4928 | 0.41873 | 0.79023 | 0.00066612 | 0.00018684 | 0.00035261 | 2020-12-02 11:00
8080 | HE 8077 | 0.00050594 | 1.2081 | 0.71196 | 0.89212 | 0.00061123 | 0.00036021 | 0.00045136 | 2020-12-02 12:00
8081 | HE 8078 | 0.0004786 | 1.0398 | 0.77261 | 0.97643 | 0.00049766 | 0.00036977 | 0.00046732 | 2020-12-02 13:00
8082 | HE 8079 | 0.00041963 | 0.98276 | 0.7361 | 1.092 | 0.00041239 | 0.00030889 | 0.00045823 | 2020-12-02 14:00
8083 | HE 8080 | 0.00030987 | 1.0507 | 0.79496 | 0.98646 | 0.00032559 | 0.00024633 | 0.00030567 | 2020-12-02 15:00
8084 | HE 8081 | 0.00017153 | 1.4358 | 1.0582 | 0.98342 | 0.00024628 | 0.00018152 | 0.00016869 | 2020-12-02 16:00
8085 | HE 8082 | 4.176e-06 | 3.9911 | 3.0744 | 1.8511 | 1.6667e-05 | 1.2839e-05 | 7.73e-06 | 2020-12-02 17:00
8086 | HE 8083 | 0 | 2.1625 | 1.6806 | 0.96221 | 0 | 0 | 0 | 2020-12-02 18:00
8087 | HE 8084 | 0 | 1.6395 | 1.3748 | 0.86757 | 0 | 0 | 0 | 2020-12-02 19:00
8088 | HE 8085 | 0 | 1.3655 | 1.1916 | 0.61509 | 0 | 0 | 0 | 2020-12-02 20:00
8089 | HE 8086 | 0 | 1.3661 | 1.1782 | 0.54508 | 0 | 0 | 0 | 2020-12-02 21:00
8090 | HE 8087 | 0 | 1.4005 | 1.2809 | 0.99121 | 0 | 0 | 0 | 2020-12-02 22:00
8091 | HE 8088 | 0 | 1.4922 | 1.315 | 1.5664 | 0 | 0 | 0 | 2020-12-02 23:00
8092 | HE 8089 | 0 | 1.102 | 0.85349 | 1.1809 | 0 | 0 | 0 | 2020-12-03
8093 | HE 8090 | 0 | 1.1359 | 0.83583 | 1.0777 | 0 | 0 | 0 | 2020-12-03 01:00
8094 | HE 8091 | 0 | 1.1173 | 0.85571 | 0.84673 | 0 | 0 | 0 | 2020-12-03 02:00
8095 | HE 8092 | 0 | 1.1452 | 0.85245 | 0.83003 | 0 | 0 | 0 | 2020-12-03 03:00
8096 | HE 8093 | 0 | 1.1515 | 0.894 | 0.83892 | 0 | 0 | 0 | 2020-12-03 04:00
8097 | HE 8094 | 0 | 1.8347 | 1.2357 | 0.81202 | 0 | 0 | 0 | 2020-12-03 05:00
8098 | HE 8095 | 0 | 3.0894 | 2.6233 | 1.4026 | 0 | 0 | 0 | 2020-12-03 06:00
8099 | HE 8096 | 1.2702e-05 | 2.7468 | 1.2343 | 1.3671 | 3.4888e-05 | 1.5677e-05 | 1.7364e-05 | 2020-12-03 07:00
8100 | HE 8097 | 0.00014798 | 2.2374 | 0.77447 | 0.94344 | 0.00033109 | 0.0001146 | 0.00013961 | 2020-12-03 08:00
8101 | HE 8098 | 0.0003057 | 2.0044 | 1.6495 | 0.74539 | 0.00061273 | 0.00050424 | 0.00022786 | 2020-12-03 09:00
8102 | HE 8099 | 0.0004117 | 1.0018 | 1.3253 | 0.54603 | 0.00041243 | 0.00054561 | 0.0002248 | 2020-12-03 10:00
8103 | HE 8100 | 0.00044621 | 1.1588 | 0.78614 | 0.5287 | 0.00051706 | 0.00035078 | 0.00023591 | 2020-12-03 11:00
8104 | HE 8101 | 0.00050594 | 1.015 | 0.78912 | 0.51426 | 0.00051354 | 0.00039925 | 0.00026019 | 2020-12-03 12:00
8105 | HE 8102 | 0.0004786 | 0.90718 | 0.49287 | 0.50943 | 0.00043418 | 0.00023589 | 0.00024381 | 2020-12-03 13:00
8106 | HE 8103 | 0.00041963 | 0.83151 | 0.77801 | 0.67972 | 0.00034892 | 0.00032648 | 0.00028523 | 2020-12-03 14:00
8107 | HE 8104 | 0.00030987 | 0.99241 | 0.79059 | 0.62229 | 0.00030751 | 0.00024498 | 0.00019283 | 2020-12-03 15:00
8108 | HE 8105 | 0.00017153 | 0.9468 | 0.95799 | 0.80453 | 0.00016241 | 0.00016433 | 0.000138 | 2020-12-03 16:00
8109 | HE 8106 | 4.176e-06 | 3.4425 | 3.6443 | 2.9517 | 1.4376e-05 | 1.5219e-05 | 1.2326e-05 | 2020-12-03 17:00
8110 | HE 8107 | 0 | 1.9697 | 2.2677 | 1.616 | 0 | 0 | 0 | 2020-12-03 18:00
8111 | HE 8108 | 0 | 1.3894 | 1.0668 | 1.4414 | 0 | 0 | 0 | 2020-12-03 19:00
8112 | HE 8109 | 0 | 1.1926 | 0.66859 | 1.3337 | 0 | 0 | 0 | 2020-12-03 20:00
8113 | HE 8110 | 0 | 0.85372 | 0.59017 | 0.65051 | 0 | 0 | 0 | 2020-12-03 21:00
8114 | HE 8111 | 0 | 0.92994 | 0.67505 | 0.43863 | 0 | 0 | 0 | 2020-12-03 22:00
8115 | HE 8112 | 0 | 1.1561 | 0.59691 | 0.42843 | 0 | 0 | 0 | 2020-12-03 23:00
8116 | HE 8113 | 0 | 0.82592 | 0.32722 | 0.26286 | 0 | 0 | 0 | 2020-12-04
8117 | HE 8114 | 0 | 0.78884 | 0.3233 | 0.20594 | 0 | 0 | 0 | 2020-12-04 01:00
8118 | HE 8115 | 0 | 0.62315 | 0.34248 | 0.22385 | 0 | 0 | 0 | 2020-12-04 02:00
8119 | HE 8116 | 0 | 0.76965 | 0.3303 | 0.25724 | 0 | 0 | 0 | 2020-12-04 03:00
8120 | HE 8117 | 0 | 0.6465 | 0.44455 | 0.27226 | 0 | 0 | 0 | 2020-12-04 04:00
8121 | HE 8118 | 0 | 1.2457 | 0.78807 | 0.45765 | 0 | 0 | 0 | 2020-12-04 05:00
8122 | HE 8119 | 0 | 5.5052 | 3.9392 | 2.6785 | 0 | 0 | 0 | 2020-12-04 06:00
8123 | HE 8120 | 1.2702e-05 | 3.3621 | 2.1376 | 1.8007 | 4.2704e-05 | 2.7151e-05 | 2.2872e-05 | 2020-12-04 07:00
8124 | HE 8121 | 0.00014798 | 2.4755 | 1.358 | 0.99553 | 0.00036632 | 0.00020096 | 0.00014732 | 2020-12-04 08:00
8125 | HE 8122 | 0.0003057 | 2.3812 | 0.93795 | 0.7333 | 0.00072792 | 0.00028673 | 0.00022417 | 2020-12-04 09:00
8126 | HE 8123 | 0.0004117 | 1.1334 | 0.67295 | 0.51855 | 0.00046662 | 0.00027705 | 0.00021349 | 2020-12-04 10:00
8127 | HE 8124 | 0.00044621 | 0.95985 | 0.65958 | 0.38894 | 0.00042829 | 0.00029431 | 0.00017355 | 2020-12-04 11:00
8128 | HE 8125 | 0.00050594 | 0.95302 | 0.50275 | 0.38006 | 0.00048218 | 0.00025436 | 0.00019229 | 2020-12-04 12:00
8129 | HE 8126 | 0.0004786 | 0.89736 | 0.45192 | 0.36828 | 0.00042948 | 0.00021629 | 0.00017626 | 2020-12-04 13:00
8130 | HE 8127 | 0.00041963 | 0.80173 | 0.80929 | 0.53289 | 0.00033643 | 0.0003396 | 0.00022362 | 2020-12-04 14:00
8131 | HE 8128 | 0.00030987 | 0.81575 | 0.8476 | 0.55399 | 0.00025277 | 0.00026264 | 0.00017166 | 2020-12-04 15:00
8132 | HE 8129 | 0.00017153 | 0.86661 | 1.1865 | 0.93123 | 0.00014865 | 0.00020352 | 0.00015974 | 2020-12-04 16:00
8133 | HE 8130 | 4.176e-06 | 3.4665 | 2.3289 | 3.1346 | 1.4476e-05 | 9.7254e-06 | 1.309e-05 | 2020-12-04 17:00
8134 | HE 8131 | 0 | 2.3734 | 1.5307 | 1.6238 | 0 | 0 | 0 | 2020-12-04 18:00
8135 | HE 8132 | 0 | 1.3761 | 1.2148 | 1.0375 | 0 | 0 | 0 | 2020-12-04 19:00
8136 | HE 8133 | 0 | 1.2606 | 1.0868 | 0.73625 | 0 | 0 | 0 | 2020-12-04 20:00
8137 | HE 8134 | 0 | 0.93065 | 0.99803 | 0.55317 | 0 | 0 | 0 | 2020-12-04 21:00
8138 | HE 8135 | 0 | 0.86275 | 1.0705 | 0.33653 | 0 | 0 | 0 | 2020-12-04 22:00
8139 | HE 8136 | 0 | 0.86199 | 1.4463 | 0.30567 | 0 | 0 | 0 | 2020-12-04 23:00
8140 | HE 8137 | 0 | 0.68232 | 1.9851 | 0.31989 | 0 | 0 | 0 | 2020-12-05
8141 | HE 8138 | 0 | 0.60086 | 1.9699 | 0.21396 | 0 | 0 | 0 | 2020-12-05 01:00
8142 | HE 8139 | 0 | 0.65161 | 2.0019 | 0.17475 | 0 | 0 | 0 | 2020-12-05 02:00
8143 | HE 8140 | 0 | 0.64139 | 1.9692 | 0.20582 | 0 | 0 | 0 | 2020-12-05 03:00
8144 | HE 8141 | 0 | 0.6199 | 1.9609 | 0.24748 | 0 | 0 | 0 | 2020-12-05 04:00
8145 | HE 8142 | 0 | 1.2298 | 2.2014 | 0.49025 | 0 | 0 | 0 | 2020-12-05 05:00
8146 | HE 8143 | 0 | 4.72 | 5.1639 | 1.9787 | 0 | 0 | 0 | 2020-12-05 06:00
8147 | HE 8144 | 1.2702e-05 | 2.5847 | 2.3011 | 1.6729 | 3.283e-05 | 2.9227e-05 | 2.1248e-05 | 2020-12-05 07:00
8148 | HE 8145 | 0.00014798 | 2.5152 | 2.0913 | 1.3517 | 0.0003722 | 0.00030946 | 0.00020001 | 2020-12-05 08:00
8149 | HE 8146 | 0.0003057 | 2.9515 | 2.0635 | 1.2267 | 0.00090228 | 0.00063079 | 0.00037501 | 2020-12-05 09:00
8150 | HE 8147 | 0.0004117 | 1.5499 | 1.9394 | 0.635 | 0.0006381 | 0.00079846 | 0.00026143 | 2020-12-05 10:00
8151 | HE 8148 | 0.00044621 | 1.6754 | 1.6395 | 0.49989 | 0.00074758 | 0.00073156 | 0.00022306 | 2020-12-05 11:00
8152 | HE 8149 | 0.00050594 | 1.4123 | 1.6079 | 0.45215 | 0.00071454 | 0.00081352 | 0.00022876 | 2020-12-05 12:00
8153 | HE 8150 | 0.0004786 | 1.258 | 1.6701 | 0.44052 | 0.00060209 | 0.00079931 | 0.00021083 | 2020-12-05 13:00
8154 | HE 8151 | 0.00041963 | 0.8433 | 1.5029 | 0.64338 | 0.00035387 | 0.00063065 | 0.00026998 | 2020-12-05 14:00
8155 | HE 8152 | 0.00030987 | 1.104 | 1.5058 | 0.64245 | 0.00034208 | 0.0004666 | 0.00019907 | 2020-12-05 15:00
8156 | HE 8153 | 0.00017153 | 1.0871 | 1.9584 | 1.0183 | 0.00018647 | 0.00033593 | 0.00017467 | 2020-12-05 16:00
8157 | HE 8154 | 4.176e-06 | 2.9918 | 3.0494 | 2.9279 | 1.2494e-05 | 1.2734e-05 | 1.2227e-05 | 2020-12-05 17:00
8158 | HE 8155 | 0 | 1.7943 | 2.1878 | 1.2631 | 0 | 0 | 0 | 2020-12-05 18:00
8159 | HE 8156 | 0 | 1.0584 | 1.0346 | 0.76013 | 0 | 0 | 0 | 2020-12-05 19:00
8160 | HE 8157 | 0 | 0.92511 | 1.0379 | 0.45819 | 0 | 0 | 0 | 2020-12-05 20:00
8161 | HE 8158 | 0 | 0.808 | 1.071 | 0.45475 | 0 | 0 | 0 | 2020-12-05 21:00
8162 | HE 8159 | 0 | 0.95343 | 1.8176 | 0.4777 | 0 | 0 | 0 | 2020-12-05 22:00
8163 | HE 8160 | 0 | 0.80632 | 2.141 | 0.43844 | 0 | 0 | 0 | 2020-12-05 23:00
8164 | HE 8161 | 0 | 0.62092 | 1.9919 | 0.30694 | 0 | 0 | 0 | 2020-12-06
8165 | HE 8162 | 0 | 0.65262 | 1.9364 | 0.30406 | 0 | 0 | 0 | 2020-12-06 01:00
8166 | HE 8163 | 0 | 0.65183 | 1.9791 | 0.29285 | 0 | 0 | 0 | 2020-12-06 02:00
8167 | HE 8164 | 0 | 0.64734 | 1.9642 | 0.32465 | 0 | 0 | 0 | 2020-12-06 03:00
8168 | HE 8165 | 0 | 0.71398 | 2.0249 | 0.33382 | 0 | 0 | 0 | 2020-12-06 04:00
8169 | HE 8166 | 0 | 1.5706 | 2.5548 | 0.75243 | 0 | 0 | 0 | 2020-12-06 05:00
8170 | HE 8167 | 0 | 2.9656 | 3.0238 | 1.7474 | 0 | 0 | 0 | 2020-12-06 06:00
8171 | HE 8168 | 1.2702e-05 | 2.2171 | 1.1532 | 1.1487 | 2.816e-05 | 1.4648e-05 | 1.459e-05 | 2020-12-06 07:00
8172 | HE 8169 | 0.00014798 | 1.9935 | 1.1334 | 1.0784 | 0.00029499 | 0.00016771 | 0.00015957 | 2020-12-06 08:00
8173 | HE 8170 | 0.0003057 | 2.4844 | 0.93144 | 0.88484 | 0.00075948 | 0.00028474 | 0.00027049 | 2020-12-06 09:00
8174 | HE 8171 | 0.0004117 | 1.5262 | 0.74777 | 0.60013 | 0.00062832 | 0.00030785 | 0.00024707 | 2020-12-06 10:00
8175 | HE 8172 | 0.00044621 | 1.1029 | 0.79805 | 0.57506 | 0.00049213 | 0.0003561 | 0.00025659 | 2020-12-06 11:00
8176 | HE 8173 | 0.00050594 | 0.93442 | 0.70899 | 0.55054 | 0.00047276 | 0.00035871 | 0.00027855 | 2020-12-06 12:00
8177 | HE 8174 | 0.0004786 | 0.6447 | 0.72945 | 0.51677 | 0.00030855 | 0.00034911 | 0.00024733 | 2020-12-06 13:00
8178 | HE 8175 | 0.00041963 | 0.6878 | 0.69682 | 0.89159 | 0.00028862 | 0.00029241 | 0.00037414 | 2020-12-06 14:00
8179 | HE 8176 | 0.00030987 | 0.6818 | 0.56771 | 1.4019 | 0.00021127 | 0.00017591 | 0.00043439 | 2020-12-06 15:00
8180 | HE 8177 | 0.00017153 | 0.96256 | 1.3226 | 2.7484 | 0.00016511 | 0.00022687 | 0.00047145 | 2020-12-06 16:00
8181 | HE 8178 | 4.176e-06 | 3.1024 | 3.6961 | 3.7059 | 1.2956e-05 | 1.5435e-05 | 1.5476e-05 | 2020-12-06 17:00
8182 | HE 8179 | 0 | 1.5002 | 2.3318 | 1.4845 | 0 | 0 | 0 | 2020-12-06 18:00
8183 | HE 8180 | 0 | 0.89452 | 1.3856 | 1.1629 | 0 | 0 | 0 | 2020-12-06 19:00
8184 | HE 8181 | 0 | 0.68667 | 0.70135 | 0.93242 | 0 | 0 | 0 | 2020-12-06 20:00
8185 | HE 8182 | 0 | 0.65186 | 0.96803 | 0.64499 | 0 | 0 | 0 | 2020-12-06 21:00
8186 | HE 8183 | 0 | 0.99731 | 0.85082 | 0.49521 | 0 | 0 | 0 | 2020-12-06 22:00
8187 | HE 8184 | 0 | 0.85587 | 0.58752 | 0.36696 | 0 | 0 | 0 | 2020-12-06 23:00
8188 | HE 8185 | 0 | 0.99882 | 0.69174 | 0.28355 | 0 | 0 | 0 | 2020-12-07
8189 | HE 8186 | 0 | 1.0498 | 0.51829 | 0.26115 | 0 | 0 | 0 | 2020-12-07 01:00
8190 | HE 8187 | 0 | 0.89528 | 0.52722 | 0.25193 | 0 | 0 | 0 | 2020-12-07 02:00
8191 | HE 8188 | 0 | 0.80806 | 0.48757 | 0.28435 | 0 | 0 | 0 | 2020-12-07 03:00
8192 | HE 8189 | 0 | 0.88094 | 0.66609 | 0.30543 | 0 | 0 | 0 | 2020-12-07 04:00
8193 | HE 8190 | 0 | 1.6919 | 1.2472 | 0.64527 | 0 | 0 | 0 | 2020-12-07 05:00
8194 | HE 8191 | 0 | 2.8193 | 2.127 | 3.2723 | 0 | 0 | 0 | 2020-12-07 06:00
8195 | HE 8192 | 1.2702e-05 | 1.86 | 1.3767 | 2.1524 | 2.3625e-05 | 1.7486e-05 | 2.7339e-05 | 2020-12-07 07:00
8196 | HE 8193 | 0.00014798 | 1.7312 | 2.4366 | 1.048 | 0.00025617 | 0.00036056 | 0.00015508 | 2020-12-07 08:00
8197 | HE 8194 | 0.0003057 | 1.8397 | 2.6407 | 0.63316 | 0.0005624 | 0.00080727 | 0.00019356 | 2020-12-07 09:00
8198 | HE 8195 | 0.0004117 | 0.70811 | 1.6527 | 0.50921 | 0.00029153 | 0.00068042 | 0.00020964 | 2020-12-07 10:00
8199 | HE 8196 | 0.00044621 | 0.75435 | 1.1052 | 0.37877 | 0.0003366 | 0.00049316 | 0.00016901 | 2020-12-07 11:00
8200 | HE 8197 | 0.00050594 | 0.5689 | 0.89437 | 0.36369 | 0.00028783 | 0.0004525 | 0.000184 | 2020-12-07 12:00
8201 | HE 8198 | 0.0004786 | 0.55286 | 1.1773 | 0.33239 | 0.0002646 | 0.00056345 | 0.00015908 | 2020-12-07 13:00
8202 | HE 8199 | 0.00041963 | 0.54473 | 1.0512 | 0.45666 | 0.00022858 | 0.00044109 | 0.00019163 | 2020-12-07 14:00
8203 | HE 8200 | 0.00030987 | 0.56723 | 1.0261 | 0.43336 | 0.00017576 | 0.00031795 | 0.00013428 | 2020-12-07 15:00
8204 | HE 8201 | 0.00017153 | 0.79033 | 1.078 | 0.76212 | 0.00013557 | 0.00018491 | 0.00013073 | 2020-12-07 16:00
8205 | HE 8202 | 4.176e-06 | 2.8115 | 3.3334 | 2.923 | 1.1741e-05 | 1.392e-05 | 1.2207e-05 | 2020-12-07 17:00
8206 | HE 8203 | 0 | 1.7657 | 2.1328 | 1.2061 | 0 | 0 | 0 | 2020-12-07 18:00
8207 | HE 8204 | 0 | 1.014 | 1.1865 | 0.92086 | 0 | 0 | 0 | 2020-12-07 19:00
8208 | HE 8205 | 0 | 0.72249 | 1.0344 | 0.6304 | 0 | 0 | 0 | 2020-12-07 20:00
8209 | HE 8206 | 0 | 0.77639 | 0.96147 | 0.45048 | 0 | 0 | 0 | 2020-12-07 21:00
8210 | HE 8207 | 0 | 1.1608 | 1.5065 | 0.49372 | 0 | 0 | 0 | 2020-12-07 22:00
8211 | HE 8208 | 0 | 0.98745 | 2.2415 | 0.37258 | 0 | 0 | 0 | 2020-12-07 23:00
8212 | HE 8209 | 0 | 0.85922 | 0.96586 | 0.27716 | 0 | 0 | 0 | 2020-12-08
8213 | HE 8210 | 0 | 0.68199 | 0.96368 | 0.1989 | 0 | 0 | 0 | 2020-12-08 01:00
8214 | HE 8211 | 0 | 0.55363 | 1.0065 | 0.19472 | 0 | 0 | 0 | 2020-12-08 02:00
8215 | HE 8212 | 0 | 0.56607 | 0.98758 | 0.21176 | 0 | 0 | 0 | 2020-12-08 03:00
8216 | HE 8213 | 0 | 0.60953 | 1.0194 | 0.24757 | 0 | 0 | 0 | 2020-12-08 04:00
8217 | HE 8214 | 0 | 0.86285 | 1.5425 | 0.53678 | 0 | 0 | 0 | 2020-12-08 05:00
8218 | HE 8215 | 0 | 2.0489 | 2.6586 | 1.9953 | 0 | 0 | 0 | 2020-12-08 06:00
8219 | HE 8216 | 1.2702e-05 | 1.5602 | 2.1918 | 1.4898 | 1.9816e-05 | 2.7839e-05 | 1.8922e-05 | 2020-12-08 07:00
8220 | HE 8217 | 0.00014798 | 1.7832 | 2.0638 | 0.92742 | 0.00026387 | 0.0003054 | 0.00013724 | 2020-12-08 08:00
8221 | HE 8218 | 0.0003057 | 2.1642 | 2.1246 | 0.64658 | 0.00066158 | 0.00064947 | 0.00019766 | 2020-12-08 09:00
8222 | HE 8219 | 0.0004117 | 1.1438 | 1.9994 | 0.4993 | 0.00047092 | 0.00082314 | 0.00020556 | 2020-12-08 10:00
8223 | HE 8220 | 0.00044621 | 0.98647 | 1.3109 | 0.41408 | 0.00044017 | 0.00058491 | 0.00018477 | 2020-12-08 11:00
8224 | HE 8221 | 0.00050594 | 0.5482 | 1.306 | 0.3941 | 0.00027736 | 0.00066077 | 0.00019939 | 2020-12-08 12:00
8225 | HE 8222 | 0.0004786 | 0.51599 | 1.1372 | 0.35368 | 0.00024695 | 0.00054427 | 0.00016927 | 2020-12-08 13:00
8226 | HE 8223 | 0.00041963 | 0.52525 | 0.93388 | 0.52041 | 0.00022041 | 0.00039188 | 0.00021838 | 2020-12-08 14:00
8227 | HE 8224 | 0.00030987 | 0.55263 | 1.1731 | 0.52409 | 0.00017124 | 0.00036351 | 0.0001624 | 2020-12-08 15:00
8228 | HE 8225 | 0.00017153 | 0.73234 | 1.9483 | 0.7747 | 0.00012562 | 0.0003342 | 0.00013289 | 2020-12-08 16:00
8229 | HE 8226 | 4.176e-06 | 2.9978 | 3.7465 | 2.719 | 1.2519e-05 | 1.5645e-05 | 1.1354e-05 | 2020-12-08 17:00
8230 | HE 8227 | 0 | 2.0581 | 2.4117 | 0.97641 | 0 | 0 | 0 | 2020-12-08 18:00
8231 | HE 8228 | 0 | 1.5137 | 1.0757 | 0.55222 | 0 | 0 | 0 | 2020-12-08 19:00
8232 | HE 8229 | 0 | 1.0678 | 0.92219 | 0.41927 | 0 | 0 | 0 | 2020-12-08 20:00
8233 | HE 8230 | 0 | 0.9105 | 0.86809 | 0.40736 | 0 | 0 | 0 | 2020-12-08 21:00
8234 | HE 8231 | 0 | 0.78186 | 1.5485 | 0.43581 | 0 | 0 | 0 | 2020-12-08 22:00
8235 | HE 8232 | 0 | 0.65378 | 2.1123 | 0.47362 | 0 | 0 | 0 | 2020-12-08 23:00
8236 | HE 8233 | 0 | 0.53385 | 1.7736 | 0.31693 | 0 | 0 | 0 | 2020-12-09
8237 | HE 8234 | 0 | 0.48442 | 1.7313 | 0.32113 | 0 | 0 | 0 | 2020-12-09 01:00
8238 | HE 8235 | 0 | 0.29617 | 1.7751 | 0.32508 | 0 | 0 | 0 | 2020-12-09 02:00
8239 | HE 8236 | 0 | 0.3216 | 1.8112 | 0.31436 | 0 | 0 | 0 | 2020-12-09 03:00
8240 | HE 8237 | 0 | 0.50836 | 2.1232 | 0.31669 | 0 | 0 | 0 | 2020-12-09 04:00
8241 | HE 8238 | 0 | 0.72732 | 2.1779 | 0.53126 | 0 | 0 | 0 | 2020-12-09 05:00
8242 | HE 8239 | 0 | 2.1633 | 2.8418 | 1.6642 | 0 | 0 | 0 | 2020-12-09 06:00
8243 | HE 8240 | 1.2702e-05 | 1.9502 | 1.6494 | 1.0267 | 2.4771e-05 | 2.095e-05 | 1.3041e-05 | 2020-12-09 07:00
8244 | HE 8241 | 0.00014798 | 2.7778 | 1.2899 | 0.63618 | 0.00041106 | 0.00019087 | 9.414e-05 | 2020-12-09 08:00
8245 | HE 8242 | 0.0003057 | 2.3997 | 1.9966 | 0.59001 | 0.00073358 | 0.00061036 | 0.00018037 | 2020-12-09 09:00
8246 | HE 8243 | 0.0004117 | 1.2003 | 1.8044 | 0.4425 | 0.00049418 | 0.00074285 | 0.00018217 | 2020-12-09 10:00
8247 | HE 8244 | 0.00044621 | 0.86679 | 1.0879 | 0.53314 | 0.00038677 | 0.00048544 | 0.00023789 | 2020-12-09 11:00
8248 | HE 8245 | 0.00050594 | 0.59392 | 1.0694 | 0.51024 | 0.00030049 | 0.00054106 | 0.00025816 | 2020-12-09 12:00
8249 | HE 8246 | 0.0004786 | 0.51208 | 0.88749 | 0.56065 | 0.00024508 | 0.00042475 | 0.00026833 | 2020-12-09 13:00
8250 | HE 8247 | 0.00041963 | 0.54824 | 0.79653 | 0.68186 | 0.00023006 | 0.00033425 | 0.00028613 | 2020-12-09 14:00
8251 | HE 8248 | 0.00030987 | 0.5576 | 0.75489 | 0.58962 | 0.00017278 | 0.00023392 | 0.0001827 | 2020-12-09 15:00
8252 | HE 8249 | 0.00017153 | 0.65898 | 1.6854 | 0.75802 | 0.00011304 | 0.0002891 | 0.00013003 | 2020-12-09 16:00
8253 | HE 8250 | 4.176e-06 | 2.9883 | 3.5917 | 2.4477 | 1.2479e-05 | 1.4999e-05 | 1.0222e-05 | 2020-12-09 17:00
8254 | HE 8251 | 0 | 2.7513 | 2.2617 | 0.65574 | 0 | 0 | 0 | 2020-12-09 18:00
8255 | HE 8252 | 0 | 2.0096 | 1.1202 | 0.77272 | 0 | 0 | 0 | 2020-12-09 19:00
8256 | HE 8253 | 0 | 1.6665 | 1.0388 | 0.75094 | 0 | 0 | 0 | 2020-12-09 20:00
8257 | HE 8254 | 0 | 1.0528 | 1.0248 | 1.0719 | 0 | 0 | 0 | 2020-12-09 21:00
8258 | HE 8255 | 0 | 1.0839 | 1.158 | 1.349 | 0 | 0 | 0 | 2020-12-09 22:00
8259 | HE 8256 | 0 | 0.78998 | 1.1155 | 2.0418 | 0 | 0 | 0 | 2020-12-09 23:00
8260 | HE 8257 | 0 | 0.42665 | 0.93559 | 1.6228 | 0 | 0 | 0 | 2020-12-10
8261 | HE 8258 | 0 | 0.40945 | 0.79667 | 1.6233 | 0 | 0 | 0 | 2020-12-10 01:00
8262 | HE 8259 | 0 | 0.42091 | 0.82727 | 1.6012 | 0 | 0 | 0 | 2020-12-10 02:00
8263 | HE 8260 | 0 | 0.50168 | 0.83045 | 1.5967 | 0 | 0 | 0 | 2020-12-10 03:00
8264 | HE 8261 | 0 | 0.61084 | 0.72133 | 1.6216 | 0 | 0 | 0 | 2020-12-10 04:00
8265 | HE 8262 | 0 | 1.3346 | 1.0842 | 3.1078 | 0 | 0 | 0 | 2020-12-10 05:00
8266 | HE 8263 | 0 | 9.2751 | 1.8026 | 2.3509 | 0 | 0 | 0 | 2020-12-10 06:00
8267 | HE 8264 | 1.2702e-05 | 4.6206 | 1.3857 | 1.1494 | 5.8689e-05 | 1.7601e-05 | 1.46e-05 | 2020-12-10 07:00
8268 | HE 8265 | 0.00014798 | 2.8329 | 1.0564 | 0.86854 | 0.00041921 | 0.00015633 | 0.00012853 | 2020-12-10 08:00
8269 | HE 8266 | 0.0003057 | 1.6268 | 1.5167 | 0.5764 | 0.0004973 | 0.00046365 | 0.0001762 | 2020-12-10 09:00
8270 | HE 8267 | 0.0004117 | 0.88195 | 0.94458 | 0.72967 | 0.00036309 | 0.00038888 | 0.0003004 | 2020-12-10 10:00
8271 | HE 8268 | 0.00044621 | 0.71764 | 0.79334 | 0.7483 | 0.00032021 | 0.00035399 | 0.0003339 | 2020-12-10 11:00
8272 | HE 8269 | 0.00050594 | 0.56336 | 0.62477 | 0.69526 | 0.00028503 | 0.0003161 | 0.00035176 | 2020-12-10 12:00
8273 | HE 8270 | 0.0004786 | 0.55121 | 0.50842 | 0.65634 | 0.00026381 | 0.00024333 | 0.00031412 | 2020-12-10 13:00
8274 | HE 8271 | 0.00041963 | 0.60588 | 0.6592 | 0.46187 | 0.00025424 | 0.00027662 | 0.00019381 | 2020-12-10 14:00
8275 | HE 8272 | 0.00030987 | 0.60571 | 0.77085 | 0.7003 | 0.00018769 | 0.00023886 | 0.000217 | 2020-12-10 15:00
8276 | HE 8273 | 0.00017153 | 0.65913 | 0.949 | 0.86207 | 0.00011306 | 0.00016279 | 0.00014787 | 2020-12-10 16:00
8277 | HE 8274 | 4.176e-06 | 2.4617 | 2.3104 | 2.3021 | 1.028e-05 | 9.6482e-06 | 9.6137e-06 | 2020-12-10 17:00
8278 | HE 8275 | 0 | 1.7837 | 1.9082 | 0.82162 | 0 | 0 | 0 | 2020-12-10 18:00
8279 | HE 8276 | 0 | 1.0199 | 1.4573 | 1.0053 | 0 | 0 | 0 | 2020-12-10 19:00
8280 | HE 8277 | 0 | 0.82495 | 1.155 | 0.57066 | 0 | 0 | 0 | 2020-12-10 20:00
8281 | HE 8278 | 0 | 0.78915 | 0.65687 | 0.76484 | 0 | 0 | 0 | 2020-12-10 21:00
8282 | HE 8279 | 0 | 0.87524 | 0.54308 | 1.7826 | 0 | 0 | 0 | 2020-12-10 22:00
8283 | HE 8280 | 0 | 0.91563 | 0.4364 | 1.9432 | 0 | 0 | 0 | 2020-12-10 23:00
8284 | HE 8281 | 0 | 0.56162 | 0.25537 | 1.1471 | 0 | 0 | 0 | 2020-12-11
8285 | HE 8282 | 0 | 0.53903 | 0.20823 | 1.1428 | 0 | 0 | 0 | 2020-12-11 01:00
8286 | HE 8283 | 0 | 0.46775 | 0.20692 | 0.94639 | 0 | 0 | 0 | 2020-12-11 02:00
8287 | HE 8284 | 0 | 0.45396 | 0.19508 | 0.94953 | 0 | 0 | 0 | 2020-12-11 03:00
8288 | HE 8285 | 0 | 0.54262 | 0.29751 | 0.97478 | 0 | 0 | 0 | 2020-12-11 04:00
8289 | HE 8286 | 0 | 1.1357 | 0.80704 | 1.6465 | 0 | 0 | 0 | 2020-12-11 05:00
8290 | HE 8287 | 0 | 3.8114 | 4.5145 | 2.0167 | 0 | 0 | 0 | 2020-12-11 06:00
8291 | HE 8288 | 1.2702e-05 | 2.2371 | 3.0703 | 0.92573 | 2.8414e-05 | 3.8997e-05 | 1.1758e-05 | 2020-12-11 07:00
8292 | HE 8289 | 0.00014798 | 1.6783 | 1.4463 | 0.50116 | 0.00024835 | 0.00021403 | 7.4161e-05 | 2020-12-11 08:00
8293 | HE 8290 | 0.0003057 | 1.4751 | 0.79613 | 0.4396 | 0.00045093 | 0.00024338 | 0.00013439 | 2020-12-11 09:00
8294 | HE 8291 | 0.0004117 | 1.2955 | 0.79239 | 0.45854 | 0.00053337 | 0.00032622 | 0.00018878 | 2020-12-11 10:00
8295 | HE 8292 | 0.00044621 | 0.86792 | 0.81386 | 0.53528 | 0.00038727 | 0.00036315 | 0.00023884 | 2020-12-11 11:00
8296 | HE 8293 | 0.00050594 | 0.69318 | 0.5648 | 0.46072 | 0.00035071 | 0.00028576 | 0.0002331 | 2020-12-11 12:00
8297 | HE 8294 | 0.0004786 | 0.63795 | 0.47145 | 0.45763 | 0.00030532 | 0.00022564 | 0.00021902 | 2020-12-11 13:00
8298 | HE 8295 | 0.00041963 | 0.62801 | 1.0824 | 0.66018 | 0.00026353 | 0.00045422 | 0.00027703 | 2020-12-11 14:00
8299 | HE 8296 | 0.00030987 | 0.62918 | 1.0975 | 0.64547 | 0.00019496 | 0.00034007 | 0.00020001 | 2020-12-11 15:00
8300 | HE 8297 | 0.00017153 | 0.8196 | 2.1437 | 0.69339 | 0.00014059 | 0.00036772 | 0.00011894 | 2020-12-11 16:00
8301 | HE 8298 | 4.176e-06 | 1.7947 | 2.9532 | 3.3186 | 7.4949e-06 | 1.2332e-05 | 1.3858e-05 | 2020-12-11 17:00
8302 | HE 8299 | 0 | 1.0469 | 1.5395 | 0.90859 | 0 | 0 | 0 | 2020-12-11 18:00
8303 | HE 8300 | 0 | 0.83224 | 1.0324 | 0.53393 | 0 | 0 | 0 | 2020-12-11 19:00
8304 | HE 8301 | 0 | 0.78511 | 0.79994 | 0.39432 | 0 | 0 | 0 | 2020-12-11 20:00
8305 | HE 8302 | 0 | 0.68906 | 0.68935 | 0.40146 | 0 | 0 | 0 | 2020-12-11 21:00
8306 | HE 8303 | 0 | 1.5402 | 0.44083 | 0.38042 | 0 | 0 | 0 | 2020-12-11 22:00
8307 | HE 8304 | 0 | 1.2167 | 0.41146 | 0.40151 | 0 | 0 | 0 | 2020-12-11 23:00
8308 | HE 8305 | 0 | 1.1072 | 0.47735 | 0.33902 | 0 | 0 | 0 | 2020-12-12
8309 | HE 8306 | 0 | 1.1312 | 0.40617 | 0.34382 | 0 | 0 | 0 | 2020-12-12 01:00
8310 | HE 8307 | 0 | 1.3676 | 0.42789 | 0.34786 | 0 | 0 | 0 | 2020-12-12 02:00
8311 | HE 8308 | 0 | 1.3444 | 0.42109 | 0.34702 | 0 | 0 | 0 | 2020-12-12 03:00
8312 | HE 8309 | 0 | 1.1393 | 0.48039 | 0.38642 | 0 | 0 | 0 | 2020-12-12 04:00
8313 | HE 8310 | 0 | 1.5688 | 0.79521 | 0.61791 | 0 | 0 | 0 | 2020-12-12 05:00
8314 | HE 8311 | 0 | 2.9505 | 2.7526 | 0.84607 | 0 | 0 | 0 | 2020-12-12 06:00
8315 | HE 8312 | 1.2702e-05 | 1.9686 | 1.679 | 0.812 | 2.5004e-05 | 2.1326e-05 | 1.0314e-05 | 2020-12-12 07:00
8316 | HE 8313 | 0.00014798 | 1.7711 | 0.74176 | 1.2488 | 0.00026209 | 0.00010976 | 0.00018479 | 2020-12-12 08:00
8317 | HE 8314 | 0.0003057 | 1.9956 | 0.69632 | 1.1263 | 0.00061005 | 0.00021286 | 0.0003443 | 2020-12-12 09:00
8318 | HE 8315 | 0.0004117 | 1.4473 | 0.43412 | 0.82678 | 0.00059586 | 0.00017872 | 0.00034038 | 2020-12-12 10:00
8319 | HE 8316 | 0.00044621 | 0.78848 | 0.42658 | 0.77427 | 0.00035183 | 0.00019034 | 0.00034548 | 2020-12-12 11:00
8320 | HE 8317 | 0.00050594 | 0.83113 | 0.32641 | 0.57557 | 0.00042051 | 0.00016515 | 0.00029121 | 2020-12-12 12:00
8321 | HE 8318 | 0.0004786 | 0.83445 | 0.40415 | 0.49046 | 0.00039937 | 0.00019343 | 0.00023474 | 2020-12-12 13:00
8322 | HE 8319 | 0.00041963 | 0.84347 | 0.38906 | 0.62253 | 0.00035394 | 0.00016326 | 0.00026123 | 2020-12-12 14:00
8323 | HE 8320 | 0.00030987 | 0.7891 | 0.32945 | 0.60011 | 0.00024452 | 0.00010208 | 0.00018595 | 2020-12-12 15:00
8324 | HE 8321 | 0.00017153 | 0.81342 | 0.62672 | 0.70522 | 0.00013953 | 0.0001075 | 0.00012097 | 2020-12-12 16:00
8325 | HE 8322 | 4.176e-06 | 2.3353 | 2.038 | 1.4466 | 9.7523e-06 | 8.5105e-06 | 6.0412e-06 | 2020-12-12 17:00
8326 | HE 8323 | 0 | 1.2813 | 1.3257 | 0.73482 | 0 | 0 | 0 | 2020-12-12 18:00
8327 | HE 8324 | 0 | 1.2198 | 0.69844 | 0.9236 | 0 | 0 | 0 | 2020-12-12 19:00
8328 | HE 8325 | 0 | 1.5807 | 0.58849 | 0.5646 | 0 | 0 | 0 | 2020-12-12 20:00
8329 | HE 8326 | 0 | 1.3385 | 0.40588 | 0.5984 | 0 | 0 | 0 | 2020-12-12 21:00
8330 | HE 8327 | 0 | 1.6824 | 0.52441 | 0.65149 | 0 | 0 | 0 | 2020-12-12 22:00
8331 | HE 8328 | 0 | 2.1401 | 0.34113 | 0.70867 | 0 | 0 | 0 | 2020-12-12 23:00
8332 | HE 8329 | 0 | 1.6806 | 0.30706 | 0.59569 | 0 | 0 | 0 | 2020-12-13
8333 | HE 8330 | 0 | 1.4707 | 0.22538 | 0.59189 | 0 | 0 | 0 | 2020-12-13 01:00
8334 | HE 8331 | 0 | 1.5092 | 0.27336 | 0.60515 | 0 | 0 | 0 | 2020-12-13 02:00
8335 | HE 8332 | 0 | 1.5149 | 0.26181 | 0.70101 | 0 | 0 | 0 | 2020-12-13 03:00
8336 | HE 8333 | 0 | 1.5983 | 0.3179 | 0.57769 | 0 | 0 | 0 | 2020-12-13 04:00
8337 | HE 8334 | 0 | 10.5848 | 0.71432 | 1.1846 | 0 | 0 | 0 | 2020-12-13 05:00
8338 | HE 8335 | 0 | 5.1277 | 2.0127 | 1.4464 | 0 | 0 | 0 | 2020-12-13 06:00
8339 | HE 8336 | 1.2702e-05 | 2.5468 | 0.94006 | 0.5891 | 3.2348e-05 | 1.194e-05 | 7.4825e-06 | 2020-12-13 07:00
8340 | HE 8337 | 0.00014798 | 2.5282 | 0.61868 | 0.53485 | 0.00037412 | 9.1551e-05 | 7.9146e-05 | 2020-12-13 08:00
8341 | HE 8338 | 0.0003057 | 2.8231 | 0.7104 | 0.47667 | 0.000863 | 0.00021717 | 0.00014572 | 2020-12-13 09:00
8342 | HE 8339 | 0.0004117 | 2.4419 | 0.49746 | 0.51875 | 0.0010053 | 0.0002048 | 0.00021357 | 2020-12-13 10:00
8343 | HE 8340 | 0.00044621 | 2.1917 | 0.38157 | 0.64146 | 0.00097797 | 0.00017026 | 0.00028623 | 2020-12-13 11:00
8344 | HE 8341 | 0.00050594 | 1.1683 | 0.39535 | 0.41279 | 0.00059108 | 0.00020003 | 0.00020885 | 2020-12-13 12:00
8345 | HE 8342 | 0.0004786 | 0.96234 | 0.4379 | 0.38935 | 0.00046058 | 0.00020958 | 0.00018634 | 2020-12-13 13:00
8346 | HE 8343 | 0.00041963 | 0.80138 | 0.34685 | 0.45109 | 0.00033628 | 0.00014555 | 0.00018929 | 2020-12-13 14:00
8347 | HE 8344 | 0.00030987 | 0.78211 | 0.44059 | 0.30125 | 0.00024235 | 0.00013652 | 9.3348e-05 | 2020-12-13 15:00
8348 | HE 8345 | 0.00017153 | 1.1098 | 0.56017 | 0.71535 | 0.00019036 | 9.6089e-05 | 0.00012271 | 2020-12-13 16:00
8349 | HE 8346 | 4.176e-06 | 2.2723 | 2.2391 | 1.4136 | 9.489e-06 | 9.3505e-06 | 5.9032e-06 | 2020-12-13 17:00
8350 | HE 8347 | 0 | 1.4721 | 1.5013 | 0.76805 | 0 | 0 | 0 | 2020-12-13 18:00
8351 | HE 8348 | 0 | 1.1467 | 0.99783 | 0.52722 | 0 | 0 | 0 | 2020-12-13 19:00
8352 | HE 8349 | 0 | 1.0862 | 0.50064 | 0.86041 | 0 | 0 | 0 | 2020-12-13 20:00
8353 | HE 8350 | 0 | 1.0525 | 0.44274 | 0.7763 | 0 | 0 | 0 | 2020-12-13 21:00
8354 | HE 8351 | 0 | 2.2956 | 0.80099 | 0.36166 | 0 | 0 | 0 | 2020-12-13 22:00
8355 | HE 8352 | 0 | 1.1342 | 0.6258 | 0.36987 | 0 | 0 | 0 | 2020-12-13 23:00
8356 | HE 8353 | 0 | 0.87526 | 0.46347 | 0.29595 | 0 | 0 | 0 | 2020-12-14
8357 | HE 8354 | 0 | 0.84567 | 0.3311 | 0.27334 | 0 | 0 | 0 | 2020-12-14 01:00
8358 | HE 8355 | 0 | 0.82655 | 0.41697 | 0.27726 | 0 | 0 | 0 | 2020-12-14 02:00
8359 | HE 8356 | 0 | 0.86513 | 0.38205 | 0.29448 | 0 | 0 | 0 | 2020-12-14 03:00
8360 | HE 8357 | 0 | 0.76664 | 0.59243 | 0.33138 | 0 | 0 | 0 | 2020-12-14 04:00
8361 | HE 8358 | 0 | 1.9236 | 1.2984 | 0.71898 | 0 | 0 | 0 | 2020-12-14 05:00
8362 | HE 8359 | 0 | 2.8904 | 1.5384 | 4.5858 | 0 | 0 | 0 | 2020-12-14 06:00
8363 | HE 8360 | 1.2702e-05 | 1.5105 | 1.1438 | 3.1915 | 1.9186e-05 | 1.4528e-05 | 4.0537e-05 | 2020-12-14 07:00
8364 | HE 8361 | 0.00014798 | 1.4506 | 1.3687 | 1.4992 | 0.00021465 | 0.00020254 | 0.00022185 | 2020-12-14 08:00
8365 | HE 8362 | 0.0003057 | 1.2581 | 1.147 | 0.82931 | 0.00038458 | 0.00035065 | 0.00025352 | 2020-12-14 09:00
8366 | HE 8363 | 0.0004117 | 0.98263 | 0.7685 | 0.48291 | 0.00040454 | 0.00031639 | 0.00019881 | 2020-12-14 10:00
8367 | HE 8364 | 0.00044621 | 0.71535 | 0.78811 | 0.40494 | 0.00031919 | 0.00035166 | 0.00018069 | 2020-12-14 11:00
8368 | HE 8365 | 0.00050594 | 0.69547 | 0.73922 | 0.37785 | 0.00035187 | 0.000374 | 0.00019117 | 2020-12-14 12:00
8369 | HE 8366 | 0.0004786 | 0.67216 | 0.53944 | 0.3538 | 0.0003217 | 0.00025818 | 0.00016933 | 2020-12-14 13:00
8370 | HE 8367 | 0.00041963 | 0.55263 | 0.64118 | 0.5367 | 0.0002319 | 0.00026906 | 0.00022521 | 2020-12-14 14:00
8371 | HE 8368 | 0.00030987 | 0.6531 | 0.55787 | 0.41393 | 0.00020237 | 0.00017287 | 0.00012826 | 2020-12-14 15:00
8372 | HE 8369 | 0.00017153 | 0.66984 | 0.74044 | 0.93335 | 0.0001149 | 0.00012701 | 0.0001601 | 2020-12-14 16:00
8373 | HE 8370 | 4.176e-06 | 2.645 | 2.3551 | 2.2316 | 1.1046e-05 | 9.8349e-06 | 9.3193e-06 | 2020-12-14 17:00
8374 | HE 8371 | 0 | 1.6044 | 1.0904 | 0.74473 | 0 | 0 | 0 | 2020-12-14 18:00
8375 | HE 8372 | 0 | 1.4109 | 0.86756 | 0.66127 | 0 | 0 | 0 | 2020-12-14 19:00
8376 | HE 8373 | 0 | 1.0001 | 0.94213 | 0.61978 | 0 | 0 | 0 | 2020-12-14 20:00
8377 | HE 8374 | 0 | 0.9399 | 0.88533 | 0.52463 | 0 | 0 | 0 | 2020-12-14 21:00
8378 | HE 8375 | 0 | 1.0544 | 1.7847 | 0.43388 | 0 | 0 | 0 | 2020-12-14 22:00
8379 | HE 8376 | 0 | 0.98274 | 1.3395 | 0.44435 | 0 | 0 | 0 | 2020-12-14 23:00
8380 | HE 8377 | 0 | 0.66863 | 1.0723 | 0.34232 | 0 | 0 | 0 | 2020-12-15
8381 | HE 8378 | 0 | 0.46816 | 1.0003 | 0.33063 | 0 | 0 | 0 | 2020-12-15 01:00
8382 | HE 8379 | 0 | 0.47036 | 1.0489 | 0.3217 | 0 | 0 | 0 | 2020-12-15 02:00
8383 | HE 8380 | 0 | 0.56384 | 1.0094 | 0.31955 | 0 | 0 | 0 | 2020-12-15 03:00
8384 | HE 8381 | 0 | 0.65854 | 1.1055 | 0.44795 | 0 | 0 | 0 | 2020-12-15 04:00
8385 | HE 8382 | 0 | 1.0128 | 2.0872 | 1.2293 | 0 | 0 | 0 | 2020-12-15 05:00
8386 | HE 8383 | 0 | 1.5896 | 2.6616 | 2.4165 | 0 | 0 | 0 | 2020-12-15 06:00
8387 | HE 8384 | 1.2702e-05 | 1.7248 | 2.1996 | 1.4737 | 2.1908e-05 | 2.7938e-05 | 1.8719e-05 | 2020-12-15 07:00
8388 | HE 8385 | 0.00014798 | 1.9766 | 2.1762 | 1.1025 | 0.00029249 | 0.00032204 | 0.00016315 | 2020-12-15 08:00
8389 | HE 8386 | 0.0003057 | 1.8718 | 2.1445 | 0.55876 | 0.00057221 | 0.00065556 | 0.00017081 | 2020-12-15 09:00
8390 | HE 8387 | 0.0004117 | 0.83666 | 1.8843 | 0.36878 | 0.00034445 | 0.00077576 | 0.00015182 | 2020-12-15 10:00
8391 | HE 8388 | 0.00044621 | 0.78795 | 1.2684 | 0.29195 | 0.00035159 | 0.00056597 | 0.00013027 | 2020-12-15 11:00
8392 | HE 8389 | 0.00050594 | 0.61344 | 1.2071 | 0.3805 | 0.00031037 | 0.00061075 | 0.00019251 | 2020-12-15 12:00
8393 | HE 8390 | 0.0004786 | 0.61783 | 0.91173 | 0.3859 | 0.0002957 | 0.00043636 | 0.00018469 | 2020-12-15 13:00
8394 | HE 8391 | 0.00041963 | 0.62446 | 1.0442 | 0.47133 | 0.00026204 | 0.00043819 | 0.00019778 | 2020-12-15 14:00
8395 | HE 8392 | 0.00030987 | 0.70002 | 1.0564 | 0.38185 | 0.00021691 | 0.00032733 | 0.00011832 | 2020-12-15 15:00
8396 | HE 8393 | 0.00017153 | 0.77475 | 1.2515 | 0.48838 | 0.0001329 | 0.00021468 | 8.3774e-05 | 2020-12-15 16:00
8397 | HE 8394 | 4.176e-06 | 2.0912 | 3.38 | 1.3411 | 8.7328e-06 | 1.4115e-05 | 5.6004e-06 | 2020-12-15 17:00
8398 | HE 8395 | 0 | 1.2657 | 1.6588 | 0.71072 | 0 | 0 | 0 | 2020-12-15 18:00
8399 | HE 8396 | 0 | 1.0635 | 1.2233 | 0.65152 | 0 | 0 | 0 | 2020-12-15 19:00
8400 | HE 8397 | 0 | 0.84709 | 1.0834 | 0.65531 | 0 | 0 | 0 | 2020-12-15 20:00
8401 | HE 8398 | 0 | 0.83821 | 0.99634 | 0.69243 | 0 | 0 | 0 | 2020-12-15 21:00
8402 | HE 8399 | 0 | 1.047 | 1.0565 | 0.43748 | 0 | 0 | 0 | 2020-12-15 22:00
8403 | HE 8400 | 0 | 0.94686 | 1.0222 | 0.40671 | 0 | 0 | 0 | 2020-12-15 23:00
8404 | HE 8401 | 0 | 0.53489 | 0.94309 | 0.30146 | 0 | 0 | 0 | 2020-12-16
8405 | HE 8402 | 0 | 0.50498 | 0.93874 | 0.29868 | 0 | 0 | 0 | 2020-12-16 01:00
8406 | HE 8403 | 0 | 0.59224 | 0.96964 | 0.29984 | 0 | 0 | 0 | 2020-12-16 02:00
8407 | HE 8404 | 0 | 0.63816 | 0.95713 | 0.27872 | 0 | 0 | 0 | 2020-12-16 03:00
8408 | HE 8405 | 0 | 0.72568 | 0.99792 | 0.2784 | 0 | 0 | 0 | 2020-12-16 04:00
8409 | HE 8406 | 0 | 1.1131 | 1.1958 | 0.424 | 0 | 0 | 0 | 2020-12-16 05:00
8410 | HE 8407 | 0 | 1.8466 | 2.3444 | 2.0082 | 0 | 0 | 0 | 2020-12-16 06:00
8411 | HE 8408 | 1.2702e-05 | 1.6333 | 0.8072 | 2.0593 | 2.0746e-05 | 1.0253e-05 | 2.6156e-05 | 2020-12-16 07:00
8412 | HE 8409 | 0.00014798 | 1.8425 | 0.7091 | 1.0279 | 0.00027264 | 0.00010493 | 0.00015211 | 2020-12-16 08:00
8413 | HE 8410 | 0.0003057 | 2.0083 | 0.70398 | 0.79597 | 0.00061393 | 0.00021521 | 0.00024333 | 2020-12-16 09:00
8414 | HE 8411 | 0.0004117 | 1.2355 | 0.65586 | 0.55277 | 0.00050864 | 0.00027001 | 0.00022757 | 2020-12-16 10:00
8415 | HE 8412 | 0.00044621 | 0.67369 | 0.55191 | 0.40677 | 0.00030061 | 0.00024626 | 0.00018151 | 2020-12-16 11:00
8416 | HE 8413 | 0.00050594 | 0.74532 | 0.74223 | 0.30123 | 0.00037709 | 0.00037553 | 0.0001524 | 2020-12-16 12:00
8417 | HE 8414 | 0.0004786 | 0.61608 | 0.87246 | 0.30004 | 0.00029486 | 0.00041756 | 0.0001436 | 2020-12-16 13:00
8418 | HE 8415 | 0.00041963 | 0.6077 | 0.6116 | 0.37871 | 0.00025501 | 0.00025664 | 0.00015892 | 2020-12-16 14:00
8419 | HE 8416 | 0.00030987 | 0.59666 | 0.48872 | 0.41031 | 0.00018489 | 0.00015144 | 0.00012714 | 2020-12-16 15:00
8420 | HE 8417 | 0.00017153 | 0.67535 | 0.64731 | 0.72009 | 0.00011585 | 0.00011104 | 0.00012352 | 2020-12-16 16:00
8421 | HE 8418 | 4.176e-06 | 2.7934 | 2.5777 | 2.8547 | 1.1665e-05 | 1.0765e-05 | 1.1921e-05 | 2020-12-16 17:00
8422 | HE 8419 | 0 | 1.4035 | 1.0975 | 1.8323 | 0 | 0 | 0 | 2020-12-16 18:00
8423 | HE 8420 | 0 | 1.1516 | 0.83628 | 1.2079 | 0 | 0 | 0 | 2020-12-16 19:00
8424 | HE 8421 | 0 | 0.9224 | 0.55922 | 0.80528 | 0 | 0 | 0 | 2020-12-16 20:00
8425 | HE 8422 | 0 | 0.82599 | 0.73986 | 0.62012 | 0 | 0 | 0 | 2020-12-16 21:00
8426 | HE 8423 | 0 | 0.92451 | 0.66593 | 0.31407 | 0 | 0 | 0 | 2020-12-16 22:00
8427 | HE 8424 | 0 | 0.79852 | 0.45129 | 0.25675 | 0 | 0 | 0 | 2020-12-16 23:00
8428 | HE 8425 | 0 | 0.66638 | 0.76189 | 0.20966 | 0 | 0 | 0 | 2020-12-17
8429 | HE 8426 | 0 | 0.63337 | 0.74138 | 0.16549 | 0 | 0 | 0 | 2020-12-17 01:00
8430 | HE 8427 | 0 | 0.65301 | 0.75622 | 0.17877 | 0 | 0 | 0 | 2020-12-17 02:00
8431 | HE 8428 | 0 | 0.71566 | 0.74045 | 0.16941 | 0 | 0 | 0 | 2020-12-17 03:00
8432 | HE 8429 | 0 | 0.78047 | 0.74819 | 0.23182 | 0 | 0 | 0 | 2020-12-17 04:00
8433 | HE 8430 | 0 | 0.85668 | 0.75622 | 0.59768 | 0 | 0 | 0 | 2020-12-17 05:00
8434 | HE 8431 | 0 | 2.4573 | 3.5276 | 4.1309 | 0 | 0 | 0 | 2020-12-17 06:00
8435 | HE 8432 | 1.2702e-05 | 2.6029 | 1.3883 | 2.8117 | 3.3061e-05 | 1.7633e-05 | 3.5712e-05 | 2020-12-17 07:00
8436 | HE 8433 | 0.00014798 | 2.0653 | 0.85416 | 1.146 | 0.00030562 | 0.0001264 | 0.00016958 | 2020-12-17 08:00
8437 | HE 8434 | 0.0003057 | 2.0239 | 0.67679 | 0.64342 | 0.00061869 | 0.00020689 | 0.00019669 | 2020-12-17 09:00
8438 | HE 8435 | 0.0004117 | 1.0967 | 0.3577 | 0.552 | 0.00045149 | 0.00014727 | 0.00022726 | 2020-12-17 10:00
8439 | HE 8436 | 0.00044621 | 0.72354 | 0.25938 | 0.49125 | 0.00032285 | 0.00011574 | 0.0002192 | 2020-12-17 11:00
8440 | HE 8437 | 0.00050594 | 0.62134 | 0.19571 | 0.52656 | 0.00031436 | 9.902e-05 | 0.00026641 | 2020-12-17 12:00
8441 | HE 8438 | 0.0004786 | 0.548 | 0.13034 | 0.39603 | 0.00026227 | 6.2382e-05 | 0.00018954 | 2020-12-17 13:00
8442 | HE 8439 | 0.00041963 | 0.50275 | 0.12766 | 0.58902 | 0.00021097 | 5.3571e-05 | 0.00024717 | 2020-12-17 14:00
8443 | HE 8440 | 0.00030987 | 0.51811 | 0.12788 | 0.47954 | 0.00016054 | 3.9625e-05 | 0.00014859 | 2020-12-17 15:00
8444 | HE 8441 | 0.00017153 | 0.59904 | 0.2081 | 0.83133 | 0.00010276 | 3.5696e-05 | 0.0001426 | 2020-12-17 16:00
8445 | HE 8442 | 4.176e-06 | 3.0198 | 1.3037 | 2.0086 | 1.2611e-05 | 5.4444e-06 | 8.3878e-06 | 2020-12-17 17:00
8446 | HE 8443 | 0 | 1.0886 | 1.5452 | 0.9897 | 0 | 0 | 0 | 2020-12-17 18:00
8447 | HE 8444 | 0 | 0.8027 | 1.0598 | 0.70585 | 0 | 0 | 0 | 2020-12-17 19:00
8448 | HE 8445 | 0 | 0.85351 | 1.0867 | 0.51523 | 0 | 0 | 0 | 2020-12-17 20:00
8449 | HE 8446 | 0 | 0.79291 | 0.62341 | 0.66336 | 0 | 0 | 0 | 2020-12-17 21:00
8450 | HE 8447 | 0 | 0.98632 | 0.29902 | 0.51562 | 0 | 0 | 0 | 2020-12-17 22:00
8451 | HE 8448 | 0 | 0.8385 | 0.39811 | 0.87987 | 0 | 0 | 0 | 2020-12-17 23:00
8452 | HE 8449 | 0 | 0.50275 | 0.22877 | 1.1805 | 0 | 0 | 0 | 2020-12-18
8453 | HE 8450 | 0 | 0.48253 | 0.13936 | 1.1739 | 0 | 0 | 0 | 2020-12-18 01:00
8454 | HE 8451 | 0 | 0.50409 | 0.1547 | 1.1583 | 0 | 0 | 0 | 2020-12-18 02:00
8455 | HE 8452 | 0 | 0.49619 | 0.17163 | 1.1618 | 0 | 0 | 0 | 2020-12-18 03:00
8456 | HE 8453 | 0 | 0.50264 | 0.27074 | 1.181 | 0 | 0 | 0 | 2020-12-18 04:00
8457 | HE 8454 | 0 | 0.81467 | 0.82485 | 1.6834 | 0 | 0 | 0 | 2020-12-18 05:00
8458 | HE 8455 | 0 | 2.0924 | 3.7251 | 2.5745 | 0 | 0 | 0 | 2020-12-18 06:00
8459 | HE 8456 | 1.2702e-05 | 1.7926 | 2.2468 | 1.597 | 2.2769e-05 | 2.8538e-05 | 2.0285e-05 | 2020-12-18 07:00
8460 | HE 8457 | 0.00014798 | 1.4492 | 1.0126 | 1.201 | 0.00021445 | 0.00014984 | 0.00017772 | 2020-12-18 08:00
8461 | HE 8458 | 0.0003057 | 1.4897 | 0.45315 | 0.73723 | 0.0004554 | 0.00013853 | 0.00022537 | 2020-12-18 09:00
8462 | HE 8459 | 0.0004117 | 0.75782 | 0.38697 | 0.69886 | 0.00031199 | 0.00015932 | 0.00028772 | 2020-12-18 10:00
8463 | HE 8460 | 0.00044621 | 0.53323 | 0.34399 | 0.63565 | 0.00023793 | 0.00015349 | 0.00028363 | 2020-12-18 11:00
8464 | HE 8461 | 0.00050594 | 0.51007 | 0.21852 | 0.83659 | 0.00025807 | 0.00011056 | 0.00042327 | 2020-12-18 12:00
8465 | HE 8462 | 0.0004786 | 0.51359 | 0.12215 | 0.82989 | 0.0002458 | 5.8461e-05 | 0.00039719 | 2020-12-18 13:00
8466 | HE 8463 | 0.00041963 | 0.59178 | 0.12769 | 0.92328 | 0.00024833 | 5.3583e-05 | 0.00038743 | 2020-12-18 14:00
8467 | HE 8464 | 0.00030987 | 0.60141 | 0.13578 | 0.85854 | 0.00018636 | 4.2075e-05 | 0.00026603 | 2020-12-18 15:00
8468 | HE 8465 | 0.00017153 | 0.7167 | 0.3433 | 0.92924 | 0.00012294 | 5.8888e-05 | 0.0001594 | 2020-12-18 16:00
8469 | HE 8466 | 4.176e-06 | 2.9739 | 1.3244 | 1.9332 | 1.2419e-05 | 5.5308e-06 | 8.0732e-06 | 2020-12-18 17:00
8470 | HE 8467 | 0 | 1.5771 | 1.4657 | 1.1406 | 0 | 0 | 0 | 2020-12-18 18:00
8471 | HE 8468 | 0 | 0.89277 | 0.7951 | 1.1997 | 0 | 0 | 0 | 2020-12-18 19:00
8472 | HE 8469 | 0 | 0.8943 | 0.42494 | 0.98158 | 0 | 0 | 0 | 2020-12-18 20:00
8473 | HE 8470 | 0 | 0.85133 | 0.28071 | 1.2414 | 0 | 0 | 0 | 2020-12-18 21:00
8474 | HE 8471 | 0 | 0.8851 | 0.42746 | 1.3843 | 0 | 0 | 0 | 2020-12-18 22:00
8475 | HE 8472 | 0 | 0.78182 | 0.37733 | 1.6543 | 0 | 0 | 0 | 2020-12-18 23:00
8476 | HE 8473 | 0 | 0.90413 | 0.18845 | 0.8846 | 0 | 0 | 0 | 2020-12-19
8477 | HE 8474 | 0 | 0.87851 | 0.18268 | 0.88611 | 0 | 0 | 0 | 2020-12-19 01:00
8478 | HE 8475 | 0 | 0.57329 | 0.18902 | 0.90018 | 0 | 0 | 0 | 2020-12-19 02:00
8479 | HE 8476 | 0 | 0.60713 | 0.19466 | 0.89807 | 0 | 0 | 0 | 2020-12-19 03:00
8480 | HE 8477 | 0 | 0.82806 | 0.25702 | 0.85282 | 0 | 0 | 0 | 2020-12-19 04:00
8481 | HE 8478 | 0 | 1.3132 | 0.71728 | 1.7659 | 0 | 0 | 0 | 2020-12-19 05:00
8482 | HE 8479 | 0 | 3.5598 | 3.4613 | 1.3989 | 0 | 0 | 0 | 2020-12-19 06:00
8483 | HE 8480 | 1.2702e-05 | 2.1515 | 1.2889 | 0.8074 | 2.7327e-05 | 1.6371e-05 | 1.0255e-05 | 2020-12-19 07:00
8484 | HE 8481 | 0.00014798 | 2.253 | 0.59826 | 0.90675 | 0.00033339 | 8.853e-05 | 0.00013418 | 2020-12-19 08:00
8485 | HE 8482 | 0.0003057 | 1.7396 | 0.40852 | 0.81988 | 0.00053179 | 0.00012488 | 0.00025064 | 2020-12-19 09:00
8486 | HE 8483 | 0.0004117 | 0.819 | 0.28561 | 0.81999 | 0.00033718 | 0.00011759 | 0.00033759 | 2020-12-19 10:00
8487 | HE 8484 | 0.00044621 | 0.73934 | 0.2657 | 0.80806 | 0.0003299 | 0.00011856 | 0.00036056 | 2020-12-19 11:00
8488 | HE 8485 | 0.00050594 | 0.67667 | 0.31423 | 0.65713 | 0.00034236 | 0.00015898 | 0.00033247 | 2020-12-19 12:00
8489 | HE 8486 | 0.0004786 | 0.58037 | 0.41926 | 0.647 | 0.00027777 | 0.00020066 | 0.00030965 | 2020-12-19 13:00
8490 | HE 8487 | 0.00041963 | 0.52312 | 0.41876 | 0.91153 | 0.00021952 | 0.00017572 | 0.0003825 | 2020-12-19 14:00
8491 | HE 8488 | 0.00030987 | 0.54003 | 0.49221 | 0.80543 | 0.00016734 | 0.00015252 | 0.00024957 | 2020-12-19 15:00
8492 | HE 8489 | 0.00017153 | 0.84281 | 0.50778 | 1.1841 | 0.00014457 | 8.7102e-05 | 0.00020311 | 2020-12-19 16:00
8493 | HE 8490 | 4.176e-06 | 2.6097 | 1.3172 | 3.1756 | 1.0898e-05 | 5.5005e-06 | 1.3262e-05 | 2020-12-19 17:00
8494 | HE 8491 | 0 | 1.2184 | 0.83171 | 1.8029 | 0 | 0 | 0 | 2020-12-19 18:00
8495 | HE 8492 | 0 | 0.89858 | 0.5838 | 1.1918 | 0 | 0 | 0 | 2020-12-19 19:00
8496 | HE 8493 | 0 | 0.87877 | 0.6196 | 1.0808 | 0 | 0 | 0 | 2020-12-19 20:00
8497 | HE 8494 | 0 | 0.872 | 0.60154 | 0.95962 | 0 | 0 | 0 | 2020-12-19 21:00
8498 | HE 8495 | 0 | 1.1045 | 0.81061 | 0.63045 | 0 | 0 | 0 | 2020-12-19 22:00
8499 | HE 8496 | 0 | 0.95406 | 0.797 | 1.1428 | 0 | 0 | 0 | 2020-12-19 23:00
8500 | HE 8497 | 0 | 0.84426 | 0.67189 | 0.53142 | 0 | 0 | 0 | 2020-12-20
8501 | HE 8498 | 0 | 0.7952 | 0.60666 | 0.36517 | 0 | 0 | 0 | 2020-12-20 01:00
8502 | HE 8499 | 0 | 0.85352 | 0.61769 | 0.30965 | 0 | 0 | 0 | 2020-12-20 02:00
8503 | HE 8500 | 0 | 0.8295 | 0.6385 | 0.38275 | 0 | 0 | 0 | 2020-12-20 03:00
8504 | HE 8501 | 0 | 0.87648 | 0.53185 | 0.36858 | 0 | 0 | 0 | 2020-12-20 04:00
8505 | HE 8502 | 0 | 3.0505 | 0.81064 | 0.56563 | 0 | 0 | 0 | 2020-12-20 05:00
8506 | HE 8503 | 0 | 3.3536 | 2.1047 | 1.2372 | 0 | 0 | 0 | 2020-12-20 06:00
8507 | HE 8504 | 1.2702e-05 | 1.7342 | 1.0482 | 1.0757 | 2.2027e-05 | 1.3313e-05 | 1.3663e-05 | 2020-12-20 07:00
8508 | HE 8505 | 0.00014798 | 1.7267 | 0.65386 | 0.93124 | 0.00025551 | 9.6757e-05 | 0.0001378 | 2020-12-20 08:00
8509 | HE 8506 | 0.0003057 | 1.8591 | 0.52712 | 1.1256 | 0.00056832 | 0.00016114 | 0.0003441 | 2020-12-20 09:00
8510 | HE 8507 | 0.0004117 | 1.1143 | 0.45225 | 0.98078 | 0.00045874 | 0.00018619 | 0.00040378 | 2020-12-20 10:00
8511 | HE 8508 | 0.00044621 | 1.066 | 0.39773 | 0.77244 | 0.00047565 | 0.00017747 | 0.00034467 | 2020-12-20 11:00
8512 | HE 8509 | 0.00050594 | 1.0887 | 0.30166 | 0.70223 | 0.00055083 | 0.00015262 | 0.00035529 | 2020-12-20 12:00
8513 | HE 8510 | 0.0004786 | 1.026 | 0.32952 | 0.67774 | 0.00049103 | 0.00015771 | 0.00032437 | 2020-12-20 13:00
8514 | HE 8511 | 0.00041963 | 0.94112 | 0.28075 | 1.0729 | 0.00039492 | 0.00011781 | 0.00045023 | 2020-12-20 14:00
8515 | HE 8512 | 0.00030987 | 0.80949 | 0.38179 | 1.0638 | 0.00025083 | 0.0001183 | 0.00032964 | 2020-12-20 15:00
8516 | HE 8513 | 0.00017153 | 0.78466 | 0.52882 | 1.3745 | 0.0001346 | 9.0711e-05 | 0.00023577 | 2020-12-20 16:00
8517 | HE 8514 | 4.176e-06 | 2.6204 | 1.6502 | 3.8751 | 1.0943e-05 | 6.8914e-06 | 1.6183e-05 | 2020-12-20 17:00
8518 | HE 8515 | 0 | 1.4158 | 1.2076 | 1.6365 | 0 | 0 | 0 | 2020-12-20 18:00
8519 | HE 8516 | 0 | 1.3032 | 0.61334 | 1.2615 | 0 | 0 | 0 | 2020-12-20 19:00
8520 | HE 8517 | 0 | 0.94267 | 0.582 | 1.0386 | 0 | 0 | 0 | 2020-12-20 20:00
8521 | HE 8518 | 0 | 0.81264 | 0.51015 | 0.95954 | 0 | 0 | 0 | 2020-12-20 21:00
8522 | HE 8519 | 0 | 0.9044 | 0.4606 | 0.78719 | 0 | 0 | 0 | 2020-12-20 22:00
8523 | HE 8520 | 0 | 0.72289 | 0.58353 | 1.2121 | 0 | 0 | 0 | 2020-12-20 23:00
8524 | HE 8521 | 0 | 0.76685 | 0.297 | 0.40169 | 0 | 0 | 0 | 2020-12-21
8525 | HE 8522 | 0 | 0.72973 | 0.25002 | 0.33378 | 0 | 0 | 0 | 2020-12-21 01:00
8526 | HE 8523 | 0 | 0.78596 | 0.25693 | 0.33085 | 0 | 0 | 0 | 2020-12-21 02:00
8527 | HE 8524 | 0 | 0.73435 | 0.27352 | 0.37673 | 0 | 0 | 0 | 2020-12-21 03:00
8528 | HE 8525 | 0 | 0.7176 | 0.294 | 0.42497 | 0 | 0 | 0 | 2020-12-21 04:00
8529 | HE 8526 | 0 | 1.0722 | 0.42043 | 0.86868 | 0 | 0 | 0 | 2020-12-21 05:00
8530 | HE 8527 | 0 | 4.2198 | 0.873 | 1.717 | 0 | 0 | 0 | 2020-12-21 06:00
8531 | HE 8528 | 1.2702e-05 | 2.2674 | 0.75806 | 1.6601 | 2.8799e-05 | 9.6286e-06 | 2.1086e-05 | 2020-12-21 07:00
8532 | HE 8529 | 0.00014798 | 1.7155 | 0.76026 | 1.3048 | 0.00025385 | 0.0001125 | 0.00019308 | 2020-12-21 08:00
8533 | HE 8530 | 0.0003057 | 1.1423 | 0.87279 | 0.82643 | 0.00034919 | 0.00026681 | 0.00025264 | 2020-12-21 09:00
8534 | HE 8531 | 0.0004117 | 0.69264 | 0.43462 | 0.66771 | 0.00028516 | 0.00017893 | 0.00027489 | 2020-12-21 10:00
8535 | HE 8532 | 0.00044621 | 0.4974 | 0.41735 | 0.51201 | 0.00022194 | 0.00018623 | 0.00022846 | 2020-12-21 11:00
8536 | HE 8533 | 0.00050594 | 0.73864 | 0.37032 | 0.46306 | 0.00037371 | 0.00018736 | 0.00023428 | 2020-12-21 12:00
8537 | HE 8534 | 0.0004786 | 1.064 | 0.28828 | 0.42291 | 0.00050923 | 0.00013797 | 0.00020241 | 2020-12-21 13:00
8538 | HE 8535 | 0.00041963 | 0.7834 | 0.2813 | 0.61798 | 0.00032874 | 0.00011804 | 0.00025932 | 2020-12-21 14:00
8539 | HE 8536 | 0.00030987 | 0.54334 | 0.23446 | 0.55059 | 0.00016836 | 7.2652e-05 | 0.00017061 | 2020-12-21 15:00
8540 | HE 8537 | 0.00017153 | 0.89146 | 0.70202 | 0.75723 | 0.00015292 | 0.00012042 | 0.00012989 | 2020-12-21 16:00
8541 | HE 8538 | 4.176e-06 | 2.1338 | 1.7529 | 3.0446 | 8.9107e-06 | 7.3203e-06 | 1.2714e-05 | 2020-12-21 17:00
8542 | HE 8539 | 0 | 1.1607 | 1.1005 | 1.0587 | 0 | 0 | 0 | 2020-12-21 18:00
8543 | HE 8540 | 0 | 0.87517 | 0.8463 | 0.60464 | 0 | 0 | 0 | 2020-12-21 19:00
8544 | HE 8541 | 0 | 0.67237 | 0.62343 | 0.54291 | 0 | 0 | 0 | 2020-12-21 20:00
8545 | HE 8542 | 0 | 0.80319 | 0.52472 | 0.81779 | 0 | 0 | 0 | 2020-12-21 21:00
8546 | HE 8543 | 0 | 1.0724 | 0.57159 | 1.2349 | 0 | 0 | 0 | 2020-12-21 22:00
8547 | HE 8544 | 0 | 1.0155 | 0.35195 | 1.3484 | 0 | 0 | 0 | 2020-12-21 23:00
8548 | HE 8545 | 0 | 0.83481 | 0.40656 | 1.3712 | 0 | 0 | 0 | 2020-12-22
8549 | HE 8546 | 0 | 0.77702 | 0.26833 | 1.3842 | 0 | 0 | 0 | 2020-12-22 01:00
8550 | HE 8547 | 0 | 0.85492 | 0.28356 | 1.314 | 0 | 0 | 0 | 2020-12-22 02:00
8551 | HE 8548 | 0 | 0.77569 | 0.34621 | 1.081 | 0 | 0 | 0 | 2020-12-22 03:00
8552 | HE 8549 | 0 | 0.96308 | 0.4073 | 1.0713 | 0 | 0 | 0 | 2020-12-22 04:00
8553 | HE 8550 | 0 | 2.0638 | 0.80683 | 1.5273 | 0 | 0 | 0 | 2020-12-22 05:00
8554 | HE 8551 | 0 | 1.9284 | 1.4869 | 2.336 | 0 | 0 | 0 | 2020-12-22 06:00
8555 | HE 8552 | 1.2702e-05 | 1.1306 | 0.87268 | 1.3833 | 1.4361e-05 | 1.1084e-05 | 1.7569e-05 | 2020-12-22 07:00
8556 | HE 8553 | 0.00014798 | 1.2731 | 1.2151 | 1.2931 | 0.00018839 | 0.00017981 | 0.00019135 | 2020-12-22 08:00
8557 | HE 8554 | 0.0003057 | 1.1261 | 0.97427 | 1.1768 | 0.00034426 | 0.00029783 | 0.00035976 | 2020-12-22 09:00
8558 | HE 8555 | 0.0004117 | 0.98203 | 0.48284 | 0.8297 | 0.0004043 | 0.00019878 | 0.00034159 | 2020-12-22 10:00
8559 | HE 8556 | 0.00044621 | 0.76114 | 0.41789 | 0.87582 | 0.00033963 | 0.00018646 | 0.00039079 | 2020-12-22 11:00
8560 | HE 8557 | 0.00050594 | 0.71204 | 0.42532 | 0.99112 | 0.00036025 | 0.00021519 | 0.00050145 | 2020-12-22 12:00
8561 | HE 8558 | 0.0004786 | 0.69613 | 0.30131 | 0.96386 | 0.00033317 | 0.00014421 | 0.0004613 | 2020-12-22 13:00
8562 | HE 8559 | 0.00041963 | 0.62536 | 0.29953 | 1.0063 | 0.00026242 | 0.00012569 | 0.00042225 | 2020-12-22 14:00
8563 | HE 8560 | 0.00030987 | 0.55979 | 0.30299 | 0.95689 | 0.00017346 | 9.3886e-05 | 0.00029651 | 2020-12-22 15:00
8564 | HE 8561 | 0.00017153 | 0.95515 | 0.4985 | 1.0467 | 0.00016384 | 8.5509e-05 | 0.00017954 | 2020-12-22 16:00
8565 | HE 8562 | 4.176e-06 | 2.9434 | 1.7662 | 2.2661 | 1.2292e-05 | 7.3757e-06 | 9.4633e-06 | 2020-12-22 17:00
8566 | HE 8563 | 0 | 1.2659 | 0.8592 | 1.7457 | 0 | 0 | 0 | 2020-12-22 18:00
8567 | HE 8564 | 0 | 0.85051 | 0.62002 | 1.7245 | 0 | 0 | 0 | 2020-12-22 19:00
8568 | HE 8565 | 0 | 0.83085 | 0.48442 | 1.5316 | 0 | 0 | 0 | 2020-12-22 20:00
8569 | HE 8566 | 0 | 0.90782 | 0.47388 | 1.6237 | 0 | 0 | 0 | 2020-12-22 21:00
8570 | HE 8567 | 0 | 1.0012 | 0.63853 | 2.6462 | 0 | 0 | 0 | 2020-12-22 22:00
8571 | HE 8568 | 0 | 0.96475 | 0.6131 | 3.0129 | 0 | 0 | 0 | 2020-12-22 23:00
8572 | HE 8569 | 0 | 0.6526 | 0.35105 | 3.2095 | 0 | 0 | 0 | 2020-12-23
8573 | HE 8570 | 0 | 0.54328 | 0.29988 | 3.299 | 0 | 0 | 0 | 2020-12-23 01:00
8574 | HE 8571 | 0 | 0.52667 | 0.32185 | 3.3358 | 0 | 0 | 0 | 2020-12-23 02:00
8575 | HE 8572 | 0 | 0.51992 | 0.3552 | 3.3654 | 0 | 0 | 0 | 2020-12-23 03:00
8576 | HE 8573 | 0 | 0.80403 | 0.46877 | 2.8979 | 0 | 0 | 0 | 2020-12-23 04:00
8577 | HE 8574 | 0 | 1.3562 | 0.88392 | 3.981 | 0 | 0 | 0 | 2020-12-23 05:00
8578 | HE 8575 | 0 | 1.421 | 2.3586 | 2.2646 | 0 | 0 | 0 | 2020-12-23 06:00
8579 | HE 8576 | 1.2702e-05 | 1.1841 | 1.8094 | 1.0775 | 1.504e-05 | 2.2982e-05 | 1.3685e-05 | 2020-12-23 07:00
8580 | HE 8577 | 0.00014798 | 1.457 | 1.0814 | 1.0398 | 0.0002156 | 0.00016002 | 0.00015387 | 2020-12-23 08:00
8581 | HE 8578 | 0.0003057 | 1.6661 | 0.70131 | 0.89213 | 0.00050931 | 0.00021439 | 0.00027272 | 2020-12-23 09:00
8582 | HE 8579 | 0.0004117 | 1.2401 | 0.4996 | 0.89064 | 0.00051055 | 0.00020568 | 0.00036667 | 2020-12-23 10:00
8583 | HE 8580 | 0.00044621 | 0.92272 | 0.41321 | 0.74336 | 0.00041173 | 0.00018438 | 0.00033169 | 2020-12-23 11:00
8584 | HE 8581 | 0.00050594 | 0.778 | 0.5485 | 0.97546 | 0.00039363 | 0.00027751 | 0.00049353 | 2020-12-23 12:00
8585 | HE 8582 | 0.0004786 | 0.69017 | 0.47446 | 0.94693 | 0.00033032 | 0.00022708 | 0.0004532 | 2020-12-23 13:00
8586 | HE 8583 | 0.00041963 | 0.51832 | 0.44232 | 1.0069 | 0.0002175 | 0.00018561 | 0.00042251 | 2020-12-23 14:00
8587 | HE 8584 | 0.00030987 | 0.48665 | 0.45957 | 0.92488 | 0.0001508 | 0.0001424 | 0.00028659 | 2020-12-23 15:00
8588 | HE 8585 | 0.00017153 | 0.78108 | 0.61659 | 0.98103 | 0.00013398 | 0.00010577 | 0.00016828 | 2020-12-23 16:00
8589 | HE 8586 | 4.176e-06 | 3.104 | 1.6433 | 2.725 | 1.2963e-05 | 6.8624e-06 | 1.138e-05 | 2020-12-23 17:00
8590 | HE 8587 | 0 | 2.734 | 0.82857 | 1.5618 | 0 | 0 | 0 | 2020-12-23 18:00
8591 | HE 8588 | 0 | 1.0677 | 0.67552 | 1.2175 | 0 | 0 | 0 | 2020-12-23 19:00
8592 | HE 8589 | 0 | 0.95991 | 0.93315 | 1.1955 | 0 | 0 | 0 | 2020-12-23 20:00
8593 | HE 8590 | 0 | 0.85579 | 0.87689 | 1.2569 | 0 | 0 | 0 | 2020-12-23 21:00
8594 | HE 8591 | 0 | 0.84104 | 0.93268 | 1.2664 | 0 | 0 | 0 | 2020-12-23 22:00
8595 | HE 8592 | 0 | 0.92997 | 0.92677 | 1.5965 | 0 | 0 | 0 | 2020-12-23 23:00
8596 | HE 8593 | 0 | 0.68388 | 0.86398 | 1.2154 | 0 | 0 | 0 | 2020-12-24
8597 | HE 8594 | 0 | 0.47561 | 0.8651 | 1.2197 | 0 | 0 | 0 | 2020-12-24 01:00
8598 | HE 8595 | 0 | 0.42781 | 0.87744 | 1.216 | 0 | 0 | 0 | 2020-12-24 02:00
8599 | HE 8596 | 0 | 0.41946 | 0.86657 | 1.1941 | 0 | 0 | 0 | 2020-12-24 03:00
8600 | HE 8597 | 0 | 0.50238 | 0.90598 | 0.74855 | 0 | 0 | 0 | 2020-12-24 04:00
8601 | HE 8598 | 0 | 0.80158 | 1.009 | 1.1643 | 0 | 0 | 0 | 2020-12-24 05:00
8602 | HE 8599 | 0 | 1.5973 | 2.1147 | 1.3727 | 0 | 0 | 0 | 2020-12-24 06:00
8603 | HE 8600 | 1.2702e-05 | 1.3934 | 1.5228 | 1.1205 | 1.7698e-05 | 1.9342e-05 | 1.4232e-05 | 2020-12-24 07:00
8604 | HE 8601 | 0.00014798 | 1.7248 | 1.0713 | 1.0156 | 0.00025523 | 0.00015853 | 0.00015029 | 2020-12-24 08:00
8605 | HE 8602 | 0.0003057 | 1.6338 | 0.63418 | 0.55081 | 0.00049946 | 0.00019387 | 0.00016838 | 2020-12-24 09:00
8606 | HE 8603 | 0.0004117 | 1.0571 | 0.7493 | 0.54579 | 0.0004352 | 0.00030848 | 0.0002247 | 2020-12-24 10:00
8607 | HE 8604 | 0.00044621 | 0.83889 | 0.78783 | 0.53263 | 0.00037432 | 0.00035154 | 0.00023766 | 2020-12-24 11:00
8608 | HE 8605 | 0.00050594 | 0.67223 | 0.79641 | 0.75806 | 0.00034011 | 0.00040294 | 0.00038354 | 2020-12-24 12:00
8609 | HE 8606 | 0.0004786 | 0.72852 | 0.78949 | 0.78242 | 0.00034867 | 0.00037785 | 0.00037447 | 2020-12-24 13:00
8610 | HE 8607 | 0.00041963 | 0.66592 | 0.65793 | 0.75697 | 0.00027944 | 0.00027609 | 0.00031765 | 2020-12-24 14:00
8611 | HE 8608 | 0.00030987 | 0.62775 | 0.66291 | 0.72188 | 0.00019452 | 0.00020541 | 0.00022368 | 2020-12-24 15:00
8612 | HE 8609 | 0.00017153 | 0.92255 | 1.0245 | 0.8703 | 0.00015825 | 0.00017574 | 0.00014929 | 2020-12-24 16:00
8613 | HE 8610 | 4.176e-06 | 2.4375 | 1.793 | 2.5902 | 1.0179e-05 | 7.4877e-06 | 1.0817e-05 | 2020-12-24 17:00
8614 | HE 8611 | 0 | 1.1748 | 1.6018 | 1.5808 | 0 | 0 | 0 | 2020-12-24 18:00
8615 | HE 8612 | 0 | 0.96996 | 0.87019 | 1.3699 | 0 | 0 | 0 | 2020-12-24 19:00
8616 | HE 8613 | 0 | 0.86695 | 0.86308 | 1.1379 | 0 | 0 | 0 | 2020-12-24 20:00
8617 | HE 8614 | 0 | 0.83543 | 0.91619 | 1.0393 | 0 | 0 | 0 | 2020-12-24 21:00
8618 | HE 8615 | 0 | 1.066 | 1.0008 | 0.56858 | 0 | 0 | 0 | 2020-12-24 22:00
8619 | HE 8616 | 0 | 1.0206 | 0.92988 | 0.8744 | 0 | 0 | 0 | 2020-12-24 23:00
8620 | HE 8617 | 0 | 0.74044 | 0.98255 | 0.49084 | 0 | 0 | 0 | 2020-12-25
8621 | HE 8618 | 0 | 0.71939 | 0.97608 | 0.40832 | 0 | 0 | 0 | 2020-12-25 01:00
8622 | HE 8619 | 0 | 0.65844 | 0.98974 | 0.39325 | 0 | 0 | 0 | 2020-12-25 02:00
8623 | HE 8620 | 0 | 0.7423 | 0.97679 | 0.36973 | 0 | 0 | 0 | 2020-12-25 03:00
8624 | HE 8621 | 0 | 0.94454 | 1.0294 | 0.49949 | 0 | 0 | 0 | 2020-12-25 04:00
8625 | HE 8622 | 0 | 1.4225 | 1.4885 | 0.86843 | 0 | 0 | 0 | 2020-12-25 05:00
8626 | HE 8623 | 0 | 1.6673 | 2.1863 | 1.0735 | 0 | 0 | 0 | 2020-12-25 06:00
8627 | HE 8624 | 1.2702e-05 | 1.2386 | 1.7982 | 1.2267 | 1.5732e-05 | 2.284e-05 | 1.5581e-05 | 2020-12-25 07:00
8628 | HE 8625 | 0.00014798 | 1.6766 | 1.7374 | 1.3726 | 0.00024809 | 0.0002571 | 0.00020311 | 2020-12-25 08:00
8629 | HE 8626 | 0.0003057 | 1.6924 | 1.3215 | 1.411 | 0.00051737 | 0.00040397 | 0.00043133 | 2020-12-25 09:00
8630 | HE 8627 | 0.0004117 | 1.212 | 1.2336 | 0.99943 | 0.00049898 | 0.00050786 | 0.00041146 | 2020-12-25 10:00
8631 | HE 8628 | 0.00044621 | 0.72014 | 0.76883 | 0.7392 | 0.00032133 | 0.00034306 | 0.00032984 | 2020-12-25 11:00
8632 | HE 8629 | 0.00050594 | 0.61794 | 0.86019 | 0.47708 | 0.00031265 | 0.00043521 | 0.00024138 | 2020-12-25 12:00
8633 | HE 8630 | 0.0004786 | 0.87905 | 0.75358 | 0.53249 | 0.00042072 | 0.00036066 | 0.00025485 | 2020-12-25 13:00
8634 | HE 8631 | 0.00041963 | 0.77401 | 0.72798 | 0.72597 | 0.0003248 | 0.00030548 | 0.00030464 | 2020-12-25 14:00
8635 | HE 8632 | 0.00030987 | 0.82017 | 0.69681 | 0.58139 | 0.00025414 | 0.00021592 | 0.00018015 | 2020-12-25 15:00
8636 | HE 8633 | 0.00017153 | 1.0309 | 0.73711 | 0.72957 | 0.00017684 | 0.00012644 | 0.00012515 | 2020-12-25 16:00
8637 | HE 8634 | 4.176e-06 | 2.2746 | 2.0977 | 2.7657 | 9.4988e-06 | 8.7598e-06 | 1.1549e-05 | 2020-12-25 17:00
8638 | HE 8635 | 0 | 1.4283 | 1.8987 | 1.1189 | 0 | 0 | 0 | 2020-12-25 18:00
8639 | HE 8636 | 0 | 1.3208 | 1.3627 | 1.2613 | 0 | 0 | 0 | 2020-12-25 19:00
8640 | HE 8637 | 0 | 1.1132 | 0.75407 | 0.91802 | 0 | 0 | 0 | 2020-12-25 20:00
8641 | HE 8638 | 0 | 1.0749 | 0.67496 | 1.2853 | 0 | 0 | 0 | 2020-12-25 21:00
8642 | HE 8639 | 0 | 1.477 | 1.1721 | 2.3861 | 0 | 0 | 0 | 2020-12-25 22:00
8643 | HE 8640 | 0 | 1.172 | 1.0657 | 1.751 | 0 | 0 | 0 | 2020-12-25 23:00
8644 | HE 8641 | 0 | 0.7788 | 1.0337 | 1.3151 | 0 | 0 | 0 | 2020-12-26
8645 | HE 8642 | 0 | 0.82935 | 1.0348 | 1.2929 | 0 | 0 | 0 | 2020-12-26 01:00
8646 | HE 8643 | 0 | 0.83761 | 1.0679 | 1.2803 | 0 | 0 | 0 | 2020-12-26 02:00
8647 | HE 8644 | 0 | 0.82123 | 1.0643 | 1.2672 | 0 | 0 | 0 | 2020-12-26 03:00
8648 | HE 8645 | 0 | 0.9288 | 1.0737 | 1.0577 | 0 | 0 | 0 | 2020-12-26 04:00
8649 | HE 8646 | 0 | 1.9627 | 1.2432 | 1.6787 | 0 | 0 | 0 | 2020-12-26 05:00
8650 | HE 8647 | 0 | 2.0166 | 1.5609 | 1.3737 | 0 | 0 | 0 | 2020-12-26 06:00
8651 | HE 8648 | 1.2702e-05 | 1.7174 | 0.95432 | 0.98606 | 2.1813e-05 | 1.2121e-05 | 1.2524e-05 | 2020-12-26 07:00
8652 | HE 8649 | 0.00014798 | 1.7215 | 0.83965 | 0.84846 | 0.00025474 | 0.00012425 | 0.00012555 | 2020-12-26 08:00
8653 | HE 8650 | 0.0003057 | 1.3945 | 0.94996 | 0.98627 | 0.00042631 | 0.0002904 | 0.0003015 | 2020-12-26 09:00
8654 | HE 8651 | 0.0004117 | 1.1995 | 0.86696 | 0.89434 | 0.00049381 | 0.00035692 | 0.0003682 | 2020-12-26 10:00
8655 | HE 8652 | 0.00044621 | 0.93331 | 0.90457 | 1.0382 | 0.00041645 | 0.00040363 | 0.00046323 | 2020-12-26 11:00
8656 | HE 8653 | 0.00050594 | 0.80235 | 0.75251 | 1.2239 | 0.00040594 | 0.00038073 | 0.00061924 | 2020-12-26 12:00
8657 | HE 8654 | 0.0004786 | 0.76869 | 0.58439 | 1.0853 | 0.00036789 | 0.00027969 | 0.00051942 | 2020-12-26 13:00
8658 | HE 8655 | 0.00041963 | 0.68712 | 0.57896 | 1.2183 | 0.00028833 | 0.00024295 | 0.00051122 | 2020-12-26 14:00
8659 | HE 8656 | 0.00030987 | 0.68733 | 0.48472 | 1.1253 | 0.00021298 | 0.0001502 | 0.00034869 | 2020-12-26 15:00
8660 | HE 8657 | 0.00017153 | 0.69847 | 0.52395 | 1.186 | 0.00011981 | 8.9876e-05 | 0.00020343 | 2020-12-26 16:00
8661 | HE 8658 | 4.176e-06 | 1.771 | 1.6327 | 2.1386 | 7.3959e-06 | 6.8183e-06 | 8.9309e-06 | 2020-12-26 17:00
8662 | HE 8659 | 0 | 1.013 | 1.001 | 1.4234 | 0 | 0 | 0 | 2020-12-26 18:00
8663 | HE 8660 | 0 | 0.69779 | 0.64529 | 1.6209 | 0 | 0 | 0 | 2020-12-26 19:00
8664 | HE 8661 | 0 | 0.68084 | 0.55008 | 1.6046 | 0 | 0 | 0 | 2020-12-26 20:00
8665 | HE 8662 | 0 | 0.78919 | 0.72086 | 2.1264 | 0 | 0 | 0 | 2020-12-26 21:00
8666 | HE 8663 | 0 | 1.2822 | 0.93431 | 2.7882 | 0 | 0 | 0 | 2020-12-26 22:00
8667 | HE 8664 | 0 | 1.234 | 1.0171 | 2.9449 | 0 | 0 | 0 | 2020-12-26 23:00
8668 | HE 8665 | 0 | 0.95509 | 0.75787 | 2.2948 | 0 | 0 | 0 | 2020-12-27
8669 | HE 8666 | 0 | 0.92496 | 0.77148 | 2.7571 | 0 | 0 | 0 | 2020-12-27 01:00
8670 | HE 8667 | 0 | 0.97765 | 0.80496 | 2.321 | 0 | 0 | 0 | 2020-12-27 02:00
8671 | HE 8668 | 0 | 0.93818 | 0.81514 | 2.3224 | 0 | 0 | 0 | 2020-12-27 03:00
8672 | HE 8669 | 0 | 1.1211 | 0.95431 | 2.7867 | 0 | 0 | 0 | 2020-12-27 04:00
8673 | HE 8670 | 0 | 2.3792 | 1.2281 | 3.3013 | 0 | 0 | 0 | 2020-12-27 05:00
8674 | HE 8671 | 0 | 2.3636 | 1.9852 | 2.4113 | 0 | 0 | 0 | 2020-12-27 06:00
8675 | HE 8672 | 1.2702e-05 | 1.7404 | 0.91529 | 1.1158 | 2.2106e-05 | 1.1626e-05 | 1.4172e-05 | 2020-12-27 07:00
8676 | HE 8673 | 0.00014798 | 1.723 | 0.81068 | 1.2483 | 0.00025497 | 0.00011996 | 0.00018472 | 2020-12-27 08:00
8677 | HE 8674 | 0.0003057 | 1.5147 | 0.75547 | 1.1021 | 0.00046306 | 0.00023095 | 0.00033692 | 2020-12-27 09:00
8678 | HE 8675 | 0.0004117 | 1.4033 | 0.79817 | 1.0076 | 0.00057773 | 0.0003286 | 0.00041482 | 2020-12-27 10:00
8679 | HE 8676 | 0.00044621 | 1.2509 | 0.74159 | 0.97817 | 0.00055817 | 0.0003309 | 0.00043647 | 2020-12-27 11:00
8680 | HE 8677 | 0.00050594 | 0.94028 | 0.81109 | 1.0913 | 0.00047573 | 0.00041037 | 0.00055215 | 2020-12-27 12:00
8681 | HE 8678 | 0.0004786 | 1.0201 | 0.69227 | 1.0855 | 0.00048821 | 0.00033132 | 0.0005195 | 2020-12-27 13:00
8682 | HE 8679 | 0.00041963 | 0.66785 | 0.65724 | 0.97857 | 0.00028025 | 0.00027579 | 0.00041063 | 2020-12-27 14:00
8683 | HE 8680 | 0.00030987 | 0.7282 | 0.71897 | 0.81242 | 0.00022564 | 0.00022278 | 0.00025174 | 2020-12-27 15:00
8684 | HE 8681 | 0.00017153 | 0.82972 | 0.93481 | 1.0613 | 0.00014233 | 0.00016035 | 0.00018206 | 2020-12-27 16:00
8685 | HE 8682 | 4.176e-06 | 2.7785 | 1.7359 | 3.2993 | 1.1603e-05 | 7.2491e-06 | 1.3778e-05 | 2020-12-27 17:00
8686 | HE 8683 | 0 | 1.5267 | 0.78237 | 1.4286 | 0 | 0 | 0 | 2020-12-27 18:00
8687 | HE 8684 | 0 | 0.78791 | 0.67014 | 1.236 | 0 | 0 | 0 | 2020-12-27 19:00
8688 | HE 8685 | 0 | 0.64803 | 0.64673 | 1.2339 | 0 | 0 | 0 | 2020-12-27 20:00
8689 | HE 8686 | 0 | 0.5927 | 0.98427 | 1.4874 | 0 | 0 | 0 | 2020-12-27 21:00
8690 | HE 8687 | 0 | 0.7283 | 1.2689 | 1.699 | 0 | 0 | 0 | 2020-12-27 22:00
8691 | HE 8688 | 0 | 0.84828 | 1.0532 | 2.8091 | 0 | 0 | 0 | 2020-12-27 23:00
8692 | HE 8689 | 0 | 0.41987 | 1.0356 | 1.7087 | 0 | 0 | 0 | 2020-12-28
8693 | HE 8690 | 0 | 0.39837 | 1.0261 | 1.6598 | 0 | 0 | 0 | 2020-12-28 01:00
8694 | HE 8691 | 0 | 0.43886 | 1.0688 | 1.6611 | 0 | 0 | 0 | 2020-12-28 02:00
8695 | HE 8692 | 0 | 0.42883 | 1.0685 | 1.6578 | 0 | 0 | 0 | 2020-12-28 03:00
8696 | HE 8693 | 0 | 0.48803 | 1.1592 | 1.8336 | 0 | 0 | 0 | 2020-12-28 04:00
8697 | HE 8694 | 0 | 0.82689 | 1.6352 | 1.9433 | 0 | 0 | 0 | 2020-12-28 05:00
8698 | HE 8695 | 0 | 1.6689 | 2.8636 | 1.1974 | 0 | 0 | 0 | 2020-12-28 06:00
8699 | HE 8696 | 1.2702e-05 | 1.553 | 1.5566 | 1.0346 | 1.9726e-05 | 1.9771e-05 | 1.3141e-05 | 2020-12-28 07:00
8700 | HE 8697 | 0.00014798 | 1.417 | 1.5228 | 1.058 | 0.00020969 | 0.00022535 | 0.00015657 | 2020-12-28 08:00
8701 | HE 8698 | 0.0003057 | 0.95301 | 0.90591 | 1.1868 | 0.00029133 | 0.00027693 | 0.00036281 | 2020-12-28 09:00
8702 | HE 8699 | 0.0004117 | 0.48817 | 1.0716 | 1.1883 | 0.00020098 | 0.00044118 | 0.00048921 | 2020-12-28 10:00
8703 | HE 8700 | 0.00044621 | 0.42786 | 1.0378 | 0.81442 | 0.00019091 | 0.00046305 | 0.0003634 | 2020-12-28 11:00
8704 | HE 8701 | 0.00050594 | 0.39912 | 0.88311 | 0.85608 | 0.00020193 | 0.00044681 | 0.00043313 | 2020-12-28 12:00
8705 | HE 8702 | 0.0004786 | 0.35291 | 0.78208 | 0.789 | 0.0001689 | 0.00037431 | 0.00037761 | 2020-12-28 13:00
8706 | HE 8703 | 0.00041963 | 0.29728 | 0.7676 | 0.83679 | 0.00012475 | 0.00032211 | 0.00035114 | 2020-12-28 14:00
8707 | HE 8704 | 0.00030987 | 0.29265 | 0.72957 | 0.65254 | 9.0682e-05 | 0.00022607 | 0.0002022 | 2020-12-28 15:00
8708 | HE 8705 | 0.00017153 | 0.43872 | 0.87664 | 0.89028 | 7.5256e-05 | 0.00015037 | 0.00015271 | 2020-12-28 16:00
8709 | HE 8706 | 4.176e-06 | 1.5375 | 2.189 | 2.2053 | 6.4205e-06 | 9.1411e-06 | 9.2092e-06 | 2020-12-28 17:00
8710 | HE 8707 | 0 | 0.91645 | 1.2767 | 1.1468 | 0 | 0 | 0 | 2020-12-28 18:00
8711 | HE 8708 | 0 | 0.64494 | 1.1108 | 1.1806 | 0 | 0 | 0 | 2020-12-28 19:00
8712 | HE 8709 | 0 | 0.50332 | 0.9663 | 1.2055 | 0 | 0 | 0 | 2020-12-28 20:00
8713 | HE 8710 | 0 | 0.57915 | 1.0354 | 1.2909 | 0 | 0 | 0 | 2020-12-28 21:00
8714 | HE 8711 | 0 | 0.43614 | 1.4945 | 2.2898 | 0 | 0 | 0 | 2020-12-28 22:00
8715 | HE 8712 | 0 | 0.38559 | 1.3946 | 3.151 | 0 | 0 | 0 | 2020-12-28 23:00
8716 | HE 8713 | 0 | 0.30806 | 1 | 1.6729 | 0 | 0 | 0 | 2020-12-29
8717 | HE 8714 | 0 | 0.28628 | 1.1555 | 2.381 | 0 | 0 | 0 | 2020-12-29 01:00
8718 | HE 8715 | 0 | 0.31516 | 1.0219 | 2.3864 | 0 | 0 | 0 | 2020-12-29 02:00
8719 | HE 8716 | 0 | 0.31001 | 1.027 | 2.4509 | 0 | 0 | 0 | 2020-12-29 03:00
8720 | HE 8717 | 0 | 0.34883 | 1.3155 | 2.5226 | 0 | 0 | 0 | 2020-12-29 04:00
8721 | HE 8718 | 0 | 0.78888 | 1.7542 | 3.3177 | 0 | 0 | 0 | 2020-12-29 05:00
8722 | HE 8719 | 0 | 1.1339 | 2.3411 | 2.3689 | 0 | 0 | 0 | 2020-12-29 06:00
8723 | HE 8720 | 1.2702e-05 | 0.87815 | 0.97415 | 1.3074 | 1.1154e-05 | 1.2373e-05 | 1.6606e-05 | 2020-12-29 07:00
8724 | HE 8721 | 0.00014798 | 0.9226 | 1.0013 | 1.25 | 0.00013652 | 0.00014816 | 0.00018497 | 2020-12-29 08:00
8725 | HE 8722 | 0.0003057 | 1.2693 | 0.86438 | 1.6043 | 0.00038802 | 0.00026424 | 0.00049042 | 2020-12-29 09:00
8726 | HE 8723 | 0.0004117 | 0.73528 | 0.82504 | 1.7167 | 0.00030271 | 0.00033967 | 0.00070677 | 2020-12-29 10:00
8727 | HE 8724 | 0.00044621 | 0.61156 | 0.76977 | 1.2764 | 0.00027288 | 0.00034348 | 0.00056956 | 2020-12-29 11:00
8728 | HE 8725 | 0.00050594 | 0.52529 | 0.6945 | 1.0283 | 0.00026577 | 0.00035138 | 0.00052028 | 2020-12-29 12:00
8729 | HE 8726 | 0.0004786 | 0.40741 | 0.69778 | 0.94222 | 0.00019499 | 0.00033396 | 0.00045095 | 2020-12-29 13:00
8730 | HE 8727 | 0.00041963 | 0.38901 | 0.75038 | 1.0374 | 0.00016324 | 0.00031488 | 0.00043533 | 2020-12-29 14:00
8731 | HE 8728 | 0.00030987 | 0.36484 | 0.5311 | 0.95438 | 0.00011305 | 0.00016457 | 0.00029573 | 2020-12-29 15:00
8732 | HE 8729 | 0.00017153 | 0.57852 | 0.7581 | 1.072 | 9.9236e-05 | 0.00013004 | 0.00018389 | 2020-12-29 16:00
8733 | HE 8730 | 4.176e-06 | 2.4148 | 1.5654 | 2.5837 | 1.0084e-05 | 6.537e-06 | 1.0789e-05 | 2020-12-29 17:00
8734 | HE 8731 | 0 | 1.7765 | 1.1116 | 1.3348 | 0 | 0 | 0 | 2020-12-29 18:00
8735 | HE 8732 | 0 | 0.96964 | 1.002 | 1.1772 | 0 | 0 | 0 | 2020-12-29 19:00
8736 | HE 8733 | 0 | 0.8583 | 0.93975 | 1.0184 | 0 | 0 | 0 | 2020-12-29 20:00
8737 | HE 8734 | 0 | 0.82135 | 0.77098 | 0.92349 | 0 | 0 | 0 | 2020-12-29 21:00
8738 | HE 8735 | 0 | 0.55373 | 0.94813 | 1.4968 | 0 | 0 | 0 | 2020-12-29 22:00
8739 | HE 8736 | 0 | 0.45898 | 0.74731 | 1.5541 | 0 | 0 | 0 | 2020-12-29 23:00
8740 | HE 8737 | 0 | 0.37085 | 0.33238 | 1.2319 | 0 | 0 | 0 | 2020-12-30
8741 | HE 8738 | 0 | 0.32764 | 0.29584 | 1.4705 | 0 | 0 | 0 | 2020-12-30 01:00
8742 | HE 8739 | 0 | 0.38266 | 0.35329 | 1.2011 | 0 | 0 | 0 | 2020-12-30 02:00
8743 | HE 8740 | 0 | 0.30892 | 0.44968 | 1.214 | 0 | 0 | 0 | 2020-12-30 03:00
8744 | HE 8741 | 0 | 0.30879 | 0.83165 | 1.2621 | 0 | 0 | 0 | 2020-12-30 04:00
8745 | HE 8742 | 0 | 0.66594 | 1.0429 | 2.1867 | 0 | 0 | 0 | 2020-12-30 05:00
8746 | HE 8743 | 0 | 0.96944 | 2.0631 | 1.751 | 0 | 0 | 0 | 2020-12-30 06:00
8747 | HE 8744 | 1.2702e-05 | 0.95101 | 1.3039 | 0.88015 | 1.2079e-05 | 1.6562e-05 | 1.1179e-05 | 2020-12-30 07:00
8748 | HE 8745 | 0.00014798 | 1.3401 | 1.0759 | 0.83732 | 0.00019831 | 0.00015921 | 0.00012391 | 2020-12-30 08:00
8749 | HE 8746 | 0.0003057 | 1.4742 | 0.72964 | 0.67144 | 0.00045067 | 0.00022305 | 0.00020526 | 2020-12-30 09:00
8750 | HE 8747 | 0.0004117 | 0.81395 | 0.54517 | 0.79768 | 0.0003351 | 0.00022444 | 0.0003284 | 2020-12-30 10:00
8751 | HE 8748 | 0.00044621 | 0.62713 | 0.47214 | 0.86277 | 0.00027983 | 0.00021067 | 0.00038498 | 2020-12-30 11:00
8752 | HE 8749 | 0.00050594 | 0.54665 | 0.30761 | 0.80428 | 0.00027658 | 0.00015563 | 0.00040692 | 2020-12-30 12:00
8753 | HE 8750 | 0.0004786 | 0.42272 | 0.24715 | 0.73889 | 0.00020231 | 0.00011829 | 0.00035364 | 2020-12-30 13:00
8754 | HE 8751 | 0.00041963 | 0.30299 | 0.20784 | 0.79399 | 0.00012714 | 8.7214e-05 | 0.00033318 | 2020-12-30 14:00
8755 | HE 8752 | 0.00030987 | 0.26289 | 0.21059 | 0.73627 | 8.1461e-05 | 6.5256e-05 | 0.00022814 | 2020-12-30 15:00
8756 | HE 8753 | 0.00017153 | 0.42905 | 0.38829 | 0.86015 | 7.3597e-05 | 6.6606e-05 | 0.00014755 | 2020-12-30 16:00
8757 | HE 8754 | 4.176e-06 | 1.91 | 1.5799 | 2.1412 | 7.976e-06 | 6.5975e-06 | 8.9415e-06 | 2020-12-30 17:00
8758 | HE 8755 | 0 | 1.5313 | 1.3584 | 1.2211 | 0 | 0 | 0 | 2020-12-30 18:00
8759 | HE 8756 | 0 | 0.87027 | 0.90941 | 1.0935 | 0 | 0 | 0 | 2020-12-30 19:00
8760 | HE 8757 | 0 | 0.55382 | 0.66258 | 0.95236 | 0 | 0 | 0 | 2020-12-30 20:00
8761 | HE 8758 | 0 | 0.55407 | 0.58083 | 0.70716 | 0 | 0 | 0 | 2020-12-30 21:00
8762 | HE 8759 | 0 | 0.51009 | 0.48255 | 0.65291 | 0 | 0 | 0 | 2020-12-30 22:00
8763 | HE 8760 | 0 | 0.38407 | 0.56566 | 0.69423 | 0 | 0 | 0 | 2020-12-30 23:00
8764 | HE 8761 | 0 | 0.38467 | 0.18209 | 0.66557 | 0 | 0 | 0 | 2020-12-31
8765 | HE 8762 | 0 | 0.38541 | 0.13702 | 0.62522 | 0 | 0 | 0 | 2020-12-31 01:00
8766 | HE 8763 | 0 | 0.33633 | 0.21118 | 0.74986 | 0 | 0 | 0 | 2020-12-31 02:00
8767 | HE 8764 | 0 | 0.32413 | 0.20834 | 0.62436 | 0 | 0 | 0 | 2020-12-31 03:00
8768 | HE 8765 | 0 | 0.40554 | 0.27778 | 0.54457 | 0 | 0 | 0 | 2020-12-31 04:00
8769 | HE 8766 | 0 | 0.90645 | 0.80137 | 0.91745 | 0 | 0 | 0 | 2020-12-31 05:00
8770 | HE 8767 | 0 | 3.4888 | 2.2816 | 1.425 | 0 | 0 | 0 | 2020-12-31 06:00
8771 | HE 8768 | 1.2702e-05 | 1.5382 | 1.4331 | 1.2281 | 1.9537e-05 | 1.8202e-05 | 1.5599e-05 | 2020-12-31 07:00
8772 | HE 8769 | 0.00014798 | 0.97295 | 0.95295 | 1.0588 | 0.00014398 | 0.00014102 | 0.00015668 | 2020-12-31 08:00
8773 | HE 8770 | 0.0003057 | 1.0783 | 0.51167 | 1.1544 | 0.00032965 | 0.00015642 | 0.00035289 | 2020-12-31 09:00
8774 | HE 8771 | 0.0004117 | 0.61292 | 0.47482 | 0.9247 | 0.00025234 | 0.00019548 | 0.0003807 | 2020-12-31 10:00
8775 | HE 8772 | 0.00044621 | 0.60098 | 0.41208 | 0.64805 | 0.00026816 | 0.00018387 | 0.00028916 | 2020-12-31 11:00
8776 | HE 8773 | 0.00050594 | 0.56439 | 0.32867 | 0.5412 | 0.00028555 | 0.00016629 | 0.00027382 | 2020-12-31 12:00
8777 | HE 8774 | 0.0004786 | 0.52498 | 0.28774 | 0.32917 | 0.00025125 | 0.00013771 | 0.00015754 | 2020-12-31 13:00
8778 | HE 8775 | 0.00041963 | 0.49331 | 0.25382 | 0.31722 | 0.00020701 | 0.00010651 | 0.00013311 | 2020-12-31 14:00
8779 | HE 8776 | 0.00030987 | 0.51427 | 0.2816 | 0.32097 | 0.00015935 | 8.7259e-05 | 9.9459e-05 | 2020-12-31 15:00
8780 | HE 8777 | 0.00017153 | 0.64492 | 0.44932 | 0.42452 | 0.00011063 | 7.7074e-05 | 7.2819e-05 | 2020-12-31 16:00
8781 | HE 8778 | 4.176e-06 | 1.633 | 1.1822 | 2.0463 | 6.8193e-06 | 4.9367e-06 | 8.5454e-06 | 2020-12-31 17:00
8782 | HE 8779 | 0 | 1.0274 | 0.7504 | 1.2528 | 0 | 0 | 0 | 2020-12-31 18:00
8783 | HE 8780 | 0 | 0.74239 | 0.57345 | 0.8416 | 0 | 0 | 0 | 2020-12-31 19:00
8784 | HE 8781 | 0 | 0.61921 | 0.51183 | 0.65445 | 0 | 0 | 0 | 2020-12-31 20:00
8785 | HE 8782 | 0 | 0.53639 | 0.47703 | 0.5245 | 0 | 0 | 0 | 2020-12-31 21:00
8786 | HE 8783 | 0 | 0.66219 | 0.62155 | 0.59372 | 0 | 0 | 0 | 2020-12-31 22:00
8787 | HE 8784 | 0 | 0.46476 | 0.73513 | 0.53757 | 0 | 0 | 0 | 2020-12-31 23:00

## AS 2018 Wokpaper
PEDERNALES ELECTRIC COOPERATIVE, INC.
VALUE OF DISTRIBUTED GENERATION STUDY
SCHEDULE 5 cont.
AVOIDED ANCILLARY SERVICES COST DETAIL
Last Updated 11.12.2021
|  | A/S Quantities (MWs) |  |  |  | A/S Prices ($/MWh)
Date/Time | ERCOT DA Load | REGUP | REGDN | NSPIN | RRS | REGUP | REGDN | NSPIN | RRS | PEC Load, MWhs | PEC Load as a % of ERCOT | REGUP Charges, $ | REGDN Charges, $ | NSPIN Charges, $ | RRS Charges, $ | Total A/S Charge, $ | A/S Charge ($/MWh)
2018-01-01 | 50587.0739 | 250 | 284 | 1103 | 2920 | 2.51 | 1 | 1.01 | 3 | 1042.4611 | 2.061% | 12.9311 | 5.8525 | 22.9571 | 180.5196 | 222.2603 | 0.21321
2018-01-01 01:00 | 50649.7724 | 195 | 219 | 1103 | 2920 | 1.01 | 0.98 | 1.01 | 2.1 | 1034.3253 | 2.042% | 4.0219 | 4.3828 | 22.7497 | 125.2223 | 156.3768 | 0.15119
2018-01-01 02:00 | 50737.1706 | 211 | 196 | 1409 | 2920 | 2.1 | 1 | 1 | 2.81 | 1031.8692 | 2.034% | 9.0116 | 3.9862 | 28.6556 | 166.8736 | 208.5269 | 0.20209
2018-01-01 03:00 | 51021.1956 | 247 | 206 | 1409 | 2920 | 2.51 | 1 | 1 | 3 | 1035.2504 | 2.029% | 12.5796 | 4.1799 | 28.5894 | 177.7456 | 223.0945 | 0.2155
2018-01-01 04:00 | 51727.0322 | 336 | 266 | 1409 | 2920 | 3.11 | 1 | 1 | 3.31 | 1045.7279 | 2.022% | 21.1252 | 5.3775 | 28.4847 | 195.3943 | 250.3818 | 0.23943
2018-01-01 05:00 | 52953.6425 | 528 | 335 | 1409 | 2920 | 6.51 | 1.82 | 0.99 | 6.51 | 1067.8728 | 2.017% | 69.3168 | 12.2953 | 28.13 | 383.343 | 493.0851 | 0.46175
2018-01-01 06:00 | 54315.4954 | 687 | 326 | 2131 | 2772 | 15.01 | 2.61 | 4.02 | 12.93 | 1101.0677 | 2.027% | 209.0392 | 17.2484 | 173.66 | 726.5777 | 1126.5252 | 1.0231
2018-01-01 07:00 | 55106.0879 | 306 | 275 | 2131 | 2772 | 4.6 | 2.11 | 3.08 | 14.74 | 1126.828 | 2.045% | 28.7831 | 11.8651 | 134.2123 | 835.5044 | 1010.3649 | 0.89665
2018-01-01 08:00 | 55567.6689 | 326 | 278 | 2131 | 2772 | 8.11 | 1.44 | 4.55 | 30.68 | 1153.004 | 2.075% | 54.8589 | 8.3065 | 201.1886 | 1764.6444 | 2028.9984 | 1.7597
2018-01-01 09:00 | 56087.5273 | 323 | 262 | 2131 | 2772 | 9.66 | 1.53 | 2.5 | 35.3 | 1176.6672 | 2.098% | 65.4586 | 8.4097 | 111.7663 | 2052.8409 | 2238.4755 | 1.9024
2018-01-01 10:00 | 55951.9287 | 277 | 328 | 1683 | 2772 | 6.68 | 2.11 | 1.49 | 27.48 | 1165.7524 | 2.083% | 38.5521 | 14.4194 | 52.247 | 1587.0888 | 1692.3073 | 1.4517
2018-01-01 11:00 | 55271.4459 | 222 | 307 | 1683 | 2772 | 2.31 | 2.11 | 1.46 | 12.12 | 1123.6383 | 2.033% | 10.4254 | 13.1688 | 49.9531 | 683.0014 | 756.5487 | 0.6733
2018-01-01 12:00 | 54103.4769 | 232 | 301 | 1683 | 2772 | 3 | 2.32 | 1.44 | 9.78 | 1083.8302 | 2.003% | 13.9426 | 13.9891 | 48.5493 | 543.0854 | 619.5665 | 0.57165
2018-01-01 13:00 | 52641.444 | 256 | 254 | 1683 | 2772 | 2.31 | 1.7 | 1.49 | 7.25 | 1055.078 | 2.004% | 11.8525 | 8.6544 | 50.2605 | 402.7986 | 473.5661 | 0.44884
2018-01-01 14:00 | 51449.7207 | 205 | 241 | 1674 | 2772 | 2.11 | 3.5 | 1.52 | 6.76 | 1038.036 | 2.018% | 8.727 | 17.0182 | 51.3368 | 378.0675 | 455.1495 | 0.43847
2018-01-01 15:00 | 50784.7721 | 207 | 204 | 1674 | 2772 | 2.11 | 3.01 | 1.77 | 5.56 | 1031.5981 | 2.031% | 8.8722 | 12.4731 | 60.1874 | 313.0726 | 394.6052 | 0.38252
2018-01-01 16:00 | 51339.1253 | 294 | 194 | 1674 | 2772 | 3 | 2.9 | 1 | 8.16 | 1046.6512 | 2.039% | 17.9813 | 11.4697 | 34.1279 | 461.1444 | 524.7233 | 0.50134
2018-01-01 17:00 | 54201.2399 | 464 | 260 | 1674 | 2772 | 15 | 3.5 | 1.45 | 27.17 | 1090.5859 | 2.012% | 140.0425 | 18.3102 | 48.8398 | 1515.4217 | 1722.6142 | 1.5795
2018-01-01 18:00 | 57027.0537 | 401 | 315 | 1605 | 2816 | 15.01 | 2.31 | 1.53 | 39.7 | 1131.3951 | 1.984% | 119.4149 | 14.4363 | 48.7192 | 2217.9743 | 2400.5446 | 2.1218
2018-01-01 19:00 | 57317.7851 | 222 | 281 | 1605 | 2816 | 2.31 | 2.11 | 1.45 | 35 | 1121.6749 | 1.957% | 10.0356 | 11.6029 | 45.5429 | 1928.7604 | 1995.9418 | 1.7794
2018-01-01 20:00 | 57273.6679 | 269 | 319 | 1605 | 2816 | 6.01 | 3.13 | 1.46 | 27.67 | 1108.7489 | 1.936% | 31.2972 | 19.3292 | 45.3635 | 1508.4121 | 1604.4019 | 1.447
2018-01-01 21:00 | 56379.5511 | 196 | 359 | 1605 | 2816 | 3 | 1.34 | 1.49 | 17.57 | 1068.013 | 1.894% | 11.1386 | 9.1128 | 45.3019 | 937.2584 | 1002.8118 | 0.93895
2018-01-01 22:00 | 54451.0426 | 276 | 410 | 1103 | 2920 | 3 | 2.11 | 1.01 | 13.6 | 1005.2497 | 1.846% | 15.2861 | 15.9711 | 20.5667 | 733.1444 | 784.9683 | 0.78087
2018-01-01 23:00 | 52592.8727 | 239 | 360 | 1103 | 2920 | 2.51 | 1.36 | 1.01 | 8.72 | 956.7121 | 1.819% | 10.9125 | 8.9063 | 20.2652 | 463.1842 | 503.2682 | 0.52604
2018-01-02 | 51218.6617 | 250 | 284 | 1103 | 2920 | 5.91 | 2 | 1.26 | 9.21 | 930.1772 | 1.816% | 26.8327 | 10.3154 | 25.2397 | 488.4048 | 550.7926 | 0.59214
2018-01-02 01:00 | 50518.1497 | 195 | 219 | 1103 | 2920 | 4 | 1 | 1.12 | 5.37 | 918.2368 | 1.818% | 14.1776 | 3.9806 | 22.4544 | 285.0128 | 325.6254 | 0.35462
2018-01-02 02:00 | 50239.2077 | 211 | 196 | 1409 | 2920 | 4 | 0.01 | 1.51 | 6.24 | 917.3682 | 1.826% | 15.4114 | 0.03579 | 38.8498 | 332.7119 | 387.0089 | 0.42187
2018-01-02 03:00 | 50384.8974 | 247 | 206 | 1409 | 2920 | 5 | 1 | 1.5 | 8.64 | 924.6749 | 1.835% | 22.665 | 3.7806 | 38.7874 | 463.0046 | 528.2375 | 0.57127
2018-01-02 04:00 | 51235.7138 | 336 | 266 | 1409 | 2920 | 15.16 | 1.76 | 1.5 | 21.6 | 946.4781 | 1.847% | 94.0971 | 8.6483 | 39.0427 | 1165.1299 | 1306.9181 | 1.3808
2018-01-02 05:00 | 53354.4531 | 528 | 335 | 1409 | 2920 | 27.32 | 3.5 | 1 | 27.32 | 996.1318 | 1.867% | 269.3151 | 21.8907 | 26.3061 | 1489.3942 | 1806.9061 | 1.8139
2018-01-02 06:00 | 56171.276 | 687 | 326 | 2131 | 2772 | 151.15 | 4 | 141.55 | 145 | 1053.9486 | 1.876% | 1948.3638 | 24.4671 | 5659.7661 | 7541.6502 | 15174.2471 | 14.3975
2018-01-02 07:00 | 57810.1185 | 306 | 275 | 2131 | 2772 | 140 | 3.5 | 156.86 | 161.21 | 1089.1747 | 1.884% | 807.1294 | 18.134 | 6297.8071 | 8419.3565 | 15542.427 | 14.2699
2018-01-02 08:00 | 58350.2597 | 326 | 278 | 2131 | 2772 | 93.55 | 2.11 | 93.55 | 95 | 1099.2263 | 1.884% | 574.5207 | 11.0502 | 3755.5327 | 4960.9076 | 9302.0113 | 8.4623
2018-01-02 09:00 | 58967.9987 | 323 | 262 | 2131 | 2772 | 75 | 2.9 | 75 | 76.45 | 1098.6171 | 1.863% | 451.3295 | 14.1556 | 2977.6571 | 3948.214 | 7391.3563 | 6.7279
2018-01-02 10:00 | 59159.6741 | 277 | 328 | 1683 | 2772 | 20.59 | 3.01 | 19.99 | 41.22 | 1087.86 | 1.839% | 104.8778 | 18.1546 | 618.6488 | 2101.1084 | 2842.7896 | 2.6132
2018-01-02 11:00 | 58724.8906 | 222 | 307 | 1683 | 2772 | 10.6 | 2.27 | 10 | 25 | 1065.3257 | 1.814% | 42.6893 | 12.6423 | 305.3123 | 1257.1683 | 1617.8122 | 1.5186
2018-01-02 12:00 | 57931.1767 | 232 | 301 | 1683 | 2772 | 10.6 | 2.31 | 10 | 16 | 1041.4164 | 1.798% | 44.2085 | 12.4994 | 302.5493 | 797.3064 | 1156.5637 | 1.1106
2018-01-02 13:00 | 57333.8444 | 256 | 254 | 1683 | 2772 | 8.6 | 2.31 | 8 | 12.11 | 1025.9909 | 1.79% | 39.3977 | 10.4997 | 240.9387 | 600.7168 | 891.553 | 0.86897
2018-01-02 14:00 | 56964.4668 | 205 | 241 | 1674 | 2772 | 6.01 | 2.34 | 5.41 | 10.23 | 1031.3582 | 1.811% | 22.3066 | 10.2103 | 163.9677 | 513.4218 | 709.9064 | 0.68832
2018-01-02 15:00 | 57026.5559 | 207 | 204 | 1674 | 2772 | 7.2 | 2.11 | 6.6 | 10.96 | 1054.9979 | 1.85% | 27.5726 | 7.9632 | 204.3967 | 562.0542 | 801.9867 | 0.76018
2018-01-02 16:00 | 57875.7181 | 294 | 194 | 1674 | 2772 | 14.29 | 2.11 | 13.69 | 18.12 | 1098.5923 | 1.898% | 79.748 | 7.7701 | 435.0098 | 953.4361 | 1475.964 | 1.3435
2018-01-02 17:00 | 60164.3727 | 464 | 260 | 1674 | 2772 | 53.45 | 3.11 | 46.25 | 59.03 | 1164.5191 | 1.936% | 480.035 | 15.651 | 1498.561 | 3167.1836 | 5161.4305 | 4.4322
2018-01-02 18:00 | 61957.3528 | 401 | 315 | 1605 | 2816 | 60.95 | 3.5 | 19.99 | 79.91 | 1208.3151 | 1.95% | 476.6564 | 21.5014 | 625.713 | 4388.5509 | 5512.4217 | 4.5621
2018-01-02 19:00 | 61807.108 | 222 | 281 | 1605 | 2816 | 22.23 | 3.37 | 19.99 | 52.48 | 1209.7337 | 1.957% | 96.5926 | 18.5348 | 627.9704 | 2892.5298 | 3635.6277 | 3.0053
2018-01-02 20:00 | 61152.5905 | 269 | 319 | 1605 | 2816 | 20.99 | 2.31 | 19.99 | 44.45 | 1187.1116 | 1.941% | 109.6078 | 14.3047 | 622.8228 | 2429.8592 | 3176.5945 | 2.6759
2018-01-02 21:00 | 59573.8434 | 196 | 359 | 1605 | 2816 | 8.31 | 2.45 | 10 | 25.54 | 1135.6942 | 1.906% | 31.0501 | 16.7674 | 305.9714 | 1371.069 | 1724.8579 | 1.5188
2018-01-02 22:00 | 57018.7288 | 276 | 410 | 1103 | 2920 | 17.6 | 3.11 | 1.19 | 19.76 | 1063.3485 | 1.865% | 90.5899 | 23.7795 | 24.4783 | 1076.0387 | 1214.8863 | 1.1425
2018-01-02 23:00 | 55026.6425 | 239 | 360 | 1103 | 2920 | 10.31 | 2 | 1.16 | 11.16 | 1020.3022 | 1.854% | 45.6891 | 13.3502 | 23.7241 | 604.2308 | 686.9941 | 0.67332
2018-01-03 | 53958.1168 | 250 | 284 | 1103 | 2920 | 3.69 | 1.17 | 1.33 | 3.89 | 1012.4134 | 1.876% | 17.3088 | 6.2346 | 27.5251 | 213.1246 | 264.193 | 0.26095
2018-01-03 01:00 | 53717.5296 | 195 | 219 | 1103 | 2920 | 2.11 | 0.11 | 1.31 | 3.25 | 1028.8093 | 1.915% | 7.8802 | 0.46138 | 27.6736 | 181.7544 | 217.7696 | 0.21167
2018-01-03 02:00 | 53910.6178 | 211 | 196 | 1409 | 2920 | 2.11 | 0.01 | 1.42 | 3 | 1057.1824 | 1.961% | 8.7305 | 0.038435 | 39.2351 | 171.7828 | 219.7869 | 0.2079
2018-01-03 03:00 | 54638.3948 | 247 | 206 | 1409 | 2920 | 2.31 | 0.01 | 1.48 | 3.21 | 1089.3044 | 1.994% | 11.3752 | 0.041069 | 41.5742 | 186.8698 | 239.8603 | 0.2202
2018-01-03 04:00 | 55923.3294 | 336 | 266 | 1409 | 2920 | 7.69 | 1 | 1.5 | 10.2 | 1126.6219 | 2.015% | 52.0536 | 5.3588 | 42.5782 | 600.0234 | 700.014 | 0.62134
2018-01-03 05:00 | 58471.8034 | 528 | 335 | 1409 | 2920 | 16.82 | 1 | 1.39 | 17.67 | 1184.6419 | 2.026% | 179.9287 | 6.7871 | 39.6795 | 1045.3459 | 1271.7412 | 1.0735
2018-01-03 06:00 | 61822.1777 | 687 | 326 | 2131 | 2772 | 92.4 | 2.31 | 90.4 | 91.29 | 1254.9551 | 2.03% | 1288.5836 | 15.2867 | 3910.5313 | 5136.8907 | 10351.2923 | 8.2483
2018-01-03 07:00 | 62878.7054 | 306 | 275 | 2131 | 2772 | 55.06 | 2 | 75.04 | 75.25 | 1286.4115 | 2.046% | 344.6942 | 11.2522 | 3271.5428 | 4267.5249 | 7895.0142 | 6.1372
2018-01-03 08:00 | 61346.1601 | 326 | 278 | 2131 | 2772 | 35.69 | 2 | 42.51 | 42.72 | 1230.7034 | 2.006% | 233.4158 | 11.1543 | 1817.3583 | 2375.6939 | 4437.6223 | 3.6058
2018-01-03 09:00 | 58604.4554 | 323 | 262 | 2131 | 2772 | 27.2 | 2 | 32.87 | 32.87 | 1120.1155 | 1.911% | 167.9205 | 10.0153 | 1338.7989 | 1741.5065 | 3258.2412 | 2.9088
2018-01-03 10:00 | 55553.0302 | 277 | 328 | 1683 | 2772 | 13.75 | 2.99 | 13.15 | 14.6 | 996.1839 | 1.793% | 68.299 | 17.5864 | 396.8639 | 725.7346 | 1208.4839 | 1.2131
2018-01-03 11:00 | 52335.4244 | 222 | 307 | 1683 | 2772 | 9.12 | 2.9 | 8.52 | 9.97 | 873.7523 | 1.67% | 33.8018 | 14.8638 | 239.3957 | 461.4036 | 749.4649 | 0.85775
2018-01-03 12:00 | 49239.2734 | 232 | 301 | 1683 | 2772 | 9.15 | 2.88 | 8.55 | 10 | 764.8 | 1.553% | 32.972 | 13.4647 | 223.5046 | 430.5558 | 700.4971 | 0.91592
2018-01-03 13:00 | 46747.4479 | 256 | 254 | 1683 | 2772 | 7.98 | 2.11 | 7.38 | 8.83 | 693.801 | 1.484% | 30.3193 | 7.9541 | 184.3391 | 363.2712 | 585.8838 | 0.84446
2018-01-03 14:00 | 44548.4303 | 205 | 241 | 1674 | 2772 | 5.23 | 2.41 | 4.63 | 6.08 | 642.9917 | 1.443% | 15.4749 | 8.3831 | 111.8689 | 243.2595 | 378.9864 | 0.58941
2018-01-03 15:00 | 43191.3925 | 207 | 204 | 1674 | 2772 | 4.82 | 1.93 | 4.22 | 5.67 | 609.2311 | 1.411% | 14.0735 | 5.5536 | 99.6444 | 221.6977 | 340.9691 | 0.55967
2018-01-03 16:00 | 43128.3766 | 294 | 194 | 1674 | 2772 | 10.86 | 1.74 | 9.26 | 11.71 | 609.6635 | 1.414% | 45.134 | 4.7718 | 219.1258 | 458.8568 | 727.8884 | 1.1939
2018-01-03 17:00 | 45711.6331 | 464 | 260 | 1674 | 2772 | 23.19 | 3.5 | 15.99 | 20.99 | 674.1964 | 1.475% | 158.7005 | 13.4215 | 394.7877 | 858.1543 | 1425.064 | 2.1137
2018-01-03 18:00 | 49550.9788 | 401 | 315 | 1605 | 2816 | 37 | 3.29 | 13.67 | 39.49 | 781.1583 | 1.576% | 233.9015 | 16.3378 | 345.8839 | 1753.0997 | 2349.2229 | 3.0074
2018-01-03 19:00 | 50718.0589 | 222 | 281 | 1605 | 2816 | 12.39 | 3.11 | 11.39 | 23.82 | 820.8866 | 1.619% | 44.5189 | 14.1445 | 295.8825 | 1085.6628 | 1440.2087 | 1.7545
2018-01-03 20:00 | 51408.1087 | 269 | 319 | 1605 | 2816 | 12.54 | 3.5 | 11.54 | 23.18 | 839.6554 | 1.633% | 55.0959 | 18.2359 | 302.5174 | 1066.1432 | 1441.9924 | 1.7174
2018-01-03 21:00 | 51110.9469 | 196 | 359 | 1605 | 2816 | 6.66 | 2.77 | 5.66 | 15.67 | 830.3424 | 1.625% | 21.2067 | 16.1554 | 147.5825 | 716.8775 | 901.8221 | 1.0861
2018-01-03 22:00 | 49519.6734 | 276 | 410 | 1103 | 2920 | 3.89 | 3.5 | 1.46 | 4 | 793.8522 | 1.603% | 17.2116 | 23.0046 | 25.8161 | 187.2426 | 253.2748 | 0.31905
2018-01-03 23:00 | 48108.7884 | 239 | 360 | 1103 | 2920 | 3 | 3.11 | 1.46 | 3.89 | 765.4156 | 1.591% | 11.4075 | 17.8129 | 25.6213 | 180.7196 | 235.5614 | 0.30776
2018-01-04 | 47346.124 | 250 | 284 | 1103 | 2920 | 2 | 2.63 | 1.45 | 2 | 755.3483 | 1.595% | 7.9769 | 11.9162 | 25.5156 | 93.1699 | 138.5786 | 0.18346
2018-01-04 01:00 | 47239.6142 | 195 | 219 | 1103 | 2920 | 1.8 | 2 | 1.43 | 2 | 775.2498 | 1.641% | 5.7603 | 7.188 | 25.8849 | 95.8403 | 134.6735 | 0.17372
2018-01-04 02:00 | 47494.6061 | 211 | 196 | 1409 | 2920 | 1.8 | 1.07 | 1.59 | 2 | 799.678 | 1.684% | 6.3948 | 3.5311 | 37.7206 | 98.3295 | 145.976 | 0.18254
2018-01-04 03:00 | 48230.3424 | 247 | 206 | 1409 | 2920 | 2.01 | 2 | 1.65 | 2.01 | 830.1729 | 1.721% | 8.5456 | 7.0916 | 40.0169 | 101.0246 | 156.6787 | 0.18873
2018-01-04 04:00 | 49666.2372 | 336 | 266 | 1409 | 2920 | 4 | 2.84 | 1.68 | 2.11 | 875.5785 | 1.763% | 23.6937 | 13.3178 | 41.7305 | 108.6173 | 187.3594 | 0.21398
2018-01-04 05:00 | 52329.723 | 528 | 335 | 1409 | 2920 | 17.45 | 4.34 | 1.62 | 11.88 | 945.3473 | 1.807% | 166.4456 | 26.265 | 41.2353 | 626.6748 | 860.6207 | 0.91038
2018-01-04 06:00 | 55937.527 | 687 | 326 | 2131 | 2772 | 67.9 | 7.14 | 58.3 | 55.49 | 1040.4921 | 1.86% | 867.6849 | 43.2964 | 2310.9338 | 2861.1686 | 6083.0837 | 5.8464
2018-01-04 07:00 | 57185.1487 | 306 | 275 | 2131 | 2772 | 36.5 | 3.5 | 41.79 | 41.79 | 1071.7761 | 1.874% | 209.3318 | 18.0394 | 1669.078 | 2171.1329 | 4067.5821 | 3.7952
2018-01-04 08:00 | 55493.8252 | 326 | 278 | 2131 | 2772 | 30.58 | 2.61 | 30.58 | 30.79 | 1012.4255 | 1.824% | 181.8752 | 13.2374 | 1188.8836 | 1557.1173 | 2941.1136 | 2.905
2018-01-04 09:00 | 52330.5065 | 323 | 262 | 2131 | 2772 | 23.1 | 4.42 | 24.35 | 24.56 | 886.7967 | 1.695% | 126.4397 | 19.6242 | 879.3293 | 1153.6942 | 2179.0874 | 2.4573
2018-01-04 10:00 | 49122.3251 | 277 | 328 | 1683 | 2772 | 10.59 | 5.51 | 9.99 | 14.77 | 772.9782 | 1.574% | 46.1598 | 28.439 | 264.5684 | 644.2613 | 983.4284 | 1.2723
2018-01-04 11:00 | 46350.3896 | 222 | 307 | 1683 | 2772 | 7.47 | 3.5 | 7.47 | 8.92 | 666.289 | 1.438% | 23.8387 | 15.446 | 180.7232 | 355.4408 | 575.4488 | 0.86366
2018-01-04 12:00 | 43910.2304 | 232 | 301 | 1683 | 2772 | 7.47 | 3.5 | 7.43 | 7.92 | 599.7759 | 1.366% | 23.6718 | 14.3899 | 170.8033 | 299.876 | 508.741 | 0.84822
2018-01-04 13:00 | 42150.8769 | 256 | 254 | 1683 | 2772 | 5.58 | 3.11 | 5.57 | 5.78 | 578.1038 | 1.372% | 19.5918 | 10.8341 | 128.5697 | 219.7456 | 378.7412 | 0.65514
2018-01-04 14:00 | 40780.2477 | 205 | 241 | 1674 | 2772 | 2.61 | 3.21 | 1.18 | 2.86 | 564.6173 | 1.385% | 7.408 | 10.7109 | 27.349 | 109.7649 | 155.2328 | 0.27493
2018-01-04 15:00 | 40356.1676 | 207 | 204 | 1674 | 2772 | 3 | 2.86 | 2.24 | 4 | 573.2724 | 1.421% | 8.8215 | 8.288 | 53.2666 | 157.5086 | 227.8846 | 0.39752
2018-01-04 16:00 | 41116.8056 | 294 | 194 | 1674 | 2772 | 8.45 | 3.19 | 7.85 | 8.65 | 603.3648 | 1.467% | 36.4556 | 9.0814 | 192.8349 | 351.86 | 590.232 | 0.97823
2018-01-04 17:00 | 43617.443 | 464 | 260 | 1674 | 2772 | 18.88 | 5.28 | 14.52 | 18.88 | 667.6343 | 1.531% | 134.0906 | 21.0129 | 372.0493 | 801.0759 | 1328.2287 | 1.9895
2018-01-04 18:00 | 46224.9007 | 401 | 315 | 1605 | 2816 | 23.78 | 8.61 | 13.77 | 24.4 | 719.204 | 1.556% | 148.3653 | 42.1978 | 343.8627 | 1069.0514 | 1603.4772 | 2.2295
2018-01-04 19:00 | 46699.8815 | 222 | 281 | 1605 | 2816 | 10.75 | 3.88 | 10.75 | 20.57 | 718.0059 | 1.537% | 36.6922 | 16.7629 | 265.2746 | 890.5927 | 1209.3225 | 1.6843
2018-01-04 20:00 | 46688.6676 | 269 | 319 | 1605 | 2816 | 10.72 | 4.56 | 10.72 | 18.98 | 686.2859 | 1.47% | 42.3878 | 21.382 | 252.9085 | 785.6379 | 1102.3163 | 1.6062
2018-01-04 21:00 | 45634.3896 | 196 | 359 | 1605 | 2816 | 5.34 | 3.5 | 4.34 | 10.09 | 664.5151 | 1.456% | 15.2409 | 18.2968 | 101.4326 | 413.7485 | 548.7187 | 0.82574
2018-01-04 22:00 | 43641.9947 | 276 | 410 | 1103 | 2920 | 3.29 | 3.5 | 1.51 | 4 | 617.7803 | 1.416% | 12.8539 | 20.3133 | 23.5766 | 165.3379 | 222.0817 | 0.35948
2018-01-04 23:00 | 41797.8043 | 239 | 360 | 1103 | 2920 | 3 | 4.01 | 1.52 | 8 | 565.3619 | 1.353% | 9.6982 | 19.5263 | 22.6773 | 315.9701 | 367.8719 | 0.65068
2018-01-05 | 40556.8401 | 250 | 284 | 1103 | 2920 | 4 | 2.61 | 1.39 | 9.04 | 540.2256 | 1.332% | 13.3202 | 9.8735 | 20.4221 | 351.6109 | 395.2267 | 0.7316
2018-01-05 01:00 | 40110.9482 | 195 | 219 | 1103 | 2920 | 2.61 | 1.67 | 1.41 | 3.09 | 521.4728 | 1.3% | 6.6167 | 4.7548 | 20.2192 | 117.3032 | 148.8939 | 0.28553
2018-01-05 02:00 | 40088.0661 | 211 | 196 | 1409 | 2920 | 4 | 1 | 1.52 | 4.35 | 518.2649 | 1.293% | 10.9114 | 2.5339 | 27.688 | 164.2135 | 205.3468 | 0.39622
2018-01-05 03:00 | 40585.5328 | 247 | 206 | 1409 | 2920 | 4 | 1 | 1.53 | 4.34 | 525.2773 | 1.294% | 12.7872 | 2.6662 | 27.901 | 164.0174 | 207.3717 | 0.39479
2018-01-05 04:00 | 41784.3763 | 336 | 266 | 1409 | 2920 | 7.08 | 2.61 | 0.99 | 8.42 | 545.6516 | 1.306% | 31.0652 | 9.0662 | 18.2158 | 321.0676 | 379.4147 | 0.69534
2018-01-05 05:00 | 44267.332 | 528 | 335 | 1409 | 2920 | 14.33 | 3.11 | 1.71 | 14.33 | 598.0103 | 1.351% | 102.2128 | 14.0744 | 32.5486 | 565.268 | 714.1039 | 1.1941
2018-01-05 06:00 | 47586.3707 | 687 | 326 | 2131 | 2772 | 39.43 | 3.5 | 37.43 | 37.43 | 676.2238 | 1.421% | 384.9386 | 16.2141 | 1133.473 | 1474.4191 | 3009.0448 | 4.4498
2018-01-05 07:00 | 49046.7532 | 306 | 275 | 2131 | 2772 | 22.71 | 2 | 24.49 | 24.7 | 709.8344 | 1.447% | 100.5739 | 7.9599 | 755.2991 | 990.9162 | 1854.7492 | 2.6129
2018-01-05 08:00 | 48213.7229 | 326 | 278 | 2131 | 2772 | 15.15 | 1.5 | 18.58 | 15.61 | 702.1427 | 1.456% | 71.9258 | 6.0728 | 576.6123 | 630.1601 | 1284.771 | 1.8298
2018-01-05 09:00 | 46543.9944 | 323 | 262 | 2131 | 2772 | 11.57 | 1.67 | 11.57 | 11.57 | 671.5839 | 1.443% | 53.9228 | 6.3133 | 355.757 | 462.7679 | 878.761 | 1.3085
2018-01-05 10:00 | 44659.3717 | 277 | 328 | 1683 | 2772 | 8.16 | 2.61 | 7.56 | 8.8 | 632.2676 | 1.416% | 32.0006 | 12.12 | 180.1334 | 345.3538 | 569.6078 | 0.9009
2018-01-05 11:00 | 42532.7597 | 222 | 307 | 1683 | 2772 | 5.79 | 2.61 | 5.79 | 6 | 598.7061 | 1.408% | 18.0935 | 11.279 | 137.168 | 234.1179 | 400.6583 | 0.66921
2018-01-05 12:00 | 40416.9287 | 232 | 301 | 1683 | 2772 | 5.57 | 2 | 5.57 | 5.78 | 549.7147 | 1.36% | 17.5759 | 8.1879 | 127.5009 | 217.919 | 371.1837 | 0.67523
2018-01-05 13:00 | 38830.4723 | 256 | 254 | 1683 | 2772 | 3.15 | 1.22 | 3.15 | 3.15 | 509.3331 | 1.312% | 10.5774 | 4.0646 | 69.5383 | 114.5336 | 198.714 | 0.39015
2018-01-05 14:00 | 37572.0329 | 205 | 241 | 1674 | 2772 | 1.43 | 1.92 | 1.22 | 2.21 | 482.5843 | 1.284% | 3.7653 | 5.9433 | 26.2315 | 78.6854 | 114.6255 | 0.23752
2018-01-05 15:00 | 36696.1025 | 207 | 204 | 1674 | 2772 | 1.79 | 1 | 1.79 | 2 | 469.564 | 1.28% | 4.7413 | 2.6104 | 38.3428 | 70.9411 | 116.6356 | 0.24839
2018-01-05 16:00 | 36654.9267 | 294 | 194 | 1674 | 2772 | 4.57 | 0.02 | 5 | 4.57 | 479.4914 | 1.308% | 17.5757 | 0.050755 | 109.4899 | 165.7135 | 292.8298 | 0.61071
2018-01-05 17:00 | 38240.7142 | 464 | 260 | 1674 | 2772 | 15.55 | 2.61 | 11.36 | 15.55 | 527.971 | 1.381% | 99.6168 | 9.3691 | 262.5535 | 595.1243 | 966.6637 | 1.8309
2018-01-05 18:00 | 40715.0459 | 401 | 315 | 1605 | 2816 | 11.77 | 2.61 | 5.9 | 11.97 | 597.5272 | 1.468% | 69.2665 | 12.0657 | 138.9728 | 494.6859 | 714.991 | 1.1966
2018-01-05 19:00 | 41142.0426 | 222 | 281 | 1605 | 2816 | 5.64 | 2.22 | 5.64 | 5.85 | 624.6138 | 1.518% | 19.0089 | 9.4708 | 137.4295 | 250.1003 | 416.0095 | 0.66603
2018-01-05 20:00 | 41355.5302 | 269 | 319 | 1605 | 2816 | 6.21 | 2.61 | 6.21 | 6.43 | 635.9212 | 1.538% | 25.687 | 12.8027 | 153.2627 | 278.4283 | 470.1806 | 0.73937
2018-01-05 21:00 | 41173.7324 | 196 | 359 | 1605 | 2816 | 3.26 | 1.91 | 3.26 | 5.73 | 623.0862 | 1.513% | 9.6694 | 10.3766 | 79.1809 | 244.1828 | 343.4098 | 0.55114
2018-01-05 22:00 | 40200.1142 | 276 | 410 | 1103 | 2920 | 3 | 2.61 | 1.32 | 5.35 | 578.9934 | 1.44% | 11.9255 | 15.4124 | 20.9699 | 225.0002 | 273.308 | 0.47204
2018-01-05 23:00 | 38917.3974 | 239 | 360 | 1103 | 2920 | 3 | 1.71 | 1.32 | 6.65 | 539.3585 | 1.386% | 9.9369 | 8.5316 | 20.1782 | 269.1152 | 307.762 | 0.57061
2018-01-06 | 37867.6992 | 250 | 284 | 1103 | 2920 | 4 | 3.11 | 1 | 5 | 518.6623 | 1.37% | 13.6967 | 12.0975 | 15.1075 | 199.9718 | 240.8734 | 0.46441
2018-01-06 01:00 | 37440.4951 | 195 | 219 | 1103 | 2920 | 3.47 | 1.05 | 0.99 | 5 | 504.5471 | 1.348% | 9.1185 | 3.0988 | 14.7154 | 196.7492 | 223.6819 | 0.44333
2018-01-06 02:00 | 37431.4085 | 211 | 196 | 1409 | 2920 | 4 | 0.4 | 1.51 | 5 | 512.1485 | 1.368% | 11.5479 | 1.0727 | 29.1104 | 199.7619 | 241.4928 | 0.47153
2018-01-06 03:00 | 37865.2829 | 247 | 206 | 1409 | 2920 | 4 | 1 | 1.57 | 5 | 539.2864 | 1.424% | 14.0713 | 2.9339 | 31.5057 | 207.9367 | 256.4476 | 0.47553
2018-01-06 04:00 | 38634.1198 | 336 | 266 | 1409 | 2920 | 6 | 2.94 | 0.99 | 6.2 | 568.1966 | 1.471% | 29.6496 | 11.5016 | 20.5151 | 266.2577 | 327.9239 | 0.57713
2018-01-06 05:00 | 39991.8222 | 528 | 335 | 1409 | 2920 | 8.6 | 3.5 | 1.62 | 8.57 | 609.3623 | 1.524% | 69.189 | 17.8656 | 34.7801 | 381.3011 | 503.1357 | 0.82568
2018-01-06 06:00 | 41682.708 | 687 | 326 | 2131 | 2772 | 19.19 | 3.5 | 16.59 | 16.59 | 638.6396 | 1.532% | 201.9908 | 17.4818 | 541.6637 | 704.595 | 1465.7313 | 2.2951
2018-01-06 07:00 | 43155.5013 | 306 | 275 | 2131 | 2772 | 13.75 | 1 | 13.75 | 14.6 | 669.7165 | 1.552% | 65.2949 | 4.2676 | 454.7168 | 628.0597 | 1152.339 | 1.7206
2018-01-06 08:00 | 43489.4121 | 326 | 278 | 2131 | 2772 | 11.21 | 1 | 10.59 | 13.39 | 694.4787 | 1.597% | 58.3578 | 4.4394 | 360.3751 | 592.7194 | 1015.8916 | 1.4628
2018-01-06 09:00 | 42542.3203 | 323 | 262 | 2131 | 2772 | 10.24 | 1 | 9.62 | 14.36 | 690.787 | 1.624% | 53.7063 | 4.2543 | 332.8752 | 646.3543 | 1037.1901 | 1.5015
2018-01-06 10:00 | 40975.3177 | 277 | 328 | 1683 | 2772 | 5.3 | 2 | 4.7 | 7.26 | 671.076 | 1.638% | 24.0439 | 10.7437 | 129.5482 | 329.5939 | 493.9297 | 0.73603
2018-01-06 11:00 | 38973.1803 | 222 | 307 | 1683 | 2772 | 5.09 | 3 | 4.49 | 7.12 | 622.1366 | 1.596% | 18.0381 | 14.7021 | 120.6286 | 315.0599 | 468.4287 | 0.75294
2018-01-06 12:00 | 37134.8131 | 232 | 301 | 1683 | 2772 | 4.96 | 1 | 4.36 | 6.01 | 566.1021 | 1.524% | 17.5422 | 4.5886 | 111.8624 | 253.9693 | 387.9625 | 0.68532
2018-01-06 13:00 | 35638.4287 | 256 | 254 | 1683 | 2772 | 3.1 | 1 | 2.22 | 5.1 | 519.8035 | 1.459% | 11.575 | 3.7047 | 54.4951 | 206.1978 | 275.9727 | 0.53092
2018-01-06 14:00 | 34553.264 | 205 | 241 | 1674 | 2772 | 3 | 2.62 | 1.56 | 5.61 | 497.9513 | 1.441% | 8.8628 | 9.0995 | 37.6338 | 224.1062 | 279.7023 | 0.56171
2018-01-06 15:00 | 34102.8561 | 207 | 204 | 1674 | 2772 | 3 | 1 | 1.7 | 6.53 | 478.1419 | 1.402% | 8.7068 | 2.8602 | 39.8998 | 253.7888 | 305.2556 | 0.63842
2018-01-06 16:00 | 34252.5273 | 294 | 194 | 1674 | 2772 | 4.28 | 1.43 | 3.68 | 6.11 | 447.0847 | 1.305% | 16.4244 | 3.6211 | 80.4082 | 221.0709 | 321.5245 | 0.71916
2018-01-06 17:00 | 35747.1302 | 464 | 260 | 1674 | 2772 | 14.92 | 2.76 | 8 | 15.44 | 484.057 | 1.354% | 93.7437 | 9.7171 | 181.343 | 579.5566 | 864.3604 | 1.7857
2018-01-06 18:00 | 37725.7578 | 401 | 315 | 1605 | 2816 | 7.97 | 3.19 | 4.97 | 9.15 | 530.7211 | 1.407% | 44.9605 | 14.1361 | 112.2173 | 362.4784 | 533.7923 | 1.0058
2018-01-06 19:00 | 37866.2011 | 222 | 281 | 1605 | 2816 | 4.99 | 3.5 | 4.99 | 12 | 518.5856 | 1.37% | 15.1713 | 13.4692 | 109.6843 | 462.7886 | 601.1134 | 1.1591
2018-01-06 20:00 | 37560.8287 | 269 | 319 | 1605 | 2816 | 5.25 | 8.61 | 4.25 | 20 | 494.074 | 1.315% | 18.5767 | 36.1286 | 89.7265 | 740.8315 | 885.2633 | 1.7918
2018-01-06 21:00 | 36993.4798 | 196 | 359 | 1605 | 2816 | 3.52 | 5.51 | 2.52 | 28 | 468.7997 | 1.267% | 8.743 | 25.0673 | 51.2552 | 999.2008 | 1084.2664 | 2.3129
2018-01-06 22:00 | 35847.3629 | 276 | 410 | 1103 | 2920 | 3 | 13.92 | 1 | 28 | 430.4689 | 1.201% | 9.9429 | 68.5343 | 13.2452 | 981.8055 | 1073.528 | 2.4939
2018-01-06 23:00 | 34383.7373 | 239 | 360 | 1103 | 2920 | 3 | 8.61 | 1.03 | 30 | 387.3844 | 1.127% | 8.0781 | 34.9216 | 12.7998 | 986.9455 | 1042.745 | 2.6918
2018-01-07 | 33092.7052 | 250 | 284 | 1103 | 2920 | 4 | 10 | 1.07 | 42.06 | 359.984 | 1.088% | 10.878 | 30.8937 | 12.8384 | 1335.9895 | 1390.5996 | 3.8629
2018-01-07 01:00 | 32213.4909 | 195 | 219 | 1103 | 2920 | 2.78 | 9.82 | 0.99 | 78.75 | 370.7558 | 1.151% | 6.2392 | 24.7517 | 12.5678 | 2646.5711 | 2690.1299 | 7.2558
2018-01-07 02:00 | 31730.6971 | 211 | 196 | 1409 | 2920 | 3.71 | 10 | 1.22 | 78.75 | 364.8051 | 1.15% | 8.9999 | 22.5339 | 19.763 | 2643.7151 | 2695.0119 | 7.3875
2018-01-07 03:00 | 31528.6886 | 247 | 206 | 1409 | 2920 | 3.11 | 8.61 | 1.28 | 41.2 | 361.5222 | 1.147% | 8.8082 | 20.3376 | 20.68 | 1379.4602 | 1429.2859 | 3.9535
2018-01-07 04:00 | 31682.7366 | 336 | 266 | 1409 | 2920 | 5 | 10 | 0.99 | 47.11 | 365.6207 | 1.154% | 19.3873 | 30.6966 | 16.0973 | 1587.4648 | 1653.646 | 4.5228
2018-01-07 05:00 | 32318.5325 | 528 | 335 | 1409 | 2920 | 49.22 | 14.51 | 1.47 | 53.03 | 378.7606 | 1.172% | 304.5711 | 56.9673 | 24.274 | 1814.7537 | 2200.5662 | 5.8099
2018-01-07 06:00 | 33305.9306 | 687 | 326 | 2131 | 2772 | 40.86 | 40.62 | 9.36 | 39.86 | 362.5917 | 1.089% | 305.5987 | 144.163 | 217.1479 | 1202.8926 | 1869.8022 | 5.1568
2018-01-07 07:00 | 34386.761 | 306 | 275 | 2131 | 2772 | 7.86 | 13.84 | 6 | 18 | 394.9162 | 1.148% | 27.6222 | 43.7102 | 146.8413 | 573.0326 | 791.2063 | 2.0035
2018-01-07 08:00 | 35437.5719 | 326 | 278 | 2131 | 2772 | 8.87 | 13.81 | 6.42 | 18 | 432.7404 | 1.221% | 35.3106 | 46.8816 | 167.0637 | 609.2973 | 858.5531 | 1.984
2018-01-07 09:00 | 36260.1377 | 323 | 262 | 2131 | 2772 | 7.65 | 12 | 7.03 | 17.01 | 455.408 | 1.256% | 31.0338 | 39.487 | 188.1525 | 592.2005 | 850.8738 | 1.8684
2018-01-07 10:00 | 36418.4371 | 277 | 328 | 1683 | 2772 | 3.85 | 15 | 3.23 | 18 | 456.3924 | 1.253% | 13.3647 | 61.657 | 68.1246 | 625.2919 | 768.4381 | 1.6837
2018-01-07 11:00 | 36194.3079 | 222 | 307 | 1683 | 2772 | 4.39 | 9.11 | 3.79 | 13 | 458.0853 | 1.266% | 12.3346 | 35.3967 | 80.729 | 456.0817 | 584.542 | 1.2761
2018-01-07 12:00 | 35939.7975 | 232 | 301 | 1683 | 2772 | 4.39 | 8.61 | 3.79 | 10.5 | 458.5444 | 1.276% | 12.9945 | 33.0655 | 81.3821 | 371.3542 | 498.7963 | 1.0878
2018-01-07 13:00 | 35752.3454 | 256 | 254 | 1683 | 2772 | 3.1 | 4.01 | 2.03 | 10.5 | 453.1314 | 1.267% | 10.0582 | 12.9092 | 43.3012 | 368.8945 | 435.1631 | 0.96035
2018-01-07 14:00 | 35418.7708 | 205 | 241 | 1674 | 2772 | 3 | 4.11 | 1.47 | 11 | 466.4783 | 1.317% | 8.0998 | 13.0454 | 32.4094 | 401.5909 | 455.1455 | 0.97571
2018-01-07 15:00 | 35328.0729 | 207 | 204 | 1674 | 2772 | 3.1 | 3.5 | 1.65 | 11 | 454.3363 | 1.286% | 8.2526 | 9.1824 | 35.522 | 392.142 | 445.099 | 0.97967
2018-01-07 16:00 | 35717.0364 | 294 | 194 | 1674 | 2772 | 4.99 | 4 | 3.39 | 11 | 429.1579 | 1.202% | 17.6275 | 9.324 | 68.1863 | 366.3765 | 461.5143 | 1.0754
2018-01-07 17:00 | 37059.4684 | 464 | 260 | 1674 | 2772 | 15 | 9.03 | 4.62 | 15.99 | 457.5054 | 1.235% | 85.9224 | 28.984 | 95.476 | 547.1907 | 757.5731 | 1.6559
2018-01-07 18:00 | 38127.0045 | 401 | 315 | 1605 | 2816 | 12.19 | 14.86 | 4.11 | 18 | 502.1592 | 1.317% | 64.3809 | 61.6507 | 86.8812 | 667.5963 | 880.509 | 1.7534
2018-01-07 19:00 | 37940.0508 | 222 | 281 | 1605 | 2816 | 4.42 | 5.51 | 4.42 | 12 | 504.4067 | 1.329% | 13.0454 | 20.5845 | 94.3149 | 449.259 | 577.2038 | 1.1443
2018-01-07 20:00 | 37162.7916 | 269 | 319 | 1605 | 2816 | 4.26 | 5.63 | 3.85 | 12 | 480.2347 | 1.292% | 14.8084 | 23.2083 | 79.8511 | 436.6757 | 554.5436 | 1.1547
2018-01-07 21:00 | 35942.6761 | 196 | 359 | 1605 | 2816 | 3.51 | 5.28 | 2.51 | 12 | 439.3935 | 1.222% | 8.4102 | 23.1724 | 49.2484 | 413.1018 | 493.9328 | 1.1241
2018-01-07 22:00 | 34055.6406 | 276 | 410 | 1103 | 2920 | 3.51 | 9.11 | 0.99 | 48.55 | 374.5317 | 1.1% | 10.6541 | 41.0773 | 12.0091 | 1559.0914 | 1622.8319 | 4.333
2018-01-07 23:00 | 32106.0345 | 239 | 360 | 1103 | 2920 | 3.11 | 5 | 1.19 | 30 | 358.1118 | 1.115% | 8.2907 | 20.0773 | 14.6404 | 977.0933 | 1020.1016 | 2.8486
2018-01-08 | 30797.1002 | 250 | 284 | 1103 | 2920 | 3.47 | 5 | 1.15 | 40 | 350.3195 | 1.138% | 9.8679 | 16.1526 | 14.4287 | 1328.6095 | 1369.0587 | 3.908
2018-01-08 01:00 | 30261.0519 | 195 | 219 | 1103 | 2920 | 2.65 | 3.5 | 0.99 | 50 | 354.9399 | 1.173% | 6.0611 | 8.9905 | 12.808 | 1712.4726 | 1740.3322 | 4.9032
2018-01-08 02:00 | 30209.6757 | 211 | 196 | 1409 | 2920 | 2.61 | 3.5 | 1.27 | 43.91 | 362.5171 | 1.2% | 6.6085 | 8.232 | 21.4732 | 1538.6106 | 1574.9244 | 4.3444
2018-01-08 03:00 | 30763.0078 | 247 | 206 | 1409 | 2920 | 3.11 | 3.5 | 1.35 | 38.42 | 398.5923 | 1.296% | 9.9531 | 9.3419 | 24.6459 | 1453.5847 | 1497.5255 | 3.757
2018-01-08 04:00 | 32171.3828 | 336 | 266 | 1409 | 2920 | 4.66 | 3.98 | 0.99 | 40 | 421.1206 | 1.309% | 20.4957 | 13.858 | 18.2593 | 1528.9019 | 1581.5148 | 3.7555
2018-01-08 05:00 | 35058.9176 | 528 | 335 | 1409 | 2920 | 12.63 | 5 | 1.42 | 13.42 | 477.769 | 1.363% | 90.8776 | 22.8262 | 27.2658 | 534.0167 | 674.9863 | 1.4128
2018-01-08 06:00 | 39215.082 | 687 | 326 | 2131 | 2772 | 18.64 | 2.61 | 7.05 | 13.32 | 574.5762 | 1.465% | 187.6278 | 12.4667 | 220.1238 | 540.9933 | 961.2117 | 1.6729
2018-01-08 07:00 | 41082.1679 | 306 | 275 | 2131 | 2772 | 7.22 | 1 | 4.62 | 12.04 | 622.4313 | 1.515% | 33.4732 | 4.1665 | 149.1638 | 505.659 | 692.4625 | 1.1125
2018-01-08 08:00 | 40582.4632 | 326 | 278 | 2131 | 2772 | 8.5 | 1 | 4.5 | 9 | 605.8636 | 1.493% | 41.3688 | 4.1503 | 143.1635 | 372.4536 | 561.1363 | 0.92618
2018-01-08 09:00 | 39777.1048 | 323 | 262 | 2131 | 2772 | 8.62 | 1 | 4.99 | 13.12 | 575.7031 | 1.447% | 40.2972 | 3.792 | 153.9038 | 526.3716 | 724.3647 | 1.2582
2018-01-08 10:00 | 39076.8229 | 277 | 328 | 1683 | 2772 | 5.37 | 3.46 | 3 | 9 | 536.6081 | 1.373% | 20.4264 | 15.5843 | 69.3335 | 342.5892 | 447.9335 | 0.83475
2018-01-08 11:00 | 38199.9954 | 222 | 307 | 1683 | 2772 | 3.89 | 3 | 3.27 | 5.01 | 506.2542 | 1.325% | 11.4448 | 12.2058 | 72.9352 | 184.0502 | 280.6359 | 0.55434
2018-01-08 12:00 | 37331.417 | 232 | 301 | 1683 | 2772 | 3 | 3 | 1.42 | 4 | 478.3458 | 1.281% | 8.9182 | 11.5706 | 30.6225 | 142.076 | 193.1872 | 0.40387
2018-01-08 13:00 | 36697.5726 | 256 | 254 | 1683 | 2772 | 3.09 | 1.23 | 1.98 | 3.99 | 456.8995 | 1.245% | 9.8488 | 3.8898 | 41.489 | 137.7049 | 192.9324 | 0.42226
2018-01-08 14:00 | 36081.0231 | 205 | 241 | 1674 | 2772 | 2.61 | 1 | 1.54 | 3.3 | 440.7184 | 1.221% | 6.5355 | 2.9437 | 31.489 | 111.7351 | 152.7032 | 0.34649
2018-01-08 15:00 | 35590.1761 | 207 | 204 | 1674 | 2772 | 2.75 | 0.38 | 1.65 | 3.46 | 430.6803 | 1.21% | 6.8886 | 0.93808 | 33.4244 | 116.0631 | 157.3142 | 0.36527
2018-01-08 16:00 | 35727.1663 | 294 | 194 | 1674 | 2772 | 4.78 | 0.46 | 3.18 | 5.01 | 438.4786 | 1.227% | 17.2475 | 1.0952 | 65.333 | 170.4436 | 254.1193 | 0.57955
2018-01-08 17:00 | 37051.055 | 464 | 260 | 1674 | 2772 | 12.51 | 2 | 4.42 | 17 | 479.353 | 1.294% | 75.0983 | 6.7276 | 95.7266 | 609.673 | 787.2255 | 1.6423
2018-01-08 18:00 | 39607.3851 | 401 | 315 | 1605 | 2816 | 14.29 | 2.61 | 3.97 | 20.89 | 550.491 | 1.39% | 79.6436 | 11.4268 | 88.5604 | 817.608 | 997.2388 | 1.8115
2018-01-08 19:00 | 39956.9661 | 222 | 281 | 1605 | 2816 | 4.5 | 1.03 | 3.86 | 12 | 566.6426 | 1.418% | 14.1671 | 4.1045 | 87.8575 | 479.2152 | 585.3444 | 1.033
2018-01-08 20:00 | 39740.4537 | 269 | 319 | 1605 | 2816 | 4 | 2.61 | 3.22 | 8.05 | 559.8965 | 1.409% | 15.1596 | 11.7302 | 72.8125 | 319.3769 | 419.0791 | 0.74849
2018-01-08 21:00 | 38790.3522 | 196 | 359 | 1605 | 2816 | 3.21 | 2.61 | 2.21 | 5.86 | 533.3489 | 1.375% | 8.6507 | 12.8832 | 48.7703 | 226.8914 | 297.1954 | 0.55723
2018-01-08 22:00 | 36931.5875 | 276 | 410 | 1103 | 2920 | 3 | 5 | 0.99 | 7.9 | 493.2798 | 1.336% | 11.0592 | 27.381 | 14.585 | 308.1096 | 361.1349 | 0.73211
2018-01-08 23:00 | 35288.9316 | 239 | 360 | 1103 | 2920 | 3.11 | 3.5 | 1.22 | 25 | 455.5333 | 1.291% | 9.5949 | 16.2649 | 17.3707 | 942.3331 | 985.5636 | 2.1635
2018-01-09 | 34071.5179 | 250 | 284 | 1103 | 2920 | 4 | 3.44 | 1 | 18 | 434.1405 | 1.274% | 12.742 | 12.4485 | 14.0545 | 669.7213 | 708.9663 | 1.633
2018-01-09 01:00 | 33753.0683 | 195 | 219 | 1103 | 2920 | 4 | 2.15 | 1 | 18 | 429.9393 | 1.274% | 9.9355 | 5.9976 | 14.0498 | 669.4979 | 699.4808 | 1.6269
2018-01-09 02:00 | 34064.4049 | 211 | 196 | 1409 | 2920 | 4 | 0.15 | 0.99 | 15 | 430.73 | 1.264% | 10.672 | 0.37175 | 17.638 | 553.8325 | 582.5143 | 1.3524
2018-01-09 03:00 | 34929.9339 | 247 | 206 | 1409 | 2920 | 4 | 1.26 | 0.99 | 15 | 451.6887 | 1.293% | 12.7761 | 3.3564 | 18.038 | 566.3899 | 600.5604 | 1.3296
2018-01-09 04:00 | 36480.486 | 336 | 266 | 1409 | 2920 | 10 | 3.01 | 0.99 | 15 | 490.8486 | 1.346% | 45.2091 | 10.773 | 18.7687 | 589.3334 | 664.0842 | 1.3529
2018-01-09 05:00 | 39627.3466 | 528 | 335 | 1409 | 2920 | 9.9 | 4.13 | 1.3 | 8.9 | 566.3496 | 1.429% | 74.7066 | 19.7735 | 26.1785 | 371.4176 | 492.0761 | 0.86886
2018-01-09 06:00 | 44213.6695 | 687 | 326 | 2131 | 2772 | 23.25 | 3.5 | 5 | 12.25 | 669.2657 | 1.514% | 241.7807 | 17.2714 | 161.2855 | 514.0097 | 934.3474 | 1.3961
2018-01-09 07:00 | 45821.3457 | 306 | 275 | 2131 | 2772 | 7.15 | 2.03 | 4.22 | 12.12 | 712.1581 | 1.554% | 34.0045 | 8.6764 | 139.7669 | 522.161 | 704.6087 | 0.9894
2018-01-09 08:00 | 44703.2164 | 326 | 278 | 2131 | 2772 | 4.76 | 1.83 | 4.14 | 6.2 | 665.4738 | 1.489% | 23.1003 | 7.5734 | 131.3336 | 255.8451 | 417.8523 | 0.6279
2018-01-09 09:00 | 43307.6546 | 323 | 262 | 2131 | 2772 | 3.1 | 1 | 2.48 | 6.39 | 593.3136 | 1.37% | 13.7178 | 3.5894 | 72.4027 | 242.6687 | 332.3785 | 0.56021
2018-01-09 10:00 | 42055.7493 | 277 | 328 | 1683 | 2772 | 3 | 3.5 | 2.07 | 4.22 | 529.1523 | 1.258% | 10.4558 | 14.4443 | 43.8339 | 147.1841 | 215.9181 | 0.40805
2018-01-09 11:00 | 40692.6393 | 222 | 307 | 1683 | 2772 | 3.1 | 3.42 | 2.5 | 5.01 | 479.1076 | 1.177% | 8.1027 | 12.3618 | 49.5383 | 163.5114 | 233.5143 | 0.48739
2018-01-09 12:00 | 39425.9762 | 232 | 301 | 1683 | 2772 | 3 | 3.11 | 1.45 | 4.06 | 440.4956 | 1.117% | 7.7762 | 10.4589 | 27.2654 | 125.7414 | 171.2419 | 0.38875
2018-01-09 13:00 | 38427.178 | 256 | 254 | 1683 | 2772 | 3.1 | 2 | 1.69 | 3.72 | 413.8877 | 1.077% | 8.5476 | 5.4715 | 30.6348 | 111.0658 | 155.7197 | 0.37624
2018-01-09 14:00 | 37675.6477 | 205 | 241 | 1674 | 2772 | 3 | 2.55 | 1.6 | 3.6 | 397.1643 | 1.054% | 6.4831 | 6.4784 | 28.2348 | 105.1974 | 146.3938 | 0.3686
2018-01-09 15:00 | 37268.581 | 207 | 204 | 1674 | 2772 | 3 | 0.42 | 1.71 | 3.58 | 374.8123 | 1.006% | 6.2454 | 0.86169 | 28.7887 | 99.8038 | 135.6997 | 0.36205
2018-01-09 16:00 | 37615.7356 | 294 | 194 | 1674 | 2772 | 3.67 | 0.46 | 2.84 | 3.93 | 388.8741 | 1.034% | 11.1546 | 0.92257 | 49.1488 | 112.6225 | 173.8485 | 0.44706
2018-01-09 17:00 | 39207.3024 | 464 | 260 | 1674 | 2772 | 14.75 | 1.33 | 3.55 | 13.75 | 427.9203 | 1.091% | 74.6975 | 3.7742 | 64.8604 | 415.9986 | 559.3307 | 1.3071
2018-01-09 18:00 | 41662.0439 | 401 | 315 | 1605 | 2816 | 8.74 | 3.26 | 3 | 12.02 | 476.0931 | 1.143% | 40.0504 | 11.7349 | 55.0234 | 386.8018 | 493.6106 | 1.0368
2018-01-09 19:00 | 41921.6673 | 222 | 281 | 1605 | 2816 | 4 | 2.61 | 3.15 | 9.62 | 474.6128 | 1.132% | 10.0534 | 8.3032 | 57.2383 | 306.6964 | 382.2913 | 0.80548
2018-01-09 20:00 | 41546.8069 | 269 | 319 | 1605 | 2816 | 4 | 2.61 | 2.81 | 8 | 460.3271 | 1.108% | 11.9218 | 9.2249 | 49.9701 | 249.604 | 320.7207 | 0.69672
2018-01-09 21:00 | 40170.6279 | 196 | 359 | 1605 | 2816 | 3 | 3.5 | 2 | 5.58 | 435.2817 | 1.084% | 6.3715 | 13.6152 | 34.783 | 170.2663 | 225.0359 | 0.51699
2018-01-09 22:00 | 37885.3287 | 276 | 410 | 1103 | 2920 | 4.51 | 8.26 | 1.03 | 12.05 | 398.6283 | 1.052% | 13.0973 | 35.6337 | 11.9539 | 370.2261 | 430.911 | 1.081
2018-01-09 23:00 | 35631.0725 | 239 | 360 | 1103 | 2920 | 3 | 6.48 | 0.99 | 10 | 363.3174 | 1.02% | 7.311 | 23.7867 | 11.1344 | 297.742 | 339.9742 | 0.93575
2018-01-10 | 34273.7076 | 250 | 284 | 1103 | 2920 | 4 | 6.92 | 0.99 | 9 | 349.6232 | 1.02% | 10.2009 | 20.0477 | 11.1391 | 268.0801 | 309.4677 | 0.88515
2018-01-10 01:00 | 33622.5335 | 195 | 219 | 1103 | 2920 | 2.71 | 4.91 | 0.99 | 9 | 349.6539 | 1.04% | 5.4956 | 11.1824 | 11.3558 | 273.296 | 301.3297 | 0.86179
2018-01-10 02:00 | 33468.0618 | 211 | 196 | 1409 | 2920 | 2.57 | 4.36 | 0.99 | 8 | 355.3916 | 1.062% | 5.7583 | 9.0744 | 14.8123 | 248.0558 | 277.7008 | 0.78139
2018-01-10 03:00 | 33577.6839 | 247 | 206 | 1409 | 2920 | 3.9 | 4.18 | 0.99 | 8 | 365.9517 | 1.09% | 10.4987 | 9.3846 | 15.2026 | 254.5927 | 289.6786 | 0.79158
2018-01-10 04:00 | 34566.4563 | 336 | 266 | 1409 | 2920 | 6.3 | 8.98 | 0.99 | 8 | 383.3375 | 1.109% | 23.475 | 26.4901 | 15.4694 | 259.0594 | 324.4939 | 0.8465
2018-01-10 05:00 | 37067.3466 | 528 | 335 | 1409 | 2920 | 13.92 | 10 | 1.28 | 12.92 | 433.2118 | 1.169% | 85.8978 | 39.152 | 21.078 | 440.9143 | 587.042 | 1.3551
2018-01-10 06:00 | 41018.2135 | 687 | 326 | 2131 | 2772 | 25 | 9.11 | 1.49 | 20 | 512.7737 | 1.25% | 214.7068 | 37.1266 | 39.6934 | 693.0622 | 984.5891 | 1.9201
2018-01-10 07:00 | 42323.0901 | 306 | 275 | 2131 | 2772 | 7.34 | 3.5 | 3.46 | 20.51 | 537.6134 | 1.27% | 28.5306 | 12.2263 | 93.6596 | 722.1902 | 856.6066 | 1.5934
2018-01-10 08:00 | 41626.0097 | 326 | 278 | 2131 | 2772 | 4.54 | 4.01 | 3.92 | 11 | 521.5408 | 1.253% | 18.5437 | 13.9673 | 104.663 | 382.0405 | 519.2146 | 0.99554
2018-01-10 09:00 | 41303.3779 | 323 | 262 | 2131 | 2772 | 3.12 | 3.98 | 2.5 | 9.32 | 506.6195 | 1.227% | 12.361 | 12.7903 | 65.3461 | 316.8878 | 407.3852 | 0.80412
2018-01-10 10:00 | 40766.9729 | 277 | 328 | 1683 | 2772 | 3.1 | 9.11 | 1.62 | 7 | 485.9079 | 1.192% | 10.235 | 35.6154 | 32.4971 | 231.2793 | 309.6268 | 0.63721
2018-01-10 11:00 | 40112.9394 | 222 | 307 | 1683 | 2772 | 3 | 5.51 | 1 | 7 | 459.9224 | 1.147% | 7.6361 | 19.395 | 19.2968 | 222.4802 | 268.8081 | 0.58446
2018-01-10 12:00 | 39359.566 | 232 | 301 | 1683 | 2772 | 3 | 5.51 | 1.42 | 6.01 | 432.7657 | 1.1% | 7.6526 | 18.2356 | 26.277 | 183.1767 | 235.3419 | 0.54381
2018-01-10 13:00 | 38637.3489 | 256 | 254 | 1683 | 2772 | 3 | 4.28 | 1 | 6.01 | 406.6359 | 1.052% | 8.0828 | 11.4413 | 17.7126 | 175.334 | 212.5707 | 0.52275
2018-01-10 14:00 | 37920.3873 | 205 | 241 | 1674 | 2772 | 2.51 | 4.01 | 1.42 | 6.01 | 378.1417 | 0.9972% | 5.1311 | 9.637 | 23.7042 | 166.1305 | 204.6029 | 0.54107
2018-01-10 15:00 | 37227.5061 | 207 | 204 | 1674 | 2772 | 2.51 | 3.5 | 1.45 | 6.01 | 368.0602 | 0.9887% | 5.1369 | 7.0592 | 23.9982 | 164.711 | 200.9052 | 0.54585
2018-01-10 16:00 | 36984.1077 | 294 | 194 | 1674 | 2772 | 3.11 | 3.15 | 2.32 | 6.01 | 384.9629 | 1.041% | 9.5172 | 6.3609 | 40.4247 | 173.4089 | 229.7118 | 0.59671
2018-01-10 17:00 | 38103.61 | 464 | 260 | 1674 | 2772 | 19.49 | 3.5 | 1.45 | 20 | 423.6197 | 1.112% | 100.5402 | 10.117 | 26.9857 | 616.3584 | 754.0013 | 1.7799
2018-01-10 18:00 | 40368.2588 | 401 | 315 | 1605 | 2816 | 9.75 | 8.61 | 1.45 | 11.97 | 477.2521 | 1.182% | 46.2229 | 32.0643 | 27.5138 | 398.5058 | 504.3068 | 1.0567
2018-01-10 19:00 | 40108.261 | 222 | 281 | 1605 | 2816 | 3.06 | 3.98 | 2.51 | 8.11 | 512.0998 | 1.277% | 8.6735 | 14.2794 | 51.4363 | 291.5911 | 365.9803 | 0.71467
2018-01-10 20:00 | 39480.986 | 269 | 319 | 1605 | 2816 | 4 | 4.01 | 1 | 7.51 | 482.7732 | 1.223% | 13.1573 | 15.6419 | 19.6259 | 258.5996 | 307.0247 | 0.63596
2018-01-10 21:00 | 38093.1019 | 196 | 359 | 1605 | 2816 | 2.51 | 5 | 1 | 7.01 | 444.0412 | 1.166% | 5.7346 | 20.9238 | 18.7091 | 230.1058 | 275.4733 | 0.62038
2018-01-10 22:00 | 35676.1976 | 276 | 410 | 1103 | 2920 | 3 | 8.73 | 1 | 9.94 | 384.3126 | 1.077% | 8.9194 | 38.5571 | 11.8818 | 312.6621 | 372.0204 | 0.96802
2018-01-10 23:00 | 33299.6736 | 239 | 360 | 1103 | 2920 | 3 | 7.7 | 0.99 | 14 | 323.9745 | 0.9729% | 6.9757 | 26.969 | 10.6238 | 397.7239 | 442.2925 | 1.3652
2018-01-11 | 31551.7915 | 250 | 284 | 1103 | 2920 | 4 | 8.54 | 0.99 | 8 | 313.5617 | 0.9938% | 9.938 | 24.1032 | 10.852 | 232.1517 | 277.0449 | 0.88354
2018-01-11 01:00 | 30562.8883 | 195 | 219 | 1103 | 2920 | 2.61 | 6.79 | 0.99 | 8 | 309.5387 | 1.013% | 5.1546 | 15.0603 | 11.0594 | 236.5884 | 267.8627 | 0.86536
2018-01-11 02:00 | 30073.2433 | 211 | 196 | 1409 | 2920 | 3.11 | 5.51 | 0.99 | 8 | 292.9087 | 0.974% | 6.3914 | 10.5186 | 13.5862 | 227.5227 | 258.019 | 0.88089
2018-01-11 03:00 | 29978.9049 | 247 | 206 | 1409 | 2920 | 4 | 5.51 | 0.99 | 8 | 283.2746 | 0.9449% | 9.3357 | 10.7253 | 13.1807 | 220.7317 | 253.9734 | 0.89656
2018-01-11 04:00 | 30724.9341 | 336 | 266 | 1409 | 2920 | 7.12 | 10 | 0.99 | 8 | 290.8019 | 0.9465% | 22.6426 | 25.1761 | 13.2024 | 221.0951 | 282.1161 | 0.97013
2018-01-11 05:00 | 33102.3605 | 528 | 335 | 1409 | 2920 | 16.73 | 10 | 0.99 | 15.25 | 335.265 | 1.013% | 89.4662 | 33.9292 | 14.1278 | 451.0056 | 588.5289 | 1.7554
2018-01-11 06:00 | 36882.639 | 687 | 326 | 2131 | 2772 | 30.3 | 25.06 | 1.61 | 20 | 414.0572 | 1.123% | 233.6887 | 91.7143 | 38.5166 | 622.3885 | 986.3081 | 2.3821
2018-01-11 07:00 | 38340.8363 | 306 | 275 | 2131 | 2772 | 5.87 | 10 | 3.27 | 16.03 | 431.8253 | 1.126% | 20.2305 | 30.9727 | 78.4834 | 500.4645 | 630.151 | 1.4593
2018-01-11 08:00 | 37908.2949 | 326 | 278 | 2131 | 2772 | 4.35 | 11.03 | 3.11 | 10.13 | 405.4586 | 1.07% | 15.1677 | 32.7969 | 70.8853 | 300.3412 | 419.1911 | 1.0339
2018-01-11 09:00 | 37703.6761 | 323 | 262 | 2131 | 2772 | 3.6 | 6.01 | 2.5 | 11 | 392.8404 | 1.042% | 12.1154 | 16.4062 | 55.508 | 317.7008 | 401.7305 | 1.0226
2018-01-11 10:00 | 37863.6953 | 277 | 328 | 1683 | 2772 | 3.11 | 21.94 | 1.57 | 9 | 372.0389 | 0.9826% | 8.4646 | 70.7092 | 25.9627 | 245.1326 | 350.269 | 0.94148
2018-01-11 11:00 | 38047.7741 | 222 | 307 | 1683 | 2772 | 3.03 | 40 | 0.99 | 28 | 365.0097 | 0.9593% | 6.4531 | 117.8076 | 15.9843 | 744.6057 | 884.8508 | 2.4242
2018-01-11 12:00 | 38217.0872 | 232 | 301 | 1683 | 2772 | 3 | 5.51 | 1.45 | 8.11 | 354.9573 | 0.9288% | 6.4644 | 15.4041 | 22.6658 | 208.801 | 253.3353 | 0.71371
2018-01-11 13:00 | 38843.4628 | 256 | 254 | 1683 | 2772 | 3 | 4.01 | 1.19 | 8.85 | 351.7996 | 0.9057% | 6.9557 | 9.2248 | 18.1388 | 222.1845 | 256.5038 | 0.72912
2018-01-11 14:00 | 39458.2789 | 205 | 241 | 1674 | 2772 | 2.63 | 4.01 | 0.99 | 8.11 | 350.8687 | 0.8892% | 4.7942 | 8.5935 | 14.7366 | 199.9036 | 228.0278 | 0.6499
2018-01-11 15:00 | 40519.7002 | 207 | 204 | 1674 | 2772 | 2.63 | 3.44 | 1 | 9 | 365.6426 | 0.9024% | 4.9127 | 6.3326 | 15.1059 | 225.1263 | 251.4774 | 0.68777
2018-01-11 16:00 | 41581.1214 | 294 | 194 | 1674 | 2772 | 3.42 | 3 | 1 | 8.42 | 411.929 | 0.9907% | 9.9609 | 5.7657 | 16.5837 | 231.2232 | 263.5335 | 0.63975
2018-01-11 17:00 | 43375.9964 | 464 | 260 | 1674 | 2772 | 16.62 | 1.13 | 1.25 | 16.82 | 498.2798 | 1.149% | 88.5876 | 3.375 | 24.0375 | 535.603 | 651.6031 | 1.3077
2018-01-11 18:00 | 46102.9629 | 401 | 315 | 1605 | 2816 | 21.24 | 2.61 | 1.54 | 24.25 | 599.3634 | 1.3% | 110.7287 | 10.6884 | 32.1334 | 887.7809 | 1041.3314 | 1.7374
2018-01-11 19:00 | 46998.7584 | 222 | 281 | 1605 | 2816 | 4 | 1 | 2.49 | 16.5 | 639.8292 | 1.361% | 12.089 | 3.8255 | 54.4067 | 632.5491 | 702.8702 | 1.0985
2018-01-11 20:00 | 47515.3131 | 269 | 319 | 1605 | 2816 | 4 | 2 | 1.23 | 10.49 | 652.7036 | 1.374% | 14.7807 | 8.764 | 27.1183 | 405.7799 | 456.4429 | 0.69931
2018-01-11 21:00 | 47052.1146 | 196 | 359 | 1605 | 2816 | 3 | 2.61 | 1 | 7.32 | 619.0273 | 1.316% | 7.7358 | 12.3272 | 21.1157 | 271.1904 | 312.3692 | 0.50461
2018-01-11 22:00 | 45439.541 | 276 | 410 | 1103 | 2920 | 3.58 | 3.5 | 1 | 6.51 | 582.9927 | 1.283% | 12.6771 | 18.4112 | 14.1516 | 243.8895 | 289.1293 | 0.49594
2018-01-11 23:00 | 43929.748 | 239 | 360 | 1103 | 2920 | 3 | 2.61 | 1 | 6.01 | 567.4593 | 1.292% | 9.2618 | 12.1372 | 14.2479 | 226.6905 | 262.3374 | 0.4623
2018-01-12 | 43269.8382 | 250 | 284 | 1103 | 2920 | 1.01 | 1 | 1 | 1.21 | 563.4038 | 1.302% | 3.2877 | 3.6979 | 14.3618 | 46.0048 | 67.3522 | 0.11955
2018-01-12 01:00 | 43299.7138 | 195 | 219 | 1103 | 2920 | 1 | 0.01 | 1 | 1.21 | 595.6676 | 1.376% | 2.6826 | 0.030127 | 15.1738 | 48.6057 | 66.4922 | 0.11163
2018-01-12 02:00 | 43793.3128 | 211 | 196 | 1409 | 2920 | 1 | 0.03 | 1 | 1.71 | 621.2223 | 1.419% | 2.9931 | 0.08341 | 19.9871 | 70.8302 | 93.8938 | 0.15114
2018-01-12 03:00 | 44683.7939 | 247 | 206 | 1409 | 2920 | 1.15 | 0.05 | 1.15 | 1.83 | 651.3256 | 1.458% | 4.1404 | 0.15014 | 23.6188 | 77.8901 | 105.7994 | 0.16244
2018-01-12 04:00 | 46425.2998 | 336 | 266 | 1409 | 2920 | 4.91 | 1 | 1.16 | 5.11 | 699.3304 | 1.506% | 24.8513 | 4.0069 | 24.6205 | 224.7664 | 278.2451 | 0.39787
2018-01-12 05:00 | 49743.6054 | 528 | 335 | 1409 | 2920 | 12.19 | 2 | 0.99 | 12.39 | 781.2726 | 1.571% | 101.0888 | 10.523 | 21.9084 | 568.2239 | 701.7441 | 0.89821
2018-01-12 06:00 | 54474.6328 | 687 | 326 | 2131 | 2772 | 39.77 | 2.42 | 20 | 37.95 | 887.9266 | 1.63% | 445.3434 | 12.8593 | 694.6982 | 1714.6984 | 2867.5993 | 3.2295
2018-01-12 07:00 | 56205.6826 | 306 | 275 | 2131 | 2772 | 19.95 | 1.11 | 12.2 | 30.27 | 937.2621 | 1.668% | 101.7994 | 5.0902 | 433.535 | 1399.2216 | 1939.6461 | 2.0695
2018-01-12 08:00 | 54902.7441 | 326 | 278 | 2131 | 2772 | 10.23 | 1 | 9.61 | 17.01 | 892.6068 | 1.626% | 54.22 | 4.5197 | 332.9454 | 766.591 | 1158.276 | 1.2976
2018-01-12 09:00 | 53142.472 | 323 | 262 | 2131 | 2772 | 6.55 | 1.53 | 5 | 8.27 | 824.0108 | 1.551% | 32.8046 | 6.2156 | 165.2131 | 355.4593 | 559.6926 | 0.67923
2018-01-12 10:00 | 51108.0726 | 277 | 328 | 1683 | 2772 | 3.1 | 2.97 | 1.65 | 4 | 752.6365 | 1.473% | 12.6455 | 14.3458 | 40.8944 | 163.286 | 231.1718 | 0.30715
2018-01-12 11:00 | 48834.4228 | 222 | 307 | 1683 | 2772 | 1.42 | 3.46 | 1 | 1.62 | 684.4249 | 1.402% | 4.4182 | 14.8872 | 23.5876 | 62.9373 | 105.8303 | 0.15463
2018-01-12 12:00 | 46369.7125 | 232 | 301 | 1683 | 2772 | 1.38 | 3.46 | 1.51 | 1.62 | 617.3391 | 1.331% | 4.2624 | 13.8654 | 33.8338 | 59.7857 | 111.7473 | 0.18101
2018-01-12 13:00 | 44312.8414 | 256 | 254 | 1683 | 2772 | 1.51 | 2 | 1.51 | 1.62 | 563.0678 | 1.271% | 4.9119 | 6.455 | 32.2918 | 57.061 | 100.7196 | 0.17888
2018-01-12 14:00 | 42370.4625 | 205 | 241 | 1674 | 2772 | 1 | 2 | 1 | 1.21 | 519.7834 | 1.227% | 2.5149 | 5.913 | 20.5359 | 41.147 | 70.1107 | 0.13488
2018-01-12 15:00 | 41200.8997 | 207 | 204 | 1674 | 2772 | 1 | 0.67 | 1.18 | 1.39 | 499.1153 | 1.211% | 2.5076 | 1.6558 | 23.9294 | 46.6769 | 74.7697 | 0.1498
2018-01-12 16:00 | 41213.5891 | 294 | 194 | 1674 | 2772 | 2.41 | 0.69 | 2.4 | 2.61 | 504.1563 | 1.223% | 8.6674 | 1.6375 | 49.1464 | 88.5031 | 147.9544 | 0.29347
2018-01-12 17:00 | 42906.9625 | 464 | 260 | 1674 | 2772 | 10.31 | 2.13 | 2.99 | 10.51 | 553.1508 | 1.289% | 61.6726 | 7.1395 | 64.5271 | 375.588 | 508.9273 | 0.92005
2018-01-12 18:00 | 45876.2197 | 401 | 315 | 1605 | 2816 | 11.27 | 3.5 | 3.53 | 15.31 | 641.8371 | 1.399% | 63.2274 | 15.4247 | 79.266 | 603.1773 | 761.0954 | 1.1858
2018-01-12 19:00 | 46629.3535 | 222 | 281 | 1605 | 2816 | 4 | 2 | 2.99 | 12.3 | 666.1105 | 1.429% | 12.6853 | 8.0283 | 68.5541 | 494.7943 | 584.0619 | 0.87682
2018-01-12 20:00 | 46960.1158 | 269 | 319 | 1605 | 2816 | 4 | 3.01 | 1.56 | 4.87 | 677.8813 | 1.444% | 15.5323 | 13.8606 | 36.143 | 197.9639 | 263.4999 | 0.38871
2018-01-12 21:00 | 46711.8941 | 196 | 359 | 1605 | 2816 | 3 | 3.46 | 1.29 | 4.11 | 679.1015 | 1.454% | 8.5484 | 18.0583 | 30.1004 | 168.2603 | 224.9674 | 0.33127
2018-01-12 22:00 | 45851.4463 | 276 | 410 | 1103 | 2920 | 2.46 | 5 | 1.23 | 4 | 667.1992 | 1.455% | 9.8798 | 29.8302 | 19.7416 | 169.9595 | 229.4111 | 0.34384
2018-01-12 23:00 | 44741.636 | 239 | 360 | 1103 | 2920 | 2.8 | 3.5 | 1 | 3 | 649.5843 | 1.452% | 9.7158 | 18.2934 | 16.014 | 127.1826 | 171.2058 | 0.26356
2018-01-13 | 44038.5481 | 250 | 284 | 1103 | 2920 | 2.01 | 1.52 | 1 | 2.06 | 657.88 | 1.494% | 7.5067 | 6.4488 | 16.4774 | 89.8594 | 120.2923 | 0.18285
2018-01-13 01:00 | 43828.5202 | 195 | 219 | 1103 | 2920 | 1.81 | 1 | 1 | 2.01 | 669.4789 | 1.527% | 5.3913 | 3.3452 | 16.8483 | 89.6518 | 115.2366 | 0.17213
2018-01-13 02:00 | 44089.7223 | 211 | 196 | 1409 | 2920 | 1.81 | 0.5 | 0.99 | 2.01 | 689.4486 | 1.564% | 5.9721 | 1.5325 | 21.8128 | 91.779 | 121.0963 | 0.17564
2018-01-13 03:00 | 44563.3372 | 247 | 206 | 1409 | 2920 | 2.01 | 1 | 1.55 | 2.01 | 713.7687 | 1.602% | 7.9519 | 3.2995 | 34.9802 | 94.0067 | 140.2383 | 0.19648
2018-01-13 04:00 | 45587.7962 | 336 | 266 | 1409 | 2920 | 3.74 | 1.48 | 1.52 | 2.7 | 739.1481 | 1.621% | 20.3748 | 6.383 | 34.7246 | 127.829 | 189.3115 | 0.25612
2018-01-13 05:00 | 47163.1862 | 528 | 335 | 1409 | 2920 | 12 | 2.61 | 0.99 | 9.54 | 788.9186 | 1.673% | 105.985 | 14.6256 | 23.3333 | 465.9725 | 609.9164 | 0.7731
2018-01-13 06:00 | 49282.4668 | 687 | 326 | 2131 | 2772 | 21.45 | 2.61 | 15.6 | 19.05 | 853.9091 | 1.733% | 255.3308 | 14.7427 | 576.0063 | 914.9711 | 1761.051 | 2.0623
2018-01-13 07:00 | 51165.7636 | 306 | 275 | 2131 | 2772 | 13.44 | 1.71 | 11.92 | 22.13 | 916.1381 | 1.791% | 73.638 | 8.42 | 454.8217 | 1098.3888 | 1635.2685 | 1.785
2018-01-13 08:00 | 51585.4518 | 326 | 278 | 2131 | 2772 | 16.63 | 1.52 | 16.01 | 28.37 | 928.2367 | 1.799% | 97.5532 | 7.6036 | 613.9122 | 1415.09 | 2134.1589 | 2.2992
2018-01-13 09:00 | 50600.2487 | 323 | 262 | 2131 | 2772 | 10 | 2.11 | 8 | 18.36 | 880.6928 | 1.74% | 56.2179 | 9.6218 | 296.7189 | 885.8041 | 1248.3627 | 1.4175
2018-01-13 10:00 | 48659.2845 | 277 | 328 | 1683 | 2772 | 3.61 | 2.61 | 2.99 | 6.97 | 813.1724 | 1.671% | 16.7111 | 14.3064 | 84.0954 | 322.8813 | 437.9942 | 0.53862
2018-01-13 11:00 | 46188.2418 | 222 | 307 | 1683 | 2772 | 2.51 | 2.61 | 1 | 2.51 | 738.1776 | 1.598% | 8.9055 | 12.8058 | 26.8976 | 111.1978 | 159.8067 | 0.21649
2018-01-13 12:00 | 43623.7724 | 232 | 301 | 1683 | 2772 | 1.84 | 2.61 | 1.63 | 1.84 | 669.6017 | 1.535% | 6.5524 | 12.0587 | 42.108 | 78.2897 | 139.0088 | 0.2076
2018-01-13 13:00 | 41189.9251 | 256 | 254 | 1683 | 2772 | 1.53 | 1.18 | 1.52 | 1.51 | 608.9726 | 1.478% | 5.7908 | 4.4312 | 37.8211 | 61.8838 | 109.9269 | 0.18051
2018-01-13 14:00 | 39312.1709 | 205 | 241 | 1674 | 2772 | 1 | 1.55 | 1 | 1.21 | 565.6138 | 1.439% | 2.9495 | 5.3745 | 24.0851 | 48.2583 | 80.6674 | 0.14262
2018-01-13 15:00 | 38162.9257 | 207 | 204 | 1674 | 2772 | 1.8 | 1.48 | 1.37 | 2 | 542.4181 | 1.421% | 5.2958 | 4.2913 | 32.5963 | 78.7981 | 120.9815 | 0.22304
2018-01-13 16:00 | 38090.6719 | 294 | 194 | 1674 | 2772 | 3 | 1 | 1.84 | 2.05 | 544.4097 | 1.429% | 12.606 | 2.7727 | 44.0231 | 81.2184 | 140.6202 | 0.2583
2018-01-13 17:00 | 39982.6588 | 464 | 260 | 1674 | 2772 | 9.1 | 2.54 | 3.02 | 6 | 587.4014 | 1.469% | 62.033 | 9.7022 | 74.2721 | 244.3474 | 390.3547 | 0.66455
2018-01-13 18:00 | 43306.9199 | 401 | 315 | 1605 | 2816 | 14.3 | 2.61 | 3.62 | 17.24 | 665.2875 | 1.536% | 88.0912 | 12.63 | 89.2556 | 745.7993 | 935.7762 | 1.4066
2018-01-13 19:00 | 44622.2447 | 222 | 281 | 1605 | 2816 | 4 | 2.03 | 2.99 | 12.36 | 695.2224 | 1.558% | 13.8352 | 8.8874 | 74.7685 | 542.2799 | 639.7709 | 0.92024
2018-01-13 20:00 | 45327.2939 | 269 | 319 | 1605 | 2816 | 3.38 | 2.61 | 1.47 | 3.39 | 717.9597 | 1.584% | 14.4015 | 13.1878 | 37.3708 | 151.2072 | 216.1674 | 0.30109
2018-01-13 21:00 | 45524.7532 | 196 | 359 | 1605 | 2816 | 2.01 | 3.01 | 1.46 | 2.51 | 713.5483 | 1.567% | 6.1749 | 16.937 | 36.7285 | 110.7853 | 170.6257 | 0.23912
2018-01-13 22:00 | 44930.4518 | 276 | 410 | 1103 | 2920 | 3.37 | 3.5 | 1.14 | 4 | 674.7057 | 1.502% | 13.9673 | 21.5489 | 18.8823 | 175.3947 | 229.7932 | 0.34058
2018-01-13 23:00 | 44180.2187 | 239 | 360 | 1103 | 2920 | 2.31 | 2.61 | 1 | 2.51 | 658.1477 | 1.49% | 8.2244 | 13.9971 | 16.4313 | 109.1823 | 147.8351 | 0.22462
2018-01-14 | 43500.7014 | 250 | 284 | 1103 | 2920 | 2.71 | 1.13 | 1.22 | 1.91 | 643.8582 | 1.48% | 10.0277 | 4.75 | 19.9172 | 82.5487 | 117.2437 | 0.1821
2018-01-14 01:00 | 43196.5179 | 195 | 219 | 1103 | 2920 | 1.91 | 0.63 | 1.33 | 1.91 | 651.9262 | 1.509% | 5.6211 | 2.0823 | 22.14 | 84.1717 | 114.0149 | 0.17489
2018-01-14 02:00 | 43320.2226 | 211 | 196 | 1409 | 2920 | 2.19 | 0.4 | 0.99 | 1.91 | 670.0782 | 1.547% | 7.1476 | 1.2127 | 21.5765 | 86.2683 | 116.2051 | 0.17342
2018-01-14 03:00 | 43669.5615 | 247 | 206 | 1409 | 2920 | 2.71 | 0.52 | 1.58 | 1.91 | 688.5377 | 1.577% | 10.554 | 1.689 | 35.1008 | 87.9357 | 135.2794 | 0.19647
2018-01-14 04:00 | 44374.1839 | 336 | 266 | 1409 | 2920 | 4.01 | 1.26 | 1.19 | 2.51 | 723.2968 | 1.63% | 21.9619 | 5.4631 | 27.3303 | 119.4656 | 174.2208 | 0.24087
2018-01-14 05:00 | 45596.5484 | 528 | 335 | 1409 | 2920 | 12 | 2 | 0.99 | 4.5 | 792.8298 | 1.739% | 110.17 | 11.6499 | 24.2546 | 228.4775 | 374.5519 | 0.47242
2018-01-14 06:00 | 47293.0253 | 687 | 326 | 2131 | 2772 | 24.83 | 3.5 | 16.12 | 14.57 | 861.2421 | 1.821% | 310.643 | 20.7785 | 625.571 | 735.497 | 1692.4895 | 1.9652
2018-01-14 07:00 | 48721.8561 | 306 | 275 | 2131 | 2772 | 14.59 | 2 | 13.07 | 14.9 | 949.6589 | 1.949% | 87.0203 | 10.7203 | 542.8788 | 805.0509 | 1445.6702 | 1.5223
2018-01-14 08:00 | 48819.2447 | 326 | 278 | 2131 | 2772 | 16.85 | 2 | 16.23 | 17.13 | 944.9769 | 1.936% | 106.328 | 10.7623 | 669.4715 | 919.138 | 1705.6999 | 1.805
2018-01-14 09:00 | 47098.3541 | 323 | 262 | 2131 | 2772 | 8.44 | 1.4 | 7.84 | 7.44 | 836.6507 | 1.776% | 48.4265 | 6.5158 | 296.7823 | 366.3571 | 718.0817 | 0.85828
2018-01-14 10:00 | 44533.5273 | 277 | 328 | 1683 | 2772 | 3.61 | 2.61 | 2.99 | 3 | 737.5176 | 1.656% | 16.5605 | 14.1775 | 83.3375 | 137.7209 | 251.7963 | 0.34141
2018-01-14 11:00 | 41941.3004 | 222 | 307 | 1683 | 2772 | 3 | 2.61 | 1.36 | 2 | 666.2487 | 1.589% | 10.5796 | 12.7284 | 36.3595 | 88.0679 | 147.7353 | 0.22174
2018-01-14 12:00 | 39751.5397 | 232 | 301 | 1683 | 2772 | 3 | 2.61 | 1.66 | 1.87 | 613.3417 | 1.543% | 10.7388 | 12.1215 | 43.1063 | 79.9804 | 145.947 | 0.23795
2018-01-14 13:00 | 37844.2207 | 256 | 254 | 1683 | 2772 | 3 | 1 | 2.4 | 2.51 | 564.7946 | 1.492% | 11.4618 | 3.7907 | 60.2818 | 103.8384 | 179.3727 | 0.31759
2018-01-14 14:00 | 36392.6455 | 205 | 241 | 1674 | 2772 | 2.61 | 1.18 | 1 | 2.51 | 526.9593 | 1.448% | 7.7474 | 4.1178 | 24.2392 | 100.7466 | 136.851 | 0.2597
2018-01-14 15:00 | 35569.5609 | 207 | 204 | 1674 | 2772 | 3 | 1 | 1.37 | 2.61 | 505.6732 | 1.422% | 8.8284 | 2.9002 | 32.6037 | 102.8549 | 147.1873 | 0.29107
2018-01-14 16:00 | 35577.206 | 294 | 194 | 1674 | 2772 | 4.01 | 0.52 | 2.99 | 3.2 | 506.3016 | 1.423% | 16.7776 | 1.4356 | 71.2302 | 126.2352 | 215.6786 | 0.42599
2018-01-14 17:00 | 37284.6731 | 464 | 260 | 1674 | 2772 | 11.15 | 2.69 | 4.61 | 10.73 | 542.1256 | 1.454% | 75.225 | 10.1694 | 112.2086 | 432.4765 | 630.0795 | 1.1622
2018-01-14 18:00 | 40280.5433 | 401 | 315 | 1605 | 2816 | 17.01 | 2.61 | 3.47 | 17.21 | 611.6928 | 1.519% | 103.5826 | 12.485 | 84.5751 | 735.9556 | 936.5983 | 1.5312
2018-01-14 19:00 | 41259.1621 | 222 | 281 | 1605 | 2816 | 4 | 1.35 | 2.99 | 5.83 | 635.6482 | 1.541% | 13.6807 | 5.8444 | 73.9337 | 252.9284 | 346.3872 | 0.54494
2018-01-14 20:00 | 41777.4821 | 269 | 319 | 1605 | 2816 | 4.01 | 2 | 1.64 | 4.5 | 641.5237 | 1.536% | 16.5641 | 9.797 | 40.4194 | 194.5878 | 261.3682 | 0.40742
2018-01-14 21:00 | 41480.122 | 196 | 359 | 1605 | 2816 | 3 | 2.99 | 1.6 | 3.2 | 631.9184 | 1.523% | 8.9577 | 16.3526 | 39.1215 | 137.2788 | 201.7107 | 0.3192
2018-01-14 22:00 | 40327.0462 | 276 | 410 | 1103 | 2920 | 4 | 5 | 1.25 | 3.8 | 575.1461 | 1.426% | 15.7453 | 29.2372 | 19.6638 | 158.2516 | 222.8979 | 0.38755
2018-01-14 23:00 | 38971.8222 | 239 | 360 | 1103 | 2920 | 4 | 5 | 1.14 | 4.2 | 531.0207 | 1.363% | 13.0262 | 24.5264 | 17.1333 | 167.1063 | 221.7922 | 0.41767
2018-01-15 | 38138.6653 | 250 | 284 | 1103 | 2920 | 3.01 | 5 | 1.44 | 3 | 496.3241 | 1.301% | 9.7928 | 18.4794 | 20.6699 | 113.9998 | 162.9419 | 0.3283
2018-01-15 01:00 | 37902.6673 | 195 | 219 | 1103 | 2920 | 2.56 | 3.5 | 1.41 | 2.76 | 478.566 | 1.263% | 6.303 | 9.678 | 19.6366 | 101.7569 | 137.3745 | 0.28705
2018-01-15 02:00 | 37958.512 | 211 | 196 | 1409 | 2920 | 3.01 | 3.5 | 0.99 | 3 | 490.5407 | 1.292% | 8.2076 | 8.8652 | 18.0265 | 113.2061 | 148.3055 | 0.30233
2018-01-15 03:00 | 38552.5566 | 247 | 206 | 1409 | 2920 | 3 | 3.11 | 1.73 | 3 | 503.042 | 1.305% | 9.6687 | 8.3595 | 31.8059 | 114.3023 | 164.1365 | 0.32629
2018-01-15 04:00 | 39807.0944 | 336 | 266 | 1409 | 2920 | 5 | 2 | 1.6 | 2.99 | 524.8729 | 1.319% | 22.1515 | 7.0146 | 29.7252 | 115.1192 | 174.0105 | 0.33153
2018-01-15 05:00 | 42140.332 | 528 | 335 | 1409 | 2920 | 19.23 | 3.11 | 1.08 | 4 | 568.0162 | 1.348% | 136.8598 | 14.0433 | 20.5115 | 157.4366 | 328.8512 | 0.57895
2018-01-15 06:00 | 45045.8619 | 687 | 326 | 2131 | 2772 | 31.23 | 2.7 | 14.5 | 16.26 | 625.8071 | 1.389% | 298.0673 | 12.2283 | 429.2764 | 626.1802 | 1365.7522 | 2.1824
2018-01-15 07:00 | 46580.25 | 306 | 275 | 2131 | 2772 | 14.51 | 1.25 | 12.99 | 14.51 | 661.3429 | 1.42% | 63.0396 | 4.8805 | 393.0226 | 571.065 | 1032.0078 | 1.5605
2018-01-15 08:00 | 45863.5498 | 326 | 278 | 2131 | 2772 | 13 | 1 | 12.99 | 9.81 | 663.6383 | 1.447% | 61.3232 | 4.0226 | 400.5496 | 393.483 | 859.3785 | 1.295
2018-01-15 09:00 | 44063.3877 | 323 | 262 | 2131 | 2772 | 7.39 | 1.29 | 6.79 | 4.88 | 623.4835 | 1.415% | 33.7749 | 4.7823 | 204.7389 | 191.408 | 434.7041 | 0.69722
2018-01-15 10:00 | 42226.584 | 277 | 328 | 1683 | 2772 | 3.61 | 2.61 | 2.99 | 2.76 | 607.6373 | 1.439% | 14.3895 | 12.3189 | 72.4125 | 110.0933 | 209.2142 | 0.34431
2018-01-15 11:00 | 40556.7448 | 222 | 307 | 1683 | 2772 | 3 | 2 | 2.01 | 2.01 | 586.4494 | 1.446% | 9.6303 | 8.8784 | 48.9156 | 80.5669 | 147.9913 | 0.25235
2018-01-15 12:00 | 38957.2649 | 232 | 301 | 1683 | 2772 | 2.83 | 2.61 | 2 | 2 | 547.8359 | 1.406% | 9.2329 | 11.0476 | 47.3343 | 77.9624 | 145.5772 | 0.26573
2018-01-15 13:00 | 38063.7132 | 256 | 254 | 1683 | 2772 | 3.36 | 1 | 2.76 | 2.76 | 484.2002 | 1.272% | 10.9419 | 3.2311 | 59.0891 | 97.3231 | 170.5852 | 0.3523
2018-01-15 14:00 | 37612.8375 | 205 | 241 | 1674 | 2772 | 3.01 | 1.09 | 2.41 | 2.62 | 438.1097 | 1.165% | 7.1873 | 3.0598 | 46.9915 | 84.5943 | 141.8329 | 0.32374
2018-01-15 15:00 | 37678.2298 | 207 | 204 | 1674 | 2772 | 2.41 | 0.28 | 2.4 | 2.01 | 445.759 | 1.183% | 5.902 | 0.67577 | 47.5309 | 65.9172 | 120.0259 | 0.26926
2018-01-15 16:00 | 38735.149 | 294 | 194 | 1674 | 2772 | 2.61 | 0.34 | 2.4 | 2.51 | 437.1972 | 1.129% | 8.6608 | 0.74448 | 45.346 | 78.5306 | 133.2819 | 0.30486
2018-01-15 17:00 | 41024.0693 | 464 | 260 | 1674 | 2772 | 6 | 1.76 | 2.99 | 3.2 | 440.0009 | 1.073% | 29.8596 | 4.908 | 53.6836 | 95.1389 | 183.59 | 0.41725
2018-01-15 18:00 | 43440.1087 | 401 | 315 | 1605 | 2816 | 6 | 2.61 | 3.17 | 5.72 | 491.3145 | 1.131% | 27.2122 | 9.2986 | 57.5444 | 182.1786 | 276.2339 | 0.56223
2018-01-15 19:00 | 44226.4508 | 222 | 281 | 1605 | 2816 | 3.01 | 2 | 2.37 | 3.21 | 492.3935 | 1.113% | 7.4396 | 6.257 | 42.35 | 100.6394 | 156.686 | 0.31821
2018-01-15 20:00 | 44411.485 | 269 | 319 | 1605 | 2816 | 4 | 2 | 1.7 | 3 | 485.4748 | 1.093% | 11.7621 | 6.9742 | 29.826 | 92.3475 | 140.9098 | 0.29025
2018-01-15 21:00 | 43970.4671 | 196 | 359 | 1605 | 2816 | 2.56 | 3.11 | 1.68 | 2.76 | 483.5287 | 1.1% | 5.5177 | 12.2777 | 29.6514 | 85.4679 | 132.9147 | 0.27488
2018-01-15 22:00 | 42916.0055 | 276 | 410 | 1103 | 2920 | 2.61 | 5 | 1.32 | 3.51 | 487.7108 | 1.136% | 8.1864 | 23.2968 | 16.546 | 116.4751 | 164.5043 | 0.3373
2018-01-15 23:00 | 41873.1214 | 239 | 360 | 1103 | 2920 | 2.81 | 4.05 | 1.34 | 3.01 | 498.3594 | 1.19% | 7.993 | 17.3526 | 17.5909 | 104.606 | 147.5426 | 0.29606
2018-01-16 | 41568.4658 | 250 | 284 | 1103 | 2920 | 1.27 | 3.5 | 1.27 | 2 | 526.5745 | 1.267% | 4.022 | 12.5916 | 17.745 | 73.979 | 108.3376 | 0.20574
2018-01-16 01:00 | 42027.8561 | 195 | 219 | 1103 | 2920 | 1.01 | 1 | 1.29 | 2 | 580.0041 | 1.38% | 2.718 | 3.0223 | 19.6363 | 80.5947 | 105.9713 | 0.18271
2018-01-16 02:00 | 42966.3587 | 211 | 196 | 1409 | 2920 | 1 | 0.61 | 1 | 2 | 648.9567 | 1.51% | 3.1869 | 1.8058 | 21.2813 | 88.2064 | 114.4804 | 0.17641
2018-01-16 03:00 | 44421.1819 | 247 | 206 | 1409 | 2920 | 1.71 | 1 | 1.71 | 2 | 720.4421 | 1.622% | 6.8502 | 3.341 | 39.0765 | 94.7157 | 143.9834 | 0.19985
2018-01-16 04:00 | 46742.4515 | 336 | 266 | 1409 | 2920 | 1.8 | 1.85 | 1.59 | 2 | 791.2466 | 1.693% | 10.2379 | 8.3302 | 37.9235 | 98.8583 | 155.3499 | 0.19634
2018-01-16 05:00 | 50221.3017 | 528 | 335 | 1409 | 2920 | 12 | 2.15 | 1 | 7.1 | 859.8071 | 1.712% | 108.4746 | 12.3309 | 24.1226 | 354.9394 | 499.8676 | 0.58137
2018-01-16 06:00 | 54620.6865 | 687 | 326 | 2131 | 2772 | 30.4 | 3.34 | 27.8 | 29.1 | 939.9936 | 1.721% | 359.4165 | 18.7384 | 1019.5205 | 1388.2061 | 2785.8815 | 2.9637
2018-01-16 07:00 | 57639.4186 | 306 | 275 | 2131 | 2772 | 28.8 | 2.11 | 28.8 | 30 | 1011.0653 | 1.754% | 154.5872 | 10.1783 | 1076.5533 | 1458.7272 | 2700.0461 | 2.6705
2018-01-16 08:00 | 59132.1985 | 326 | 278 | 2131 | 2772 | 18.95 | 2.11 | 18.95 | 19.85 | 1084.5482 | 1.834% | 113.3057 | 10.7585 | 740.6576 | 1009.2031 | 1873.9249 | 1.7278
2018-01-16 09:00 | 60371.2858 | 323 | 262 | 2131 | 2772 | 16.06 | 2.61 | 15.46 | 17.74 | 1141.6259 | 1.891% | 98.0938 | 12.9311 | 622.9976 | 929.9086 | 1663.931 | 1.4575
2018-01-16 10:00 | 60967.0006 | 277 | 328 | 1683 | 2772 | 7.06 | 3.11 | 6.68 | 10.43 | 1187.8639 | 1.948% | 38.1028 | 19.875 | 219.0445 | 563.3125 | 840.3348 | 0.70743
2018-01-16 11:00 | 61153.3372 | 222 | 307 | 1683 | 2772 | 2.61 | 2.61 | 4.99 | 6.62 | 1203.0012 | 1.967% | 11.3983 | 15.7625 | 165.2078 | 360.9916 | 553.3602 | 0.45998
2018-01-16 12:00 | 60790.0511 | 232 | 301 | 1683 | 2772 | 3.17 | 3.5 | 4.99 | 7.18 | 1198.0933 | 1.971% | 14.4946 | 20.7631 | 165.5171 | 392.2616 | 593.0364 | 0.49498
2018-01-16 13:00 | 59929.9231 | 256 | 254 | 1683 | 2772 | 3.87 | 2.61 | 6.02 | 7.31 | 1171.5453 | 1.955% | 19.3672 | 12.9595 | 198.0596 | 396.1193 | 626.5056 | 0.53477
2018-01-16 14:00 | 58805.7197 | 205 | 241 | 1674 | 2772 | 2.61 | 3 | 5.7 | 6.86 | 1142.9112 | 1.944% | 10.3989 | 14.0518 | 185.4485 | 369.5815 | 579.4807 | 0.50702
2018-01-16 15:00 | 58409.1611 | 207 | 204 | 1674 | 2772 | 2.61 | 2.2 | 6.47 | 7.67 | 1133.0645 | 1.94% | 10.4806 | 8.7062 | 210.1035 | 412.4414 | 641.7317 | 0.56637
2018-01-16 16:00 | 58952.4661 | 294 | 194 | 1674 | 2772 | 19.83 | 2.5 | 19.23 | 23.83 | 1143.016 | 1.939% | 113.0369 | 9.4036 | 624.1444 | 1280.7595 | 2027.3444 | 1.7737
2018-01-16 17:00 | 60821.3522 | 464 | 260 | 1674 | 2772 | 92.44 | 3.5 | 87 | 93.44 | 1183.7657 | 1.946% | 834.8099 | 17.7113 | 2834.5517 | 5041.221 | 8728.2939 | 7.3733
2018-01-16 18:00 | 63007.4231 | 401 | 315 | 1605 | 2816 | 150.61 | 3.5 | 121.15 | 151.11 | 1222.2768 | 1.94% | 1171.591 | 21.3873 | 3772.0402 | 8254.746 | 13219.7646 | 10.8157
2018-01-16 19:00 | 63326.0638 | 222 | 281 | 1605 | 2816 | 50 | 2.31 | 18.46 | 82.89 | 1212.3751 | 1.914% | 212.5091 | 12.4272 | 567.2327 | 4468.7835 | 5260.9525 | 4.3394
2018-01-16 20:00 | 62748.8255 | 269 | 319 | 1605 | 2816 | 35.69 | 4 | 9.96 | 45.44 | 1178.7318 | 1.878% | 180.3467 | 23.9696 | 300.292 | 2403.7007 | 2908.309 | 2.4673
2018-01-16 21:00 | 61410.8727 | 196 | 359 | 1605 | 2816 | 17.44 | 3.35 | 17.44 | 38.69 | 1123.4505 | 1.829% | 62.5333 | 22.0013 | 512.071 | 1993.1503 | 2589.7559 | 2.3052
2018-01-16 22:00 | 59118.098 | 276 | 410 | 1103 | 2920 | 12.58 | 2.28 | 3.09 | 17.58 | 1050.9706 | 1.778% | 61.7248 | 16.6184 | 60.5904 | 912.5819 | 1051.5156 | 1.0005
2018-01-16 23:00 | 57400.2483 | 239 | 360 | 1103 | 2920 | 5.93 | 1.72 | 1.65 | 10.93 | 1011.0195 | 1.761% | 24.9631 | 10.9063 | 32.0557 | 562.1455 | 630.0706 | 0.6232
2018-01-17 | 56494.8144 | 250 | 284 | 1103 | 2920 | 8.4 | 4 | 1.38 | 34.05 | 1006.0282 | 1.781% | 37.3956 | 20.2293 | 27.1054 | 1770.5228 | 1855.2531 | 1.8441
2018-01-17 01:00 | 56298.2158 | 195 | 219 | 1103 | 2920 | 4 | 3.5 | 1.4 | 31.72 | 1019.855 | 1.812% | 14.1299 | 13.8853 | 27.9735 | 1677.8758 | 1733.8646 | 1.7001
2018-01-17 02:00 | 56544.4756 | 211 | 196 | 1409 | 2920 | 3.25 | 2.61 | 0.99 | 32.91 | 1046.369 | 1.851% | 12.69 | 9.4665 | 25.8131 | 1778.3016 | 1826.2712 | 1.7453
2018-01-17 03:00 | 57257.4642 | 247 | 206 | 1409 | 2920 | 16.05 | 2.61 | 1.77 | 41.17 | 1082.2155 | 1.89% | 74.9296 | 10.1622 | 47.1374 | 2272.1936 | 2404.4229 | 2.2218
2018-01-17 04:00 | 58828.9286 | 336 | 266 | 1409 | 2920 | 34.21 | 3.11 | 1.73 | 69.84 | 1133.0904 | 1.926% | 221.3941 | 15.9337 | 46.9495 | 3927.9024 | 4212.1796 | 3.7174
2018-01-17 05:00 | 61401.7493 | 528 | 335 | 1409 | 2920 | 268.5 | 6 | 268.49 | 268 | 1212.5642 | 1.975% | 2799.6401 | 39.6936 | 7470.7311 | 15454.0261 | 25764.0908 | 21.2476
2018-01-17 06:00 | 64647.7148 | 687 | 326 | 2131 | 2772 | 1852.46 | 10.36 | 7000 | 1604.81 | 1314.8879 | 2.034% | 25884.581 | 68.6931 | 303401.031 | 90479.9622 | 419834.2672 | 319.2928
2018-01-17 07:00 | 65724.3805 | 306 | 275 | 2131 | 2772 | 1629.24 | 6.62 | 7000 | 1694.63 | 1374.2362 | 2.091% | 10424.1676 | 38.065 | 311900.7252 | 98220.6969 | 420583.6546 | 306.049
2018-01-17 08:00 | 64626.0647 | 326 | 278 | 2131 | 2772 | 502.88 | 4.48 | 6000 | 558.2 | 1333.6859 | 2.064% | 3383.2012 | 25.7021 | 263864.257 | 31932.206 | 299205.3664 | 224.3447
2018-01-17 09:00 | 62814.6569 | 323 | 262 | 2131 | 2772 | 44.75 | 9.12 | 62.85 | 63.45 | 1228.9295 | 1.956% | 282.7884 | 46.7479 | 2620.3222 | 3441.0487 | 6390.9071 | 5.2004
2018-01-17 10:00 | 60547.1624 | 277 | 328 | 1683 | 2772 | 24.11 | 8.61 | 23.51 | 46.84 | 1120.0387 | 1.85% | 123.5425 | 52.2416 | 731.9408 | 2401.8692 | 3309.5941 | 2.9549
2018-01-17 11:00 | 57915.0068 | 222 | 307 | 1683 | 2772 | 8 | 7.39 | 7.2 | 22.27 | 1021.6022 | 1.764% | 31.3281 | 40.0197 | 213.7506 | 1088.9405 | 1374.0388 | 1.345
2018-01-17 12:00 | 55461.6282 | 232 | 301 | 1683 | 2772 | 8.12 | 6.02 | 7.52 | 13.94 | 931.3032 | 1.679% | 31.6332 | 30.4272 | 212.5203 | 648.8652 | 923.4458 | 0.99156
2018-01-17 13:00 | 53146.1233 | 256 | 254 | 1683 | 2772 | 5 | 4.72 | 6.74 | 7.34 | 853.619 | 1.606% | 20.559 | 19.2561 | 182.195 | 326.7998 | 548.8099 | 0.64292
2018-01-17 14:00 | 51110.303 | 205 | 241 | 1674 | 2772 | 4.37 | 7.29 | 5.59 | 6.79 | 792.9069 | 1.551% | 13.8979 | 27.2558 | 145.1714 | 291.9959 | 478.3209 | 0.60325
2018-01-17 15:00 | 50077.6045 | 207 | 204 | 1674 | 2772 | 4.37 | 7 | 6.45 | 7.21 | 766.9898 | 1.532% | 13.8547 | 21.8713 | 165.3717 | 306.1079 | 507.2056 | 0.66129
2018-01-17 16:00 | 50582.0039 | 294 | 194 | 1674 | 2772 | 8.21 | 8.06 | 17.83 | 19.03 | 791.8057 | 1.565% | 37.7844 | 24.4771 | 467.2286 | 825.7615 | 1355.2516 | 1.7116
2018-01-17 17:00 | 53307.5615 | 464 | 260 | 1674 | 2772 | 68.19 | 14.27 | 68.19 | 67.7 | 881.1669 | 1.653% | 523.0076 | 61.3291 | 1886.8853 | 3102.0675 | 5573.2895 | 6.3249
2018-01-17 18:00 | 57197.2217 | 401 | 315 | 1605 | 2816 | 65.86 | 16.04 | 64.66 | 89.58 | 987.6577 | 1.727% | 456.0344 | 87.2462 | 1792.0175 | 4355.8732 | 6691.1713 | 6.7748
2018-01-17 19:00 | 58313.9176 | 222 | 281 | 1605 | 2816 | 18.76 | 11.21 | 17.96 | 75.95 | 1026.5904 | 1.76% | 73.318 | 55.4545 | 507.4653 | 3765.1771 | 4401.4149 | 4.2874
2018-01-17 20:00 | 58747.3258 | 269 | 319 | 1605 | 2816 | 9.92 | 11.56 | 9.12 | 50.4 | 1022.4219 | 1.74% | 46.4415 | 64.1786 | 254.7487 | 2470.0471 | 2835.4159 | 2.7732
2018-01-17 21:00 | 57500.5117 | 196 | 359 | 1605 | 2816 | 7.34 | 10.68 | 12.99 | 14.32 | 970.7238 | 1.688% | 24.2871 | 64.7276 | 351.972 | 680.7688 | 1121.7556 | 1.1556
2018-01-17 22:00 | 55198.416 | 276 | 410 | 1103 | 2920 | 5 | 9.11 | 2.04 | 10 | 907.5395 | 1.644% | 22.6891 | 61.4103 | 36.9951 | 480.089 | 601.1836 | 0.66243
2018-01-17 23:00 | 53289.6435 | 239 | 360 | 1103 | 2920 | 5 | 5 | 1.53 | 25.85 | 865.2234 | 1.624% | 19.4023 | 29.2252 | 27.4001 | 1225.5438 | 1301.5714 | 1.5043
2018-01-18 | 52215.9912 | 250 | 284 | 1103 | 2920 | 2.31 | 1.95 | 1.28 | 7.61 | 842.2869 | 1.613% | 9.3155 | 8.9332 | 22.7741 | 358.4462 | 399.4692 | 0.47427
2018-01-18 01:00 | 51985.2506 | 195 | 219 | 1103 | 2920 | 2.11 | 1.61 | 1.33 | 7.61 | 843.7266 | 1.623% | 6.6779 | 5.7226 | 23.8094 | 360.6526 | 396.8625 | 0.47037
2018-01-18 02:00 | 52166.1803 | 211 | 196 | 1409 | 2920 | 2.31 | 1.27 | 0.99 | 7.61 | 855.2163 | 1.639% | 7.9906 | 4.0808 | 22.8683 | 364.296 | 399.2357 | 0.46682
2018-01-18 03:00 | 52708.8544 | 247 | 206 | 1409 | 2920 | 3.93 | 1.26 | 1.8 | 8 | 861.2703 | 1.634% | 15.8615 | 4.2412 | 41.4419 | 381.7058 | 443.2505 | 0.51465
2018-01-18 04:00 | 53950.1562 | 336 | 266 | 1409 | 2920 | 5 | 2 | 1.65 | 15.1 | 874.441 | 1.621% | 27.23 | 8.6228 | 37.6819 | 714.6569 | 788.1916 | 0.90137
2018-01-18 05:00 | 56576.4342 | 528 | 335 | 1409 | 2920 | 56.91 | 3.3 | 50 | 65.27 | 928.9714 | 1.642% | 493.3888 | 18.152 | 1156.772 | 3129.4156 | 4797.7284 | 5.1646
2018-01-18 06:00 | 60523.9342 | 687 | 326 | 2131 | 2772 | 225.29 | 4.9 | 223.29 | 225.29 | 1009.5579 | 1.668% | 2581.682 | 26.6451 | 7937.008 | 10416.9177 | 20962.2528 | 20.7638
2018-01-18 07:00 | 61272.1331 | 306 | 275 | 2131 | 2772 | 216.14 | 3.33 | 216.56 | 221.09 | 1028.2122 | 1.678% | 1109.8807 | 15.3673 | 7744.2868 | 10284.4735 | 19154.0083 | 18.6285
2018-01-18 08:00 | 59654.5768 | 326 | 278 | 2131 | 2772 | 96.58 | 2.25 | 99.08 | 100.28 | 992.7353 | 1.664% | 523.9556 | 10.4092 | 3513.6553 | 4625.9109 | 8673.931 | 8.7374
2018-01-18 09:00 | 57541.9492 | 323 | 262 | 2131 | 2772 | 36.83 | 3.5 | 36.53 | 48.86 | 960.9164 | 1.67% | 198.6576 | 15.3134 | 1299.9725 | 2261.7662 | 3775.7097 | 3.9293
2018-01-18 10:00 | 55595.6989 | 277 | 328 | 1683 | 2772 | 7.63 | 4 | 7.03 | 25.22 | 922.5974 | 1.659% | 35.0732 | 21.7723 | 196.3408 | 1160.1371 | 1413.3234 | 1.5319
2018-01-18 11:00 | 53408.9013 | 222 | 307 | 1683 | 2772 | 3.26 | 3.7 | 2.96 | 11.15 | 862.8253 | 1.616% | 11.6918 | 18.3506 | 80.4795 | 499.3181 | 609.8399 | 0.70679
2018-01-18 12:00 | 51142.2708 | 232 | 301 | 1683 | 2772 | 3.47 | 3.5 | 4.9 | 6.43 | 790.6645 | 1.546% | 12.446 | 16.2872 | 127.4948 | 275.5602 | 431.7882 | 0.54611
2018-01-18 13:00 | 49351.193 | 256 | 254 | 1683 | 2772 | 3.27 | 3.01 | 4.86 | 4.86 | 714.1909 | 1.447% | 12.1145 | 11.0641 | 118.3687 | 194.9603 | 336.5076 | 0.47117
2018-01-18 14:00 | 48227.3414 | 205 | 241 | 1674 | 2772 | 1.8 | 3.46 | 1.35 | 2 | 682.5463 | 1.415% | 5.2223 | 11.8014 | 31.9836 | 78.4625 | 127.4698 | 0.18676
2018-01-18 15:00 | 47936.9645 | 207 | 204 | 1674 | 2772 | 2.31 | 2.88 | 4.99 | 3.83 | 683.1351 | 1.425% | 6.8143 | 8.3726 | 119.0398 | 151.2962 | 285.5228 | 0.41796
2018-01-18 16:00 | 48766.4306 | 294 | 194 | 1674 | 2772 | 5 | 2.63 | 7.8 | 7.31 | 709.5038 | 1.455% | 21.3871 | 7.4232 | 189.9695 | 294.8115 | 513.5912 | 0.72387
2018-01-18 17:00 | 50712.5599 | 464 | 260 | 1674 | 2772 | 16.79 | 5.08 | 16.78 | 16.99 | 769.4534 | 1.517% | 118.2049 | 20.0403 | 426.2007 | 714.5842 | 1279.0301 | 1.6623
2018-01-18 18:00 | 53018.0859 | 401 | 315 | 1605 | 2816 | 27.17 | 4.44 | 25.17 | 33.44 | 810.6825 | 1.529% | 166.5945 | 21.3855 | 617.7106 | 1439.878 | 2245.5686 | 2.77
2018-01-18 19:00 | 53486.9414 | 222 | 281 | 1605 | 2816 | 6.92 | 4 | 7.22 | 17.45 | 798.2694 | 1.492% | 22.9277 | 16.7752 | 172.9474 | 733.3812 | 946.0315 | 1.1851
2018-01-18 20:00 | 53361.1234 | 269 | 319 | 1605 | 2816 | 5.42 | 5.93 | 4.62 | 16 | 782.8393 | 1.467% | 21.3894 | 27.7519 | 108.7839 | 660.9983 | 818.9235 | 1.0461
2018-01-18 21:00 | 51938.2988 | 196 | 359 | 1605 | 2816 | 3.51 | 5 | 5.72 | 6.43 | 749.3119 | 1.443% | 9.9252 | 25.8964 | 132.4482 | 261.2273 | 429.497 | 0.57319
2018-01-18 22:00 | 49296.1162 | 276 | 410 | 1103 | 2920 | 4 | 5.83 | 2 | 6.44 | 693.6031 | 1.407% | 15.5334 | 33.6318 | 31.0387 | 264.5861 | 344.7901 | 0.4971
2018-01-18 23:00 | 46938.4726 | 239 | 360 | 1103 | 2920 | 4 | 5 | 1.49 | 15.17 | 649.5712 | 1.384% | 13.2299 | 24.9098 | 22.7436 | 613.0081 | 673.8914 | 1.0374
2018-01-19 | 45338.1328 | 250 | 284 | 1103 | 2920 | 2 | 0.85 | 1.41 | 3.01 | 617.2926 | 1.362% | 6.8077 | 3.2867 | 21.1749 | 119.6677 | 150.937 | 0.24451
2018-01-19 01:00 | 44546.1809 | 195 | 219 | 1103 | 2920 | 2 | 0.98 | 1.42 | 3 | 604.6334 | 1.357% | 5.2935 | 2.9131 | 21.2591 | 118.9011 | 148.3668 | 0.24538
2018-01-19 02:00 | 44279.6071 | 211 | 196 | 1409 | 2920 | 2 | 0.27 | 0.99 | 3 | 602.3144 | 1.36% | 5.7403 | 0.71985 | 18.9743 | 119.1581 | 144.5925 | 0.24006
2018-01-19 03:00 | 44256.7509 | 247 | 206 | 1409 | 2920 | 2 | 0.12 | 1.59 | 3.01 | 606.3601 | 1.37% | 6.7683 | 0.33869 | 30.6944 | 120.4205 | 158.2219 | 0.26094
2018-01-19 04:00 | 45120.9576 | 336 | 266 | 1409 | 2920 | 2.8 | 1 | 1.27 | 3 | 621.9164 | 1.378% | 12.9673 | 3.6664 | 24.6643 | 120.7418 | 162.0398 | 0.26055
2018-01-19 05:00 | 47489.9238 | 528 | 335 | 1409 | 2920 | 8 | 1.87 | 4.99 | 8 | 672.6588 | 1.416% | 59.8298 | 8.8732 | 99.5875 | 330.8767 | 499.1672 | 0.74208
2018-01-19 06:00 | 51232.3795 | 687 | 326 | 2131 | 2772 | 43.58 | 3.5 | 36.77 | 38.29 | 750.0948 | 1.464% | 438.3445 | 16.7054 | 1147.2253 | 1553.9972 | 3156.2724 | 4.2078
2018-01-19 07:00 | 52110.6862 | 306 | 275 | 2131 | 2772 | 26.73 | 1.18 | 31.61 | 32.81 | 771.104 | 1.48% | 121.0338 | 4.8018 | 996.768 | 1345.8158 | 2468.4193 | 3.2011
2018-01-19 08:00 | 50799.3968 | 326 | 278 | 2131 | 2772 | 16.42 | 1 | 20 | 20.21 | 724.2105 | 1.426% | 76.3127 | 3.9632 | 607.6027 | 798.6671 | 1486.5457 | 2.0526
2018-01-19 09:00 | 49676.0039 | 323 | 262 | 2131 | 2772 | 10.55 | 1.73 | 10 | 11.06 | 706.7773 | 1.423% | 48.4832 | 6.4489 | 303.1931 | 436.1986 | 794.3238 | 1.1239
2018-01-19 10:00 | 48349.9948 | 277 | 328 | 1683 | 2772 | 4 | 2.61 | 1.24 | 6.85 | 696.8094 | 1.441% | 15.9682 | 12.3376 | 30.0762 | 273.6537 | 332.0358 | 0.47651
2018-01-19 11:00 | 46568.3808 | 222 | 307 | 1683 | 2772 | 3.49 | 3.22 | 2.64 | 5.51 | 663.8039 | 1.425% | 11.044 | 14.091 | 63.334 | 217.7176 | 306.1866 | 0.46126
2018-01-19 12:00 | 44958.584 | 232 | 301 | 1683 | 2772 | 2.99 | 3.11 | 2.99 | 5.51 | 627.7231 | 1.396% | 9.6853 | 13.0702 | 70.2604 | 213.2555 | 306.2715 | 0.48791
2018-01-19 13:00 | 43403.7705 | 256 | 254 | 1683 | 2772 | 3.59 | 1 | 2.99 | 6.05 | 604.0561 | 1.392% | 12.7904 | 3.535 | 70.0334 | 233.3987 | 319.7574 | 0.52935
2018-01-19 14:00 | 42065.7929 | 205 | 241 | 1674 | 2772 | 2.61 | 0.95 | 1.45 | 5.51 | 577.3873 | 1.373% | 7.344 | 3.1425 | 33.3167 | 209.6443 | 253.4475 | 0.43896
2018-01-19 15:00 | 41383.1514 | 207 | 204 | 1674 | 2772 | 2.51 | 0.65 | 2.99 | 5.1 | 564.3807 | 1.364% | 7.0859 | 1.8084 | 68.2614 | 192.8022 | 269.9578 | 0.47833
2018-01-19 16:00 | 41474.5511 | 294 | 194 | 1674 | 2772 | 6.52 | 0.58 | 4.75 | 7 | 584.1919 | 1.409% | 27.0003 | 1.5849 | 112.0012 | 273.316 | 413.9025 | 0.7085
2018-01-19 17:00 | 42422.0439 | 464 | 260 | 1674 | 2772 | 18.99 | 1.65 | 7.5 | 19.84 | 609.5724 | 1.437% | 126.6125 | 6.1644 | 180.4058 | 790.2575 | 1103.4402 | 1.8102
2018-01-19 18:00 | 43819.9088 | 401 | 315 | 1605 | 2816 | 19.95 | 3.5 | 5 | 21.95 | 617.2673 | 1.409% | 112.691 | 15.5303 | 113.0438 | 870.7009 | 1111.966 | 1.8014
2018-01-19 19:00 | 43334.206 | 222 | 281 | 1605 | 2816 | 6.41 | 2.61 | 5.61 | 16.28 | 596.8129 | 1.377% | 19.5983 | 10.1008 | 124.0067 | 631.3852 | 785.091 | 1.3155
2018-01-19 20:00 | 42573.7051 | 269 | 319 | 1605 | 2816 | 5.64 | 2.61 | 4.22 | 20 | 572.5553 | 1.345% | 20.4036 | 11.1971 | 91.0885 | 757.4232 | 880.1124 | 1.5372
2018-01-19 21:00 | 41275.4759 | 196 | 359 | 1605 | 2816 | 4.43 | 4.53 | 3.83 | 18.49 | 540.529 | 1.31% | 11.3707 | 21.2971 | 80.5009 | 681.862 | 795.0306 | 1.4708
2018-01-19 22:00 | 39463.0176 | 276 | 410 | 1103 | 2920 | 13.95 | 5 | 1.43 | 14.8 | 493.0616 | 1.249% | 48.1054 | 25.6133 | 19.7071 | 539.9524 | 633.3781 | 1.2846
2018-01-19 23:00 | 37340.691 | 239 | 360 | 1103 | 2920 | 9.35 | 3.5 | 1.31 | 10.2 | 445.2043 | 1.192% | 26.6432 | 15.0227 | 17.2276 | 355.1077 | 414.0011 | 0.92991
2018-01-20 | 35761.5865 | 250 | 284 | 1103 | 2920 | 9.11 | 5.51 | 1.26 | 26 | 413.5304 | 1.156% | 26.336 | 18.0951 | 16.0708 | 877.9038 | 938.4056 | 2.2693
2018-01-20 01:00 | 34598.9222 | 195 | 219 | 1103 | 2920 | 4 | 3.5 | 1.28 | 26 | 391.9166 | 1.133% | 8.8354 | 8.6825 | 15.9925 | 859.978 | 893.4884 | 2.2798
2018-01-20 02:00 | 33859.833 | 211 | 196 | 1409 | 2920 | 4 | 3.5 | 0.99 | 26 | 381.7505 | 1.127% | 9.5156 | 7.7343 | 15.7268 | 855.9551 | 888.9318 | 2.3286
2018-01-20 03:00 | 33602.1543 | 247 | 206 | 1409 | 2920 | 4.84 | 3.5 | 1 | 18 | 377.4324 | 1.123% | 13.4281 | 8.0986 | 15.8264 | 590.3742 | 627.7273 | 1.6632
2018-01-20 04:00 | 33704.1754 | 336 | 266 | 1409 | 2920 | 7.56 | 4.01 | 1 | 18 | 382.7263 | 1.136% | 28.8447 | 12.1124 | 15.9998 | 596.8428 | 653.7998 | 1.7083
2018-01-20 05:00 | 34540.3636 | 528 | 335 | 1409 | 2920 | 19.8 | 13 | 1.22 | 20 | 399.575 | 1.157% | 120.9401 | 50.3802 | 19.8858 | 675.5915 | 866.7976 | 2.1693
2018-01-20 06:00 | 35951.275 | 687 | 326 | 2131 | 2772 | 42.12 | 15 | 10 | 27.26 | 430.3677 | 1.197% | 346.3941 | 58.5375 | 255.099 | 904.5748 | 1564.6054 | 3.6355
2018-01-20 07:00 | 37239.6031 | 306 | 275 | 2131 | 2772 | 13.91 | 3.5 | 13.11 | 17.23 | 468.1155 | 1.257% | 53.5053 | 12.099 | 351.1835 | 600.3804 | 1017.1682 | 2.1729
2018-01-20 08:00 | 38007.9319 | 326 | 278 | 2131 | 2772 | 11.58 | 2.61 | 5 | 18.8 | 496.2817 | 1.306% | 49.2924 | 9.4741 | 139.1257 | 680.4639 | 878.3562 | 1.7699
2018-01-20 09:00 | 38297.3991 | 323 | 262 | 2131 | 2772 | 6.74 | 2 | 6.14 | 20.6 | 507.201 | 1.324% | 28.8319 | 6.9397 | 173.2857 | 756.2603 | 965.3176 | 1.9032
2018-01-20 10:00 | 37707.8483 | 277 | 328 | 1683 | 2772 | 7.05 | 3.5 | 1.22 | 16.02 | 515.0293 | 1.366% | 26.6728 | 15.6799 | 28.0443 | 606.5351 | 676.9321 | 1.3144
2018-01-20 11:00 | 36697.2728 | 222 | 307 | 1683 | 2772 | 6.95 | 3.5 | 2.56 | 18 | 493.128 | 1.344% | 20.7331 | 14.4388 | 57.8962 | 670.4889 | 763.557 | 1.5484
2018-01-20 12:00 | 35548.122 | 232 | 301 | 1683 | 2772 | 3.01 | 3.5 | 2 | 10.01 | 447.2146 | 1.258% | 8.7852 | 13.2536 | 42.3461 | 349.0813 | 413.4663 | 0.92454
2018-01-20 13:00 | 34668.7467 | 256 | 254 | 1683 | 2772 | 3.02 | 3.46 | 1 | 6.11 | 419.6243 | 1.21% | 9.3577 | 10.6373 | 20.3707 | 205.0014 | 245.3672 | 0.58473
2018-01-20 14:00 | 33969.0446 | 205 | 241 | 1674 | 2772 | 3 | 3.98 | 1.37 | 8.35 | 409.0979 | 1.204% | 7.4066 | 11.5517 | 27.6198 | 278.7556 | 325.3336 | 0.79525
2018-01-20 15:00 | 33539.7119 | 207 | 204 | 1674 | 2772 | 3.01 | 3.46 | 1 | 7.99 | 402.6138 | 1.2% | 7.4794 | 8.473 | 20.0948 | 265.87 | 301.9172 | 0.74989
2018-01-20 16:00 | 33521.5117 | 294 | 194 | 1674 | 2772 | 7.8 | 4.01 | 3.06 | 8 | 407.2084 | 1.215% | 27.857 | 9.4502 | 62.2257 | 269.3868 | 368.9198 | 0.90597
2018-01-20 17:00 | 34092.3812 | 464 | 260 | 1674 | 2772 | 22.62 | 9.11 | 2.99 | 24.62 | 436.7238 | 1.281% | 134.4498 | 30.3418 | 64.1174 | 874.2403 | 1103.1494 | 2.526
2018-01-20 18:00 | 35875.6139 | 401 | 315 | 1605 | 2816 | 20 | 12.64 | 2.99 | 29.66 | 461.6381 | 1.287% | 103.1993 | 51.2342 | 61.7516 | 1074.7467 | 1290.9318 | 2.7964
2018-01-20 19:00 | 35962.1738 | 222 | 281 | 1605 | 2816 | 4.44 | 19.08 | 4.04 | 35 | 447.331 | 1.244% | 12.2608 | 66.6911 | 80.6565 | 1225.981 | 1385.5893 | 3.0975
2018-01-20 20:00 | 35358.7197 | 269 | 319 | 1605 | 2816 | 4.07 | 11.21 | 3.27 | 35 | 426.5787 | 1.206% | 13.2084 | 43.1419 | 63.3177 | 1189.0587 | 1308.7266 | 3.068
2018-01-20 21:00 | 34646.8362 | 196 | 359 | 1605 | 2816 | 3.59 | 10.32 | 2.99 | 24 | 402.6361 | 1.162% | 8.1771 | 43.055 | 55.7693 | 785.4038 | 892.4052 | 2.2164
2018-01-20 22:00 | 33317.694 | 276 | 410 | 1103 | 2920 | 12 | 29.95 | 1.25 | 75 | 371.6993 | 1.116% | 36.9494 | 136.9927 | 15.3816 | 2443.211 | 2632.5347 | 7.0824
2018-01-20 23:00 | 31727.3117 | 239 | 360 | 1103 | 2920 | 5 | 14.54 | 1.23 | 75 | 337.9925 | 1.065% | 12.7304 | 55.7623 | 14.4529 | 2333.0168 | 2415.9623 | 7.148
2018-01-21 | 30234.9204 | 250 | 284 | 1103 | 2920 | 4.08 | 8.51 | 1 | 56 | 318.8252 | 1.054% | 10.7558 | 25.4854 | 11.6311 | 1724.3074 | 1772.1797 | 5.5585
2018-01-21 01:00 | 29146.9119 | 195 | 219 | 1103 | 2920 | 4 | 9.11 | 1 | 81.57 | 316.3161 | 1.085% | 8.4649 | 21.6517 | 11.9703 | 2584.8903 | 2626.9771 | 8.3049
2018-01-21 02:00 | 28425.6035 | 211 | 196 | 1409 | 2920 | 4.51 | 8.51 | 0.99 | 102.2 | 299.3105 | 1.053% | 10.0201 | 17.563 | 14.6879 | 3142.2884 | 3184.5593 | 10.6397
2018-01-21 03:00 | 28025.5348 | 247 | 206 | 1409 | 2920 | 4.51 | 10.01 | 1.25 | 56 | 289.5074 | 1.033% | 11.5075 | 21.3013 | 18.1939 | 1689.1825 | 1740.1852 | 6.0108
2018-01-21 04:00 | 27944.6578 | 336 | 266 | 1409 | 2920 | 5 | 10.24 | 1.32 | 56 | 286.4081 | 1.025% | 17.2185 | 27.917 | 19.0621 | 1675.9357 | 1740.1333 | 6.0757
2018-01-21 05:00 | 28290.2851 | 528 | 335 | 1409 | 2920 | 54 | 32.94 | 1.32 | 56 | 294.5435 | 1.041% | 296.8519 | 114.8895 | 19.3641 | 1702.4839 | 2133.5894 | 7.2437
2018-01-21 06:00 | 29125.3261 | 687 | 326 | 2131 | 2772 | 42.5 | 42.33 | 7.5 | 32 | 312.1225 | 1.072% | 312.896 | 147.8837 | 171.277 | 950.5993 | 1582.656 | 5.0706
2018-01-21 07:00 | 30058.2213 | 306 | 275 | 2131 | 2772 | 6.15 | 18.37 | 2.99 | 19 | 310.8625 | 1.034% | 19.4626 | 52.2453 | 65.8961 | 544.693 | 682.297 | 2.1949
2018-01-21 08:00 | 31257.0971 | 326 | 278 | 2131 | 2772 | 5.01 | 13.54 | 2.78 | 15.25 | 344.9218 | 1.103% | 18.023 | 41.537 | 65.3733 | 466.4822 | 591.4155 | 1.7146
2018-01-21 09:00 | 32508.5713 | 323 | 262 | 2131 | 2772 | 5.59 | 8.42 | 4.99 | 15 | 382.0686 | 1.175% | 21.2206 | 25.9273 | 124.9763 | 488.6838 | 660.808 | 1.7296
2018-01-21 10:00 | 33335.0787 | 277 | 328 | 1683 | 2772 | 4.51 | 15 | 1.49 | 20 | 422.3216 | 1.267% | 15.827 | 62.3314 | 31.7696 | 702.3686 | 812.2966 | 1.9234
2018-01-21 11:00 | 33938.8268 | 222 | 307 | 1683 | 2772 | 4.51 | 13.02 | 2.32 | 20 | 433.0987 | 1.276% | 12.7767 | 51.0081 | 49.8267 | 707.4785 | 821.0901 | 1.8958
2018-01-21 12:00 | 34262.9941 | 232 | 301 | 1683 | 2772 | 4.51 | 16.33 | 1.42 | 20 | 419.6136 | 1.225% | 12.8141 | 60.1973 | 29.2682 | 678.965 | 781.2447 | 1.8618
2018-01-21 13:00 | 34378.0416 | 256 | 254 | 1683 | 2772 | 4.51 | 8.51 | 1.61 | 11.44 | 397.0392 | 1.155% | 13.3343 | 24.9641 | 31.2941 | 366.2448 | 435.8372 | 1.0977
2018-01-21 14:00 | 34179.8483 | 205 | 241 | 1674 | 2772 | 4 | 8.51 | 1.42 | 12.92 | 389.5753 | 1.14% | 9.3462 | 23.3759 | 27.0935 | 408.2038 | 468.0194 | 1.2014
2018-01-21 15:00 | 34044.0514 | 207 | 204 | 1674 | 2772 | 4 | 4.02 | 1.53 | 11 | 380.6425 | 1.118% | 9.2578 | 9.1692 | 28.6367 | 340.9274 | 387.9911 | 1.0193
2018-01-21 16:00 | 34206.3466 | 294 | 194 | 1674 | 2772 | 8 | 6.18 | 2.99 | 11.48 | 382.0581 | 1.117% | 26.27 | 13.391 | 55.9048 | 355.4331 | 450.9989 | 1.1804
2018-01-21 17:00 | 35302.6266 | 464 | 260 | 1674 | 2772 | 20.91 | 10 | 1 | 21.24 | 410.6583 | 1.163% | 112.8614 | 30.2445 | 19.4728 | 684.8907 | 847.4695 | 2.0637
2018-01-21 18:00 | 36889.2633 | 401 | 315 | 1605 | 2816 | 20.31 | 18.53 | 2.99 | 22.31 | 487.042 | 1.32% | 107.5278 | 77.0641 | 63.3596 | 829.4661 | 1077.4177 | 2.2122
2018-01-21 19:00 | 37100.818 | 222 | 281 | 1605 | 2816 | 4 | 9.11 | 1.45 | 18.5 | 484.6218 | 1.306% | 11.5993 | 33.4383 | 30.3992 | 680.4932 | 755.9301 | 1.5598
2018-01-21 20:00 | 36467.848 | 269 | 319 | 1605 | 2816 | 5.04 | 8.51 | 2.54 | 17.84 | 464.1922 | 1.273% | 17.2572 | 34.5548 | 51.8915 | 639.4627 | 743.1662 | 1.601
2018-01-21 21:00 | 35162.889 | 196 | 359 | 1605 | 2816 | 4.55 | 8.51 | 2.58 | 16 | 420.1108 | 1.195% | 10.6548 | 36.5009 | 49.4737 | 538.3094 | 634.9388 | 1.5114
2018-01-21 22:00 | 33024.1824 | 276 | 410 | 1103 | 2920 | 7.66 | 41.14 | 0.99 | 43.16 | 364.673 | 1.104% | 23.3458 | 186.26 | 12.0582 | 1391.6684 | 1613.3325 | 4.4241
2018-01-21 23:00 | 31024.9637 | 239 | 360 | 1103 | 2920 | 4.51 | 16.88 | 0.99 | 49 | 320.1366 | 1.032% | 11.1224 | 62.7045 | 11.2677 | 1476.3963 | 1561.491 | 4.8776
2018-01-22 | 29490.8435 | 250 | 284 | 1103 | 2920 | 4.01 | 6 | 0.99 | 20.73 | 289.5291 | 0.9818% | 9.8421 | 16.7292 | 10.7205 | 594.2747 | 631.5666 | 2.1814
2018-01-22 01:00 | 28743.6419 | 195 | 219 | 1103 | 2920 | 4 | 4.42 | 0.99 | 26.16 | 290.3144 | 1.01% | 7.8781 | 9.7767 | 11.029 | 771.5204 | 800.2042 | 2.7563
2018-01-22 02:00 | 28549.6609 | 211 | 196 | 1409 | 2920 | 4 | 3.98 | 1.13 | 34.96 | 296.6048 | 1.039% | 8.7684 | 8.1043 | 16.5412 | 1060.5509 | 1093.9648 | 3.6883
2018-01-22 03:00 | 28966.985 | 247 | 206 | 1409 | 2920 | 4.01 | 4.01 | 1.25 | 18 | 315.2025 | 1.088% | 10.7777 | 8.9887 | 19.1649 | 571.9284 | 610.8598 | 1.938
2018-01-22 04:00 | 30214.9599 | 336 | 266 | 1409 | 2920 | 19.67 | 6 | 1.33 | 25 | 334.6541 | 1.108% | 73.2011 | 17.6769 | 20.7557 | 808.5315 | 920.1652 | 2.7496
2018-01-22 05:00 | 32842.0301 | 528 | 335 | 1409 | 2920 | 60 | 6 | 1 | 60.2 | 403.8521 | 1.23% | 389.5629 | 24.7166 | 17.3262 | 2161.582 | 2593.1877 | 6.4211
2018-01-22 06:00 | 37582.4195 | 687 | 326 | 2131 | 2772 | 28.91 | 3.5 | 4.69 | 23.82 | 518.4355 | 1.379% | 273.9775 | 15.7397 | 137.8689 | 910.8461 | 1338.4321 | 2.5817
2018-01-22 07:00 | 39626.7825 | 306 | 275 | 2131 | 2772 | 9.67 | 1.31 | 3.95 | 17.23 | 600.0257 | 1.514% | 44.8053 | 5.4549 | 127.4564 | 723.2019 | 900.9184 | 1.5015
2018-01-22 08:00 | 39106.9202 | 326 | 278 | 2131 | 2772 | 8.7 | 2 | 3.15 | 14.52 | 581.5977 | 1.487% | 42.1799 | 8.2688 | 99.8305 | 598.5892 | 748.8685 | 1.2876
2018-01-22 09:00 | 38645.0277 | 323 | 262 | 2131 | 2772 | 5.22 | 1 | 4.42 | 11.84 | 548.1864 | 1.419% | 23.9171 | 3.7165 | 133.6104 | 465.5642 | 626.8082 | 1.1434
2018-01-22 10:00 | 38401.9423 | 277 | 328 | 1683 | 2772 | 4.22 | 3.11 | 1 | 8.75 | 523.2668 | 1.363% | 15.928 | 13.8997 | 22.9326 | 330.4998 | 383.2602 | 0.73244
2018-01-22 11:00 | 37894.5094 | 222 | 307 | 1683 | 2772 | 3.09 | 3.01 | 1 | 5.5 | 488.1402 | 1.288% | 8.8365 | 11.9035 | 21.6797 | 196.3922 | 238.8118 | 0.48923
2018-01-22 12:00 | 37258.7249 | 232 | 301 | 1683 | 2772 | 3.01 | 3.11 | 0.99 | 4.1 | 456.3152 | 1.225% | 8.5525 | 11.4647 | 20.4059 | 139.1919 | 179.615 | 0.39362
2018-01-22 13:00 | 36705.9075 | 256 | 254 | 1683 | 2772 | 3.43 | 1 | 1.29 | 3.83 | 423.8488 | 1.155% | 10.1393 | 2.933 | 25.0697 | 122.5934 | 160.7354 | 0.37923
2018-01-22 14:00 | 36068.5032 | 205 | 241 | 1674 | 2772 | 3 | 1 | 1.42 | 4.83 | 404.1999 | 1.121% | 6.892 | 2.7008 | 26.6386 | 150.0405 | 186.2718 | 0.46084
2018-01-22 15:00 | 35611.4101 | 207 | 204 | 1674 | 2772 | 3 | 0.23 | 1.21 | 5.12 | 405.5372 | 1.139% | 7.0719 | 0.53432 | 23.0665 | 161.6236 | 192.2963 | 0.47418
2018-01-22 16:00 | 35676.9638 | 294 | 194 | 1674 | 2772 | 4.32 | 0.22 | 2.48 | 6.51 | 421.9589 | 1.183% | 15.0215 | 0.50479 | 49.1009 | 213.4305 | 278.0577 | 0.65897
2018-01-22 17:00 | 36822.1816 | 464 | 260 | 1674 | 2772 | 12 | 1.03 | 1.58 | 15.23 | 471.6329 | 1.281% | 71.3171 | 3.4301 | 33.8772 | 540.739 | 649.3634 | 1.3768
2018-01-22 18:00 | 39661.4358 | 401 | 315 | 1605 | 2816 | 23.22 | 2 | 2.89 | 29.55 | 562.8738 | 1.419% | 132.1445 | 8.9409 | 65.8287 | 1180.9533 | 1387.8675 | 2.4657
2018-01-22 19:00 | 40511.5035 | 222 | 281 | 1605 | 2816 | 4.84 | 1 | 1.6 | 14.12 | 602.7955 | 1.488% | 15.9878 | 4.1812 | 38.2108 | 591.642 | 650.0219 | 1.0783
2018-01-22 20:00 | 40531.1956 | 269 | 319 | 1605 | 2816 | 5.22 | 2 | 2.23 | 12.98 | 616.5841 | 1.521% | 21.3612 | 9.7056 | 54.4481 | 556.0454 | 641.5603 | 1.0405
2018-01-22 21:00 | 39754.4606 | 196 | 359 | 1605 | 2816 | 3.22 | 3.36 | 2.21 | 10.54 | 603.5348 | 1.518% | 9.5814 | 18.3126 | 53.8498 | 450.5985 | 532.3423 | 0.88204
2018-01-22 22:00 | 37948.722 | 276 | 410 | 1103 | 2920 | 5.18 | 4.01 | 1 | 8 | 573.258 | 1.511% | 21.5969 | 24.836 | 16.6621 | 352.879 | 415.974 | 0.72563
2018-01-22 23:00 | 36211.2464 | 239 | 360 | 1103 | 2920 | 6.83 | 3.11 | 1 | 8 | 549.8768 | 1.519% | 24.7879 | 17.0014 | 16.7493 | 354.7274 | 413.2661 | 0.75156
2018-01-23 | 35347.569 | 250 | 284 | 1103 | 2920 | 2.9 | 3.46 | 0.99 | 5.1 | 546.9262 | 1.547% | 11.2178 | 15.2042 | 16.8958 | 230.4211 | 273.7389 | 0.5005
2018-01-23 01:00 | 35238.3141 | 195 | 219 | 1103 | 2920 | 1.01 | 1 | 0.99 | 3.11 | 558.4992 | 1.585% | 3.1215 | 3.471 | 17.3069 | 143.9298 | 167.8291 | 0.3005
2018-01-23 02:00 | 35600.9342 | 211 | 196 | 1409 | 2920 | 2 | 1.05 | 1.3 | 3 | 579.7299 | 1.628% | 6.8719 | 3.3513 | 29.8276 | 142.6489 | 182.6997 | 0.31515
2018-01-23 03:00 | 36300.1963 | 247 | 206 | 1409 | 2920 | 2.34 | 1 | 1.29 | 3.63 | 607.8973 | 1.675% | 9.6791 | 3.4498 | 30.4384 | 177.5051 | 221.0723 | 0.36367
2018-01-23 04:00 | 37909.4163 | 336 | 266 | 1409 | 2920 | 5.31 | 3.49 | 0.99 | 5.88 | 652.8057 | 1.722% | 30.7235 | 15.9862 | 24.0206 | 295.663 | 366.3932 | 0.56126
2018-01-23 05:00 | 41428.8421 | 528 | 335 | 1409 | 2920 | 9.19 | 3.11 | 0.99 | 9.27 | 737.8754 | 1.781% | 86.4231 | 18.556 | 24.8443 | 482.1063 | 611.9297 | 0.82931
2018-01-23 06:00 | 46309.2103 | 687 | 326 | 2131 | 2772 | 25.59 | 1.59 | 5.04 | 25.76 | 853.6149 | 1.843% | 324.0572 | 9.5545 | 197.9742 | 1316.2359 | 1847.8218 | 2.1647
2018-01-23 07:00 | 48247.9671 | 306 | 275 | 2131 | 2772 | 15.31 | 1 | 5 | 21.94 | 902.6742 | 1.871% | 87.6493 | 5.145 | 199.3451 | 1137.8417 | 1429.9811 | 1.5842
2018-01-23 08:00 | 46722.958 | 326 | 278 | 2131 | 2772 | 10.38 | 1 | 3.58 | 11.1 | 849.0144 | 1.817% | 61.4893 | 5.0516 | 138.6281 | 559.1147 | 764.2837 | 0.9002
2018-01-23 09:00 | 44307.6946 | 323 | 262 | 2131 | 2772 | 5.65 | 1 | 3.97 | 8.26 | 743.4622 | 1.678% | 30.6218 | 4.3962 | 141.956 | 384.1962 | 561.1702 | 0.75481
2018-01-23 10:00 | 41936.1578 | 277 | 328 | 1683 | 2772 | 3.58 | 3.5 | 0.99 | 3.58 | 641.482 | 1.53% | 15.1691 | 17.5605 | 25.4868 | 151.8001 | 210.0165 | 0.32739
2018-01-23 11:00 | 39869.4515 | 222 | 307 | 1683 | 2772 | 2.8 | 3.5 | 0.99 | 3 | 568.4497 | 1.426% | 8.8626 | 15.32 | 23.7559 | 118.5677 | 166.5061 | 0.29291
2018-01-23 12:00 | 38065.8645 | 232 | 301 | 1683 | 2772 | 4 | 3.46 | 0.99 | 4.94 | 514.8397 | 1.352% | 12.5512 | 14.0857 | 22.5349 | 185.2066 | 234.3784 | 0.45525
2018-01-23 13:00 | 36860.9759 | 256 | 254 | 1683 | 2772 | 3.88 | 2 | 1 | 4.08 | 480.5124 | 1.304% | 12.9482 | 6.6222 | 21.9393 | 147.4318 | 188.9415 | 0.39321
2018-01-23 14:00 | 35933.776 | 205 | 241 | 1674 | 2772 | 3.51 | 1.21 | 1.55 | 3.86 | 459.7354 | 1.279% | 9.2059 | 3.7308 | 33.1965 | 136.8944 | 183.0276 | 0.39812
2018-01-23 15:00 | 35352.0592 | 207 | 204 | 1674 | 2772 | 3.51 | 0.01 | 1.51 | 3.78 | 449.1156 | 1.27% | 9.2304 | 0.025916 | 32.1126 | 133.1154 | 174.4844 | 0.38851
2018-01-23 16:00 | 35591.6966 | 294 | 194 | 1674 | 2772 | 4.84 | 0.01 | 2.09 | 5.04 | 457.5536 | 1.286% | 18.293 | 0.02494 | 44.9775 | 179.6044 | 242.8999 | 0.53087
2018-01-23 17:00 | 36901.6126 | 464 | 260 | 1674 | 2772 | 12.2 | 2 | 1.69 | 14.21 | 496.2297 | 1.345% | 76.1229 | 6.9926 | 38.0434 | 529.6935 | 650.8525 | 1.3116
2018-01-23 18:00 | 39934.789 | 401 | 315 | 1605 | 2816 | 14.35 | 3.11 | 2.98 | 21.85 | 571.8814 | 1.432% | 82.4045 | 14.029 | 68.4929 | 881.1273 | 1046.0537 | 1.8291
2018-01-23 19:00 | 40972.4814 | 222 | 281 | 1605 | 2816 | 4 | 1 | 1.55 | 10.55 | 605.4145 | 1.478% | 13.1212 | 4.1521 | 36.7593 | 438.9809 | 493.0135 | 0.81434
2018-01-23 20:00 | 41329.376 | 269 | 319 | 1605 | 2816 | 4 | 2 | 1.9 | 9.18 | 621.3349 | 1.503% | 16.1763 | 9.5915 | 45.8454 | 388.6353 | 460.2485 | 0.74074
2018-01-23 21:00 | 40786.6523 | 196 | 359 | 1605 | 2816 | 3 | 2.11 | 1.87 | 8.89 | 612.8665 | 1.503% | 8.8354 | 11.3822 | 45.0987 | 376.1683 | 441.4846 | 0.72036
2018-01-23 22:00 | 39139.3463 | 276 | 410 | 1103 | 2920 | 4 | 4.01 | 1 | 5.21 | 588.2196 | 1.503% | 16.5919 | 24.7089 | 16.5768 | 228.637 | 286.5146 | 0.48709
2018-01-23 23:00 | 37506.8528 | 239 | 360 | 1103 | 2920 | 4.08 | 3.5 | 1 | 4.81 | 561.911 | 1.498% | 14.6088 | 18.8768 | 16.5247 | 210.4189 | 260.4292 | 0.46347
2018-01-24 | 36883.3912 | 250 | 284 | 1103 | 2920 | 2.61 | 2.13 | 0.99 | 3 | 566.7064 | 1.536% | 10.0255 | 9.2945 | 16.7779 | 134.5958 | 170.6937 | 0.3012
2018-01-24 01:00 | 36945.9827 | 195 | 219 | 1103 | 2920 | 2 | 0.45 | 0.99 | 2.99 | 584.051 | 1.581% | 6.1652 | 1.5579 | 17.2621 | 138.0186 | 163.0038 | 0.27909
2018-01-24 02:00 | 37277.8795 | 211 | 196 | 1409 | 2920 | 2 | 0.19 | 1 | 3 | 614.1494 | 1.647% | 6.9524 | 0.61353 | 23.2131 | 144.3201 | 175.0992 | 0.28511
2018-01-24 03:00 | 38194.3206 | 247 | 206 | 1409 | 2920 | 2.11 | 0.27 | 1 | 2.61 | 646.8132 | 1.693% | 8.8259 | 0.94191 | 23.8611 | 129.0635 | 162.6925 | 0.25153
2018-01-24 04:00 | 39832.9957 | 336 | 266 | 1409 | 2920 | 4 | 1 | 1 | 4.2 | 694.5078 | 1.744% | 23.4333 | 4.6378 | 24.5666 | 213.8289 | 266.4666 | 0.38368
2018-01-24 05:00 | 43193.0635 | 528 | 335 | 1409 | 2920 | 9.43 | 1.25 | 0.99 | 8 | 779.3809 | 1.804% | 89.8424 | 7.556 | 25.1699 | 421.5107 | 544.079 | 0.69809
2018-01-24 06:00 | 48012.8704 | 687 | 326 | 2131 | 2772 | 41.41 | 2.11 | 16.82 | 41.41 | 891.5992 | 1.857% | 528.2919 | 12.7736 | 665.6125 | 2131.6233 | 3338.3013 | 3.7442
2018-01-24 07:00 | 49570.2506 | 306 | 275 | 2131 | 2772 | 19.65 | 1.05 | 9 | 28.2 | 934.2207 | 1.885% | 113.3215 | 5.4419 | 361.4551 | 1473.2305 | 1953.4489 | 2.091
2018-01-24 08:00 | 47540.3206 | 326 | 278 | 2131 | 2772 | 6.55 | 1 | 4.29 | 7.01 | 865.0729 | 1.82% | 38.8552 | 5.0587 | 166.3533 | 353.5915 | 563.8587 | 0.6518
2018-01-24 09:00 | 44709.817 | 323 | 262 | 2131 | 2772 | 4.55 | 1.06 | 3.45 | 4.91 | 747.7643 | 1.672% | 24.5797 | 4.6448 | 122.9601 | 227.6337 | 379.8183 | 0.50794
2018-01-24 10:00 | 42178.8955 | 277 | 328 | 1683 | 2772 | 3 | 3.5 | 0.99 | 3 | 645.3469 | 1.53% | 12.7145 | 17.5647 | 25.4928 | 127.2367 | 183.0087 | 0.28358
2018-01-24 11:00 | 40083.124 | 222 | 307 | 1683 | 2772 | 3 | 3.98 | 1.22 | 6.87 | 569.6341 | 1.421% | 9.4647 | 17.3642 | 29.1795 | 270.6352 | 326.6438 | 0.57343
2018-01-24 12:00 | 38306.2816 | 232 | 301 | 1683 | 2772 | 3 | 3.5 | 1 | 4 | 514.3528 | 1.343% | 9.3455 | 14.1457 | 22.5983 | 148.8827 | 194.9722 | 0.37906
2018-01-24 13:00 | 37091.2594 | 256 | 254 | 1683 | 2772 | 2.35 | 3 | 1.48 | 3.93 | 482.6916 | 1.301% | 7.829 | 9.9164 | 32.4149 | 141.7699 | 191.9301 | 0.39762
2018-01-24 14:00 | 36100.8805 | 205 | 241 | 1674 | 2772 | 1.5 | 3.01 | 1.5 | 2.65 | 459.7527 | 1.274% | 3.9161 | 9.2383 | 31.9781 | 93.5504 | 138.6829 | 0.30165
2018-01-24 15:00 | 35435.0179 | 207 | 204 | 1674 | 2772 | 1.48 | 1 | 1.48 | 2.42 | 442.486 | 1.249% | 3.8256 | 2.5474 | 30.9374 | 83.7675 | 121.0779 | 0.27363
2018-01-24 16:00 | 35499.5846 | 294 | 194 | 1674 | 2772 | 3 | 0.29 | 1.6 | 3.2 | 442.2916 | 1.246% | 10.9889 | 0.70095 | 33.3704 | 110.5169 | 155.5771 | 0.35175
2018-01-24 17:00 | 36463.8554 | 464 | 260 | 1674 | 2772 | 11.42 | 2.48 | 1.72 | 11.62 | 475.8007 | 1.305% | 69.1427 | 8.4137 | 37.5704 | 420.3024 | 535.4293 | 1.1253
2018-01-24 18:00 | 39403.6058 | 401 | 315 | 1605 | 2816 | 14.19 | 3.5 | 2.72 | 17.86 | 557.2017 | 1.414% | 80.4643 | 15.5903 | 61.7334 | 711.1981 | 868.9861 | 1.5596
2018-01-24 19:00 | 40524.7493 | 222 | 281 | 1605 | 2816 | 4 | 2.11 | 1.55 | 7.7 | 604.6061 | 1.492% | 13.2485 | 8.8459 | 37.1158 | 323.501 | 382.7111 | 0.63299
2018-01-24 20:00 | 40962.4541 | 269 | 319 | 1605 | 2816 | 4 | 3.11 | 1.92 | 7.64 | 616.6442 | 1.505% | 16.198 | 14.9348 | 46.3901 | 323.873 | 401.3958 | 0.65094
2018-01-24 21:00 | 40551.8609 | 196 | 359 | 1605 | 2816 | 2.51 | 4.01 | 1.62 | 5.88 | 597.2078 | 1.473% | 7.2451 | 21.2009 | 38.2917 | 243.8511 | 310.5887 | 0.52007
2018-01-24 22:00 | 39034.969 | 276 | 410 | 1103 | 2920 | 4 | 6.49 | 1 | 5 | 549.9775 | 1.409% | 15.5546 | 37.4904 | 15.5406 | 205.7046 | 274.2901 | 0.49873
2018-01-24 23:00 | 37553.1031 | 239 | 360 | 1103 | 2920 | 2.92 | 5.25 | 1 | 3.9 | 511.1596 | 1.361% | 9.4993 | 25.726 | 15.0136 | 155.0094 | 205.2484 | 0.40153
2018-01-25 | 36786.1936 | 250 | 284 | 1103 | 2920 | 6 | 5 | 0.97 | 8.79 | 518.3098 | 1.409% | 21.1347 | 20.0075 | 15.0748 | 361.6399 | 417.8569 | 0.80619
2018-01-25 01:00 | 36753.1006 | 195 | 219 | 1103 | 2920 | 2.9 | 3.5 | 0.97 | 7.23 | 545.191 | 1.483% | 8.3886 | 11.3702 | 15.8709 | 313.1669 | 348.7965 | 0.63977
2018-01-25 02:00 | 37130.6712 | 211 | 196 | 1409 | 2920 | 3.14 | 2.6 | 0.99 | 6 | 565.9296 | 1.524% | 10.0981 | 7.7671 | 21.2606 | 267.0322 | 306.1581 | 0.54098
2018-01-25 03:00 | 37995.4752 | 247 | 206 | 1409 | 2920 | 4.15 | 3.5 | 0.99 | 6.77 | 618.7432 | 1.628% | 16.6926 | 11.7412 | 22.7156 | 321.9216 | 373.071 | 0.60295
2018-01-25 04:00 | 39693.6328 | 336 | 266 | 1409 | 2920 | 9.35 | 4.84 | 1.21 | 9.35 | 685.5406 | 1.727% | 54.2579 | 22.2351 | 29.4448 | 471.5272 | 577.4651 | 0.84235
2018-01-25 05:00 | 43231.735 | 528 | 335 | 1409 | 2920 | 11.47 | 3.95 | 0.99 | 10.47 | 741.8425 | 1.716% | 103.9217 | 22.7065 | 23.9362 | 524.6124 | 675.1769 | 0.91014
2018-01-25 06:00 | 48039.4232 | 687 | 326 | 2131 | 2772 | 30.35 | 3.5 | 4.61 | 30.55 | 830.5405 | 1.729% | 360.4778 | 19.7264 | 169.8429 | 1464.089 | 2014.1361 | 2.4251
2018-01-25 07:00 | 49485.1246 | 306 | 275 | 2131 | 2772 | 14.91 | 2.11 | 6.31 | 24.4 | 872.1675 | 1.762% | 80.4126 | 10.2268 | 236.9944 | 1192.088 | 1519.7218 | 1.7425
2018-01-25 08:00 | 47391.5182 | 326 | 278 | 2131 | 2772 | 5.36 | 2.06 | 3.87 | 15.85 | 824.0985 | 1.739% | 30.3851 | 9.9584 | 143.4078 | 764.0134 | 947.7648 | 1.1501
2018-01-25 09:00 | 44664.3277 | 323 | 262 | 2131 | 2772 | 4 | 2 | 2.6 | 9.92 | 730.4238 | 1.635% | 21.1289 | 8.5693 | 90.6089 | 449.696 | 570.0031 | 0.78037
2018-01-25 10:00 | 42447.3264 | 277 | 328 | 1683 | 2772 | 4 | 5.51 | 0.99 | 7.62 | 605.3999 | 1.426% | 15.8027 | 25.7761 | 23.7635 | 301.2591 | 366.6015 | 0.60555
2018-01-25 11:00 | 40523.8545 | 222 | 307 | 1683 | 2772 | 3 | 5.51 | 1.44 | 7.14 | 511.0743 | 1.261% | 8.3994 | 21.3336 | 30.5647 | 249.6116 | 309.9092 | 0.60639
2018-01-25 12:00 | 39029.7897 | 232 | 301 | 1683 | 2772 | 3 | 5.51 | 1.53 | 6 | 462.3476 | 1.185% | 8.2448 | 19.6467 | 30.5034 | 197.023 | 255.4179 | 0.55244
2018-01-25 13:00 | 37958.942 | 256 | 254 | 1683 | 2772 | 3 | 4.32 | 1.56 | 6 | 436.4392 | 1.15% | 8.8302 | 12.6162 | 30.1869 | 191.2292 | 242.8624 | 0.55646
2018-01-25 14:00 | 37156.0348 | 205 | 241 | 1674 | 2772 | 3 | 4.38 | 1.32 | 8 | 425.4711 | 1.145% | 7.0423 | 12.0874 | 25.3029 | 253.9358 | 298.3684 | 0.70127
2018-01-25 15:00 | 36725.8548 | 207 | 204 | 1674 | 2772 | 3 | 4.01 | 1.33 | 8 | 422.5783 | 1.151% | 7.1454 | 9.4126 | 25.6178 | 255.1635 | 297.3393 | 0.70363
2018-01-25 16:00 | 37019.5368 | 294 | 194 | 1674 | 2772 | 4 | 3.5 | 1.55 | 8 | 455.2627 | 1.23% | 14.4623 | 8.3503 | 31.9094 | 272.7183 | 327.4403 | 0.71923
2018-01-25 17:00 | 38293.7526 | 464 | 260 | 1674 | 2772 | 14.1 | 3.98 | 1.77 | 15.46 | 523.8293 | 1.368% | 89.495 | 14.1553 | 40.5313 | 586.2254 | 730.407 | 1.3944
2018-01-25 18:00 | 40788.0615 | 401 | 315 | 1605 | 2816 | 20 | 10 | 2.53 | 22.7 | 559.3068 | 1.371% | 109.9744 | 43.1944 | 55.6817 | 876.5477 | 1085.3982 | 1.9406
2018-01-25 19:00 | 41375.1894 | 222 | 281 | 1605 | 2816 | 4 | 4.01 | 1.53 | 13.76 | 547.9629 | 1.324% | 11.7605 | 14.9232 | 32.522 | 513.1712 | 572.3768 | 1.0446
2018-01-25 20:00 | 41096.0996 | 269 | 319 | 1605 | 2816 | 6 | 4.01 | 1.47 | 12.84 | 526.8163 | 1.282% | 20.6901 | 16.3981 | 30.2448 | 463.507 | 530.8399 | 1.0076
2018-01-25 21:00 | 39838.1539 | 196 | 359 | 1605 | 2816 | 5.09 | 5 | 0.99 | 10.68 | 489.8674 | 1.23% | 12.2674 | 22.0721 | 19.5384 | 369.8139 | 423.6918 | 0.86491
2018-01-25 22:00 | 37320.3467 | 276 | 410 | 1103 | 2920 | 10.25 | 10.46 | 1 | 10.96 | 430.8689 | 1.155% | 32.6612 | 49.5125 | 12.7343 | 369.4816 | 464.3897 | 1.0778
2018-01-25 23:00 | 35227.371 | 239 | 360 | 1103 | 2920 | 8.11 | 8.73 | 1 | 9.84 | 379.5031 | 1.077% | 20.8811 | 33.8573 | 11.8826 | 309.5373 | 376.1583 | 0.99119
2018-01-26 | 33855.2829 | 250 | 284 | 1103 | 2920 | 5.45 | 7.26 | 0.97 | 16 | 354.6414 | 1.048% | 14.2725 | 21.5982 | 11.2075 | 489.4021 | 536.4804 | 1.5127
2018-01-26 01:00 | 33172.8854 | 195 | 219 | 1103 | 2920 | 4 | 5.25 | 0.99 | 16 | 345.4277 | 1.041% | 8.1221 | 11.9723 | 11.3706 | 486.4932 | 517.9583 | 1.4995
2018-01-26 02:00 | 32843.1204 | 211 | 196 | 1409 | 2920 | 4 | 4.01 | 1.14 | 16 | 343.0771 | 1.045% | 8.8164 | 8.2101 | 16.7789 | 488.0342 | 521.8395 | 1.5211
2018-01-26 03:00 | 32943.2884 | 247 | 206 | 1409 | 2920 | 4.34 | 5.51 | 2.34 | 16 | 342.0053 | 1.038% | 11.1289 | 11.7838 | 34.2289 | 485.0301 | 542.1717 | 1.5853
2018-01-26 04:00 | 33684.456 | 336 | 266 | 1409 | 2920 | 6.69 | 8 | 1.24 | 9.93 | 358.6827 | 1.065% | 23.9357 | 22.6596 | 18.6043 | 308.7543 | 373.9539 | 1.0426
2018-01-26 05:00 | 36029.6214 | 528 | 335 | 1409 | 2920 | 12.73 | 13 | 1.63 | 12.93 | 404.2572 | 1.122% | 75.4155 | 48.8637 | 25.7689 | 423.6229 | 573.671 | 1.4191
2018-01-26 06:00 | 39753.844 | 687 | 326 | 2131 | 2772 | 34.77 | 10.11 | 3.04 | 25.29 | 482.092 | 1.213% | 289.6758 | 39.9687 | 78.5612 | 850.1447 | 1258.3503 | 2.6102
2018-01-26 07:00 | 40936.8447 | 306 | 275 | 2131 | 2772 | 10.48 | 6 | 4.61 | 22.85 | 514.8713 | 1.258% | 40.3336 | 20.7524 | 123.5574 | 796.6429 | 981.2863 | 1.9059
2018-01-26 08:00 | 40395.5446 | 326 | 278 | 2131 | 2772 | 6.32 | 3.98 | 4.43 | 16.82 | 505.1962 | 1.251% | 25.7668 | 13.8374 | 118.063 | 583.1038 | 740.771 | 1.4663
2018-01-26 09:00 | 40153.6832 | 323 | 262 | 2131 | 2772 | 4.39 | 3.98 | 2.99 | 13.15 | 509.3528 | 1.269% | 17.9871 | 13.2275 | 80.8254 | 462.3941 | 574.4341 | 1.1278
2018-01-26 10:00 | 39699.9811 | 277 | 328 | 1683 | 2772 | 4 | 6 | 1.35 | 9.9 | 501.2969 | 1.263% | 13.9909 | 24.8502 | 28.6895 | 346.5238 | 414.0544 | 0.82597
2018-01-26 11:00 | 38842.789 | 222 | 307 | 1683 | 2772 | 4 | 5.51 | 1.54 | 7.96 | 485.2657 | 1.249% | 11.0938 | 21.1329 | 32.3798 | 275.6611 | 340.2676 | 0.7012
2018-01-26 12:00 | 38042.2223 | 232 | 301 | 1683 | 2772 | 4 | 5.51 | 1.56 | 8 | 467.9777 | 1.23% | 11.4158 | 20.4022 | 32.2974 | 272.7988 | 336.9143 | 0.71994
2018-01-26 13:00 | 37397.4232 | 256 | 254 | 1683 | 2772 | 4.38 | 3.98 | 1.58 | 7.31 | 452.9529 | 1.211% | 13.5808 | 12.2441 | 32.2072 | 245.4268 | 303.4589 | 0.66996
2018-01-26 14:00 | 36680.361 | 205 | 241 | 1674 | 2772 | 4 | 3.98 | 1.25 | 8 | 429.7937 | 1.172% | 9.6082 | 11.239 | 24.5184 | 259.8422 | 305.2077 | 0.71013
2018-01-26 15:00 | 36147.0019 | 207 | 204 | 1674 | 2772 | 4 | 3.46 | 1.06 | 8 | 416.9499 | 1.153% | 9.5508 | 8.1418 | 20.4679 | 255.7966 | 293.9571 | 0.70502
2018-01-26 16:00 | 36101.7705 | 294 | 194 | 1674 | 2772 | 4.24 | 3.02 | 1.25 | 8.89 | 424.14 | 1.175% | 14.6452 | 6.8832 | 24.5836 | 289.5181 | 335.6301 | 0.79132
2018-01-26 17:00 | 36605.8385 | 464 | 260 | 1674 | 2772 | 15.13 | 4.11 | 1.63 | 17.13 | 461.4392 | 1.261% | 88.4955 | 13.4704 | 34.3959 | 598.5697 | 734.9314 | 1.5927
2018-01-26 18:00 | 37632.9915 | 401 | 315 | 1605 | 2816 | 20 | 6 | 2.22 | 25.71 | 486.333 | 1.292% | 103.6429 | 24.4246 | 46.0461 | 935.6205 | 1109.734 | 2.2818
2018-01-26 19:00 | 37198.9114 | 222 | 281 | 1605 | 2816 | 4 | 3.5 | 1.23 | 14.76 | 491.0069 | 1.32% | 11.7212 | 12.9817 | 26.0578 | 548.626 | 599.3867 | 1.2207
2018-01-26 20:00 | 36494.3339 | 269 | 319 | 1605 | 2816 | 6.49 | 4.01 | 0.99 | 14.34 | 456.568 | 1.251% | 21.8412 | 16.0035 | 19.8788 | 505.1982 | 562.9218 | 1.2329
2018-01-26 21:00 | 35371.7164 | 196 | 359 | 1605 | 2816 | 3 | 4.01 | 1 | 11.27 | 423.3973 | 1.197% | 7.0383 | 17.2318 | 19.2118 | 379.8819 | 423.3637 | 0.99992
2018-01-26 22:00 | 33751.5071 | 276 | 410 | 1103 | 2920 | 6.2 | 5 | 1 | 8.2 | 385.5316 | 1.142% | 19.5464 | 23.4164 | 12.5992 | 273.5039 | 329.0659 | 0.85354
2018-01-26 23:00 | 31815.4178 | 239 | 360 | 1103 | 2920 | 5.22 | 5 | 1 | 10.22 | 345.7293 | 1.087% | 13.5571 | 19.5601 | 11.986 | 324.2891 | 369.3923 | 1.0684
2018-01-27 | 30219.5706 | 250 | 284 | 1103 | 2920 | 10 | 4.01 | 1 | 14.23 | 311.5222 | 1.031% | 25.7716 | 11.7399 | 11.3704 | 428.3399 | 477.2218 | 1.5319
2018-01-27 01:00 | 29167.1393 | 195 | 219 | 1103 | 2920 | 4.87 | 3.44 | 1 | 8.21 | 297.9251 | 1.021% | 9.7001 | 7.6951 | 11.2665 | 244.8721 | 273.5338 | 0.91813
2018-01-27 02:00 | 28459.6603 | 211 | 196 | 1409 | 2920 | 4.93 | 2.11 | 1.35 | 8 | 303.0625 | 1.065% | 11.0772 | 4.4039 | 20.2557 | 248.757 | 284.4939 | 0.93873
2018-01-27 03:00 | 28272.1365 | 247 | 206 | 1409 | 2920 | 4.63 | 2.99 | 1.38 | 4.84 | 288.4271 | 1.02% | 11.6669 | 6.2837 | 19.8366 | 144.1802 | 181.9675 | 0.6309
2018-01-27 04:00 | 28410.2268 | 336 | 266 | 1409 | 2920 | 6.29 | 4.11 | 1.33 | 6.49 | 297.269 | 1.046% | 22.1139 | 11.4393 | 19.6082 | 198.2908 | 251.4521 | 0.84587
2018-01-27 05:00 | 29015.8789 | 528 | 335 | 1409 | 2920 | 20 | 10.07 | 1.44 | 14 | 318.6139 | 1.098% | 115.9559 | 37.0428 | 22.2793 | 448.8899 | 624.1679 | 1.959
2018-01-27 06:00 | 30402.4168 | 687 | 326 | 2131 | 2772 | 29.75 | 33.82 | 2.99 | 12.05 | 336.4154 | 1.107% | 226.1577 | 121.9997 | 70.5054 | 369.6136 | 788.2765 | 2.3432
2018-01-27 07:00 | 31980.144 | 306 | 275 | 2131 | 2772 | 6 | 6.37 | 4.36 | 10 | 365.4917 | 1.143% | 20.9831 | 20.0202 | 106.1859 | 316.8037 | 463.993 | 1.2695
2018-01-27 08:00 | 33381.882 | 326 | 278 | 2131 | 2772 | 8.61 | 4.11 | 3.83 | 12 | 402.4986 | 1.206% | 33.8434 | 13.7765 | 98.4092 | 401.0773 | 547.1064 | 1.3593
2018-01-27 09:00 | 34651.1263 | 323 | 262 | 2131 | 2772 | 10 | 3.5 | 2.99 | 16.77 | 442.249 | 1.276% | 41.2242 | 11.7036 | 81.3213 | 593.302 | 727.551 | 1.6451
2018-01-27 10:00 | 35351.0979 | 277 | 328 | 1683 | 2772 | 5.47 | 7.68 | 1.43 | 12.93 | 444.7341 | 1.258% | 19.0618 | 31.6908 | 30.2773 | 450.9094 | 531.9393 | 1.1961
2018-01-27 11:00 | 35489.9085 | 222 | 307 | 1683 | 2772 | 4 | 4.11 | 1.46 | 11 | 437.0335 | 1.231% | 10.9351 | 15.5378 | 30.2585 | 375.4877 | 432.2191 | 0.98898
2018-01-27 12:00 | 35100.5774 | 232 | 301 | 1683 | 2772 | 3.9 | 4.11 | 1.55 | 8.19 | 430.5275 | 1.227% | 11.0979 | 15.1738 | 31.9965 | 278.4606 | 336.7288 | 0.78213
2018-01-27 13:00 | 34413.1207 | 256 | 254 | 1683 | 2772 | 3.6 | 3.98 | 1.6 | 7.12 | 421.9596 | 1.226% | 11.3003 | 12.3955 | 33.018 | 242.0026 | 298.7164 | 0.70793
2018-01-27 14:00 | 33691.5732 | 205 | 241 | 1674 | 2772 | 2.61 | 3.5 | 1 | 6.48 | 415.8371 | 1.234% | 6.6038 | 10.4109 | 20.6613 | 221.7023 | 259.3783 | 0.62375
2018-01-27 15:00 | 33324.0013 | 207 | 204 | 1674 | 2772 | 3 | 3.46 | 1.25 | 6.75 | 410.5448 | 1.232% | 7.6506 | 8.6958 | 25.7792 | 230.5157 | 272.6412 | 0.6641
2018-01-27 16:00 | 38592.621 | 294 | 194 | 1674 | 2772 | 3.93 | 0.01 | 1 | 5.04 | 418.3124 | 1.084% | 12.5238 | 0.021028 | 18.1448 | 151.4329 | 182.1225 | 0.43537
2018-01-27 17:00 | 39174.371 | 464 | 260 | 1674 | 2772 | 12.32 | 1 | 1.91 | 12.21 | 432.158 | 1.103% | 63.0622 | 2.8682 | 35.2719 | 373.3786 | 474.581 | 1.0982
2018-01-27 18:00 | 40338.671 | 401 | 315 | 1605 | 2816 | 21.86 | 3.5 | 2.47 | 26.22 | 466.9885 | 1.158% | 101.4797 | 12.7633 | 45.8941 | 854.7714 | 1014.9084 | 2.1733
2018-01-27 19:00 | 39709.461 | 222 | 281 | 1605 | 2816 | 4 | 2.11 | 1.46 | 10 | 471.6041 | 1.188% | 10.5462 | 7.0416 | 27.8299 | 334.4385 | 379.8562 | 0.80546
2018-01-27 20:00 | 35280.8262 | 269 | 319 | 1605 | 2816 | 5.01 | 2 | 1 | 11.42 | 460.5994 | 1.306% | 17.5944 | 8.3292 | 20.9537 | 419.8396 | 466.7169 | 1.0133
2018-01-27 21:00 | 34613.3551 | 196 | 359 | 1605 | 2816 | 3 | 3.5 | 1.17 | 10 | 443.9227 | 1.283% | 7.5412 | 16.1148 | 24.0838 | 361.1572 | 408.8971 | 0.9211
2018-01-27 22:00 | 33630.1012 | 276 | 410 | 1103 | 2920 | 10 | 4.01 | 1 | 10.2 | 418.6634 | 1.245% | 34.3594 | 20.4675 | 13.7313 | 370.783 | 439.3412 | 1.0494
2018-01-27 23:00 | 32427.7413 | 239 | 360 | 1103 | 2920 | 7.98 | 3.46 | 1 | 8.18 | 387.0392 | 1.194% | 22.7635 | 14.8668 | 13.1648 | 285.0851 | 335.8801 | 0.86782
2018-01-28 | 31369.1271 | 250 | 284 | 1103 | 2920 | 6.66 | 1 | 0.97 | 7.9 | 362.1851 | 1.155% | 19.2239 | 3.279 | 12.3531 | 266.341 | 301.1971 | 0.83161
2018-01-28 01:00 | 30717.9305 | 195 | 219 | 1103 | 2920 | 4 | 0.01 | 0.97 | 4.53 | 347.4545 | 1.131% | 8.8227 | 0.024771 | 12.1019 | 149.6191 | 170.5685 | 0.49091
2018-01-28 02:00 | 30446.6718 | 211 | 196 | 1409 | 2920 | 4 | 0.01 | 0.99 | 4.66 | 348.3302 | 1.144% | 9.6559 | 0.022424 | 15.9587 | 155.6754 | 181.3125 | 0.52052
2018-01-28 03:00 | 30521.8829 | 247 | 206 | 1409 | 2920 | 4.67 | 0.01 | 0.99 | 4.87 | 353.859 | 1.159% | 13.3731 | 0.023883 | 16.1721 | 164.8659 | 194.4349 | 0.54947
2018-01-28 04:00 | 30991.5685 | 336 | 266 | 1409 | 2920 | 6.26 | 1 | 0.99 | 5.88 | 368.9779 | 1.191% | 25.0421 | 3.1669 | 16.6075 | 204.417 | 249.2335 | 0.67547
2018-01-28 05:00 | 31869.3178 | 528 | 335 | 1409 | 2920 | 15.48 | 4.11 | 0.99 | 8.1 | 388.835 | 1.22% | 99.7235 | 16.7988 | 17.0192 | 288.5762 | 422.1177 | 1.0856
2018-01-28 06:00 | 33346.7825 | 687 | 326 | 2131 | 2772 | 20.74 | 4.09 | 1.25 | 10.01 | 432.8268 | 1.298% | 184.9378 | 17.3062 | 34.5743 | 360.1534 | 596.9717 | 1.3792
2018-01-28 07:00 | 34830.4824 | 306 | 275 | 2131 | 2772 | 6 | 2.11 | 4.26 | 11 | 496.1917 | 1.425% | 26.1555 | 8.2662 | 129.3252 | 434.3861 | 598.1329 | 1.2054
2018-01-28 08:00 | 35903.0335 | 326 | 278 | 2131 | 2772 | 7.41 | 1 | 3 | 12 | 537.2308 | 1.496% | 36.1464 | 4.1598 | 95.6609 | 497.742 | 633.7092 | 1.1796
2018-01-28 09:00 | 35904.2786 | 323 | 262 | 2131 | 2772 | 7.34 | 1.21 | 2.99 | 15.31 | 541.435 | 1.508% | 35.7519 | 4.7806 | 96.0848 | 639.9831 | 776.6004 | 1.4343
2018-01-28 10:00 | 35292.4765 | 277 | 328 | 1683 | 2772 | 5.11 | 3.46 | 1 | 12.21 | 514.0847 | 1.457% | 20.6183 | 16.5311 | 24.5153 | 493.0165 | 554.6812 | 1.079
2018-01-28 11:00 | 34426.6168 | 222 | 307 | 1683 | 2772 | 4 | 2.11 | 1 | 9.62 | 480.6583 | 1.396% | 12.3981 | 9.044 | 23.4977 | 372.3149 | 417.2548 | 0.86809
2018-01-28 12:00 | 33753.8261 | 232 | 301 | 1683 | 2772 | 3.63 | 3.5 | 1.44 | 6.13 | 458.2275 | 1.358% | 11.4328 | 14.3019 | 32.9007 | 230.681 | 289.3163 | 0.63138
2018-01-28 13:00 | 33151.735 | 256 | 254 | 1683 | 2772 | 3 | 2.15 | 1.55 | 4.98 | 442.2142 | 1.334% | 10.2444 | 7.2845 | 34.797 | 184.1403 | 236.4663 | 0.53473
2018-01-28 14:00 | 32801.1355 | 205 | 241 | 1674 | 2772 | 2 | 1.31 | 1.45 | 4.62 | 430.5049 | 1.312% | 5.3811 | 4.1436 | 31.8576 | 168.0833 | 209.4656 | 0.48656
2018-01-28 15:00 | 32589.9851 | 207 | 204 | 1674 | 2772 | 2 | 0.27 | 1.42 | 4.65 | 429.5004 | 1.318% | 5.4561 | 0.72589 | 31.3273 | 169.8735 | 207.3828 | 0.48285
2018-01-28 16:00 | 32796.6157 | 294 | 194 | 1674 | 2772 | 3.18 | 0.18 | 1.51 | 5 | 435.2819 | 1.327% | 12.4084 | 0.46346 | 33.5486 | 183.9521 | 230.3726 | 0.52925
2018-01-28 17:00 | 33545.0755 | 464 | 260 | 1674 | 2772 | 14.28 | 2 | 2.13 | 14.48 | 459.4509 | 1.37% | 90.7521 | 7.1222 | 48.8366 | 549.7588 | 696.4696 | 1.5159
2018-01-28 18:00 | 35780.5214 | 401 | 315 | 1605 | 2816 | 28.28 | 3.5 | 2.79 | 30.27 | 508.851 | 1.422% | 161.2752 | 15.6792 | 63.683 | 1212.2411 | 1452.8784 | 2.8552
2018-01-28 19:00 | 36542.3792 | 222 | 281 | 1605 | 2816 | 9 | 1 | 1.54 | 20 | 526.853 | 1.442% | 28.8063 | 4.0513 | 35.636 | 811.9987 | 880.4923 | 1.6712
2018-01-28 20:00 | 36434.1106 | 269 | 319 | 1605 | 2816 | 8.45 | 3.01 | 1.46 | 16.49 | 518.8893 | 1.424% | 32.3724 | 13.6749 | 33.3729 | 661.3325 | 740.7527 | 1.4276
2018-01-28 21:00 | 35724.7718 | 196 | 359 | 1605 | 2816 | 6.59 | 3.5 | 1.49 | 13.69 | 498.7423 | 1.396% | 18.0322 | 17.5416 | 33.3863 | 538.1989 | 607.159 | 1.2174
2018-01-28 22:00 | 34231.1927 | 276 | 410 | 1103 | 2920 | 8.72 | 4.01 | 1 | 9.48 | 461.8194 | 1.349% | 32.4695 | 22.1809 | 14.8808 | 373.4576 | 442.9888 | 0.95923
2018-01-28 23:00 | 32619.5374 | 239 | 360 | 1103 | 2920 | 7.04 | 3.46 | 1 | 8 | 436.6834 | 1.339% | 22.5247 | 16.6751 | 14.7661 | 312.7244 | 366.6902 | 0.83972
2018-01-29 | 31681.2653 | 250 | 284 | 1103 | 2920 | 5.29 | 0.83 | 0.99 | 6.22 | 430.5335 | 1.359% | 17.9722 | 3.2033 | 14.8394 | 246.8184 | 282.8333 | 0.65694
2018-01-29 01:00 | 31389.5908 | 195 | 219 | 1103 | 2920 | 3.97 | 0.39 | 0.99 | 5.24 | 439.9226 | 1.401% | 10.8497 | 1.197 | 15.3039 | 214.4395 | 241.79 | 0.54962
2018-01-29 02:00 | 31642.4895 | 211 | 196 | 1409 | 2920 | 4 | 0.01 | 0.99 | 4.54 | 460.5712 | 1.456% | 12.2848 | 0.028529 | 20.3036 | 192.9589 | 225.5758 | 0.48977
2018-01-29 03:00 | 32336.1608 | 247 | 206 | 1409 | 2920 | 4 | 0.45 | 0.99 | 4.91 | 458.8393 | 1.419% | 14.0194 | 1.3154 | 19.7933 | 203.44 | 238.5681 | 0.51994
2018-01-29 04:00 | 33999.9957 | 336 | 266 | 1409 | 2920 | 8.35 | 0.9 | 0.99 | 10 | 497.1172 | 1.462% | 41.0209 | 3.5003 | 20.3951 | 426.936 | 491.8523 | 0.98941
2018-01-29 05:00 | 37464.2383 | 528 | 335 | 1409 | 2920 | 12.2 | 2.5 | 1.19 | 10.35 | 582.9178 | 1.556% | 100.2269 | 13.0309 | 26.0885 | 470.2335 | 609.5798 | 1.0457
2018-01-29 06:00 | 42578.3336 | 687 | 326 | 2131 | 2772 | 40.13 | 7.99 | 10 | 37.21 | 680.5303 | 1.598% | 440.6408 | 41.6316 | 340.5981 | 1648.5863 | 2471.4568 | 3.6317
2018-01-29 07:00 | 44476.6865 | 306 | 275 | 2131 | 2772 | 17.22 | 1.53 | 10 | 27.15 | 726.1917 | 1.633% | 86.0347 | 6.8698 | 347.9383 | 1228.8019 | 1669.6447 | 2.2992
2018-01-29 08:00 | 43326.2809 | 326 | 278 | 2131 | 2772 | 8.58 | 1 | 5 | 16.25 | 697.0376 | 1.609% | 44.9997 | 4.4725 | 171.4187 | 724.6886 | 945.5795 | 1.3566
2018-01-29 09:00 | 41916.6861 | 323 | 262 | 2131 | 2772 | 6.58 | 1.64 | 4.99 | 12.24 | 636.586 | 1.519% | 32.2774 | 6.5255 | 161.4932 | 515.2818 | 715.5779 | 1.1241
2018-01-29 10:00 | 40619.9544 | 277 | 328 | 1683 | 2772 | 4 | 2.61 | 1.1 | 6.5 | 581.9299 | 1.433% | 15.8734 | 12.2644 | 26.5221 | 258.1296 | 312.7895 | 0.5375
2018-01-29 11:00 | 39308.6211 | 222 | 307 | 1683 | 2772 | 3 | 2.61 | 1.1 | 4 | 534.4171 | 1.36% | 9.0545 | 10.8936 | 25.1692 | 150.746 | 195.8633 | 0.3665
2018-01-29 12:00 | 38052.4654 | 232 | 301 | 1683 | 2772 | 2.61 | 3.01 | 1.49 | 4 | 494.6858 | 1.3% | 7.8718 | 11.7782 | 32.6 | 144.1451 | 196.3951 | 0.39701
2018-01-29 13:00 | 37088.6455 | 256 | 254 | 1683 | 2772 | 2.16 | 1.26 | 1.48 | 3.07 | 466.1368 | 1.257% | 6.9497 | 4.0223 | 31.3053 | 106.9557 | 149.2331 | 0.32015
2018-01-29 14:00 | 36262.4017 | 205 | 241 | 1674 | 2772 | 1.98 | 1.62 | 1.43 | 3 | 450.265 | 1.242% | 5.04 | 4.8478 | 29.7237 | 103.2586 | 142.8701 | 0.3173
2018-01-29 15:00 | 35706.8707 | 207 | 204 | 1674 | 2772 | 1.85 | 1.38 | 1.45 | 2.99 | 441.7119 | 1.237% | 4.7373 | 3.4825 | 30.0269 | 102.5302 | 140.7769 | 0.31871
2018-01-29 16:00 | 35869.0029 | 294 | 194 | 1674 | 2772 | 3 | 1.28 | 1.53 | 4 | 452.0222 | 1.26% | 11.115 | 3.1293 | 32.2766 | 139.7313 | 186.2522 | 0.41204
2018-01-29 17:00 | 36938.5888 | 464 | 260 | 1674 | 2772 | 8.97 | 2.98 | 2.13 | 9.17 | 487.2532 | 1.319% | 54.9016 | 10.2203 | 47.0337 | 335.3027 | 447.4583 | 0.91833
2018-01-29 18:00 | 39827.4567 | 401 | 315 | 1605 | 2816 | 28.63 | 1.76 | 2.83 | 30.29 | 561.7603 | 1.41% | 161.9326 | 7.8197 | 64.0663 | 1203.0963 | 1436.915 | 2.5579
2018-01-29 19:00 | 40815.2767 | 222 | 281 | 1605 | 2816 | 5 | 1.51 | 1.62 | 13.9 | 591.1811 | 1.448% | 16.0776 | 6.1458 | 37.6607 | 566.9507 | 626.8347 | 1.0603
2018-01-29 20:00 | 40956.2828 | 269 | 319 | 1605 | 2816 | 4 | 2.11 | 1.55 | 9.79 | 589.0289 | 1.438% | 15.4749 | 9.6803 | 35.7786 | 396.4893 | 457.423 | 0.77657
2018-01-29 21:00 | 40066.1438 | 196 | 359 | 1605 | 2816 | 3 | 2.11 | 1.48 | 9.06 | 571.8681 | 1.427% | 8.3926 | 10.8117 | 33.9043 | 364.149 | 417.2577 | 0.72964
2018-01-29 22:00 | 38244.9176 | 276 | 410 | 1103 | 2920 | 4 | 4.01 | 1 | 8.54 | 532.0772 | 1.391% | 15.3593 | 22.8733 | 15.3453 | 346.9299 | 400.5078 | 0.75272
2018-01-29 23:00 | 36534.6198 | 239 | 360 | 1103 | 2920 | 8.1 | 2.52 | 1 | 9.46 | 489.2516 | 1.339% | 25.9245 | 12.1487 | 14.7708 | 369.9147 | 422.7587 | 0.86409
2018-01-30 | 35810.4358 | 250 | 284 | 1103 | 2920 | 4.43 | 1.89 | 0.97 | 6.66 | 482.5417 | 1.347% | 14.9234 | 7.2328 | 14.4169 | 262.0489 | 298.6221 | 0.61885
2018-01-30 01:00 | 35860.7796 | 195 | 219 | 1103 | 2920 | 3.3 | 0.01 | 0.97 | 3.3 | 477.9845 | 1.333% | 8.5771 | 0.02919 | 14.2607 | 128.4372 | 151.3043 | 0.31655
2018-01-30 02:00 | 36377.5208 | 211 | 196 | 1409 | 2920 | 3.1 | 0.01 | 0.99 | 3.11 | 497.4474 | 1.367% | 8.9445 | 0.026802 | 19.0748 | 124.1816 | 152.2278 | 0.30602
2018-01-30 03:00 | 37249.2929 | 247 | 206 | 1409 | 2920 | 4 | 0.01 | 0.99 | 4.07 | 518.4102 | 1.392% | 13.7503 | 0.02867 | 19.4134 | 165.3989 | 198.5913 | 0.38308
2018-01-30 04:00 | 38923.318 | 336 | 266 | 1409 | 2920 | 8.03 | 2.11 | 0.99 | 8 | 552.8551 | 1.42% | 38.3227 | 7.972 | 19.8129 | 331.7984 | 397.906 | 0.71973
2018-01-30 05:00 | 42298.5771 | 528 | 335 | 1409 | 2920 | 18.2 | 2.11 | 1 | 9.94 | 637.6009 | 1.507% | 144.8533 | 10.6549 | 21.239 | 437.5144 | 614.2617 | 0.9634
2018-01-30 06:00 | 47338.9017 | 687 | 326 | 2131 | 2772 | 36.35 | 2.19 | 7.62 | 30.01 | 753.5313 | 1.592% | 397.5065 | 11.3644 | 258.4768 | 1324.1657 | 1991.5134 | 2.6429
2018-01-30 07:00 | 48715.3717 | 306 | 275 | 2131 | 2772 | 15.33 | 1 | 7.42 | 26.92 | 799.5904 | 1.641% | 76.9955 | 4.5137 | 259.5308 | 1224.8131 | 1565.8531 | 1.9583
2018-01-30 08:00 | 46771.2054 | 326 | 278 | 2131 | 2772 | 11.6 | 1 | 5 | 12 | 736.9432 | 1.576% | 59.5842 | 4.3803 | 167.8838 | 524.119 | 755.9673 | 1.0258
2018-01-30 09:00 | 44470.4017 | 323 | 262 | 2131 | 2772 | 7.48 | 0.93 | 2.99 | 8.1 | 635.6406 | 1.429% | 34.5338 | 3.4828 | 91.0742 | 320.9363 | 450.027 | 0.70799
2018-01-30 10:00 | 42407.6302 | 277 | 328 | 1683 | 2772 | 6.09 | 2.66 | 1 | 7.02 | 553.327 | 1.305% | 22.0108 | 11.384 | 21.9595 | 253.9032 | 309.2574 | 0.55891
2018-01-30 11:00 | 40376.261 | 222 | 307 | 1683 | 2772 | 3.95 | 2.99 | 1 | 7.27 | 488.0415 | 1.209% | 10.5994 | 11.0953 | 20.343 | 243.5894 | 285.6271 | 0.58525
2018-01-30 12:00 | 38537.0172 | 232 | 301 | 1683 | 2772 | 3.07 | 3.11 | 1.5 | 4 | 450.1414 | 1.168% | 8.3195 | 10.9345 | 29.4881 | 129.5162 | 178.2582 | 0.396
2018-01-30 13:00 | 37439.7623 | 256 | 254 | 1683 | 2772 | 4 | 2 | 1.43 | 5.14 | 429.8009 | 1.148% | 11.7553 | 5.8317 | 27.6283 | 163.5651 | 208.7804 | 0.48576
2018-01-30 14:00 | 36507.833 | 205 | 241 | 1674 | 2772 | 3 | 2.11 | 1.5 | 4 | 397.5889 | 1.089% | 6.6977 | 5.5379 | 27.3461 | 120.754 | 160.3356 | 0.40327
2018-01-30 15:00 | 35928.5182 | 207 | 204 | 1674 | 2772 | 3 | 0.13 | 1.5 | 4 | 382.1839 | 1.064% | 6.6058 | 0.2821 | 26.7104 | 117.9468 | 151.5451 | 0.39652
2018-01-30 16:00 | 36045.8408 | 294 | 194 | 1674 | 2772 | 3.01 | 0.01 | 1.55 | 5.01 | 394.6887 | 1.095% | 9.6898 | 0.021242 | 28.411 | 152.0654 | 190.1874 | 0.48187
2018-01-30 17:00 | 37021.4694 | 464 | 260 | 1674 | 2772 | 13.05 | 2.11 | 2.12 | 14 | 435.1903 | 1.176% | 71.1794 | 6.4488 | 41.7174 | 456.1912 | 575.5367 | 1.3225
2018-01-30 18:00 | 39793.18 | 401 | 315 | 1605 | 2816 | 22.21 | 8.11 | 2.59 | 27.21 | 506.5169 | 1.273% | 113.3648 | 32.5175 | 52.9127 | 975.3185 | 1174.1135 | 2.318
2018-01-30 19:00 | 40722.5071 | 222 | 281 | 1605 | 2816 | 4 | 3.07 | 1.62 | 16.38 | 532.2177 | 1.307% | 11.6056 | 11.2746 | 33.9817 | 602.839 | 659.7008 | 1.2395
2018-01-30 20:00 | 40614.6383 | 269 | 319 | 1605 | 2816 | 4 | 3.19 | 1.62 | 14.65 | 529.0137 | 1.303% | 14.0151 | 13.2546 | 33.8668 | 537.3467 | 598.4832 | 1.1313
2018-01-30 21:00 | 39708.0192 | 196 | 359 | 1605 | 2816 | 5.02 | 4.01 | 1.51 | 10.91 | 509.3528 | 1.283% | 12.6212 | 18.4663 | 31.088 | 394.0923 | 456.2677 | 0.89578
2018-01-30 22:00 | 37721.5878 | 276 | 410 | 1103 | 2920 | 5.88 | 5.99 | 1 | 8.28 | 465.6266 | 1.234% | 20.0325 | 30.3151 | 13.6152 | 298.4427 | 362.4055 | 0.77832
2018-01-30 23:00 | 35692.7333 | 239 | 360 | 1103 | 2920 | 4 | 5 | 0.97 | 8.4 | 421.9008 | 1.182% | 11.3003 | 21.2766 | 12.6467 | 289.9297 | 335.1533 | 0.79439
2018-01-31 | 34617.6005 | 250 | 284 | 1103 | 2920 | 3.46 | 5 | 0.97 | 8.11 | 402.5376 | 1.163% | 10.0583 | 16.5119 | 12.441 | 275.3678 | 314.3791 | 0.78099
2018-01-31 01:00 | 34224.3662 | 195 | 219 | 1103 | 2920 | 3.87 | 5 | 0.97 | 8.11 | 400.278 | 1.17% | 8.8262 | 12.8068 | 12.5133 | 276.9683 | 311.1146 | 0.77725
2018-01-31 02:00 | 34246.7789 | 211 | 196 | 1409 | 2920 | 3.05 | 4.01 | 0.99 | 8.11 | 401.1023 | 1.171% | 7.5373 | 9.2053 | 16.3374 | 277.357 | 310.4369 | 0.77396
2018-01-31 03:00 | 34653.8092 | 247 | 206 | 1409 | 2920 | 3.61 | 4.37 | 0.99 | 8 | 403.417 | 1.164% | 10.3802 | 10.4798 | 16.2386 | 271.9419 | 309.0405 | 0.76606
2018-01-31 04:00 | 35997.2373 | 336 | 266 | 1409 | 2920 | 6.24 | 5 | 0.99 | 8 | 425.0317 | 1.181% | 24.7557 | 15.7038 | 16.4702 | 275.8195 | 332.7492 | 0.78288
2018-01-31 05:00 | 38913.9062 | 528 | 335 | 1409 | 2920 | 20 | 8.26 | 0.99 | 14.95 | 470.5559 | 1.209% | 127.6939 | 33.4604 | 16.8676 | 527.8742 | 705.8961 | 1.5001
2018-01-31 06:00 | 43354.3229 | 687 | 326 | 2131 | 2772 | 34.67 | 9.11 | 17.95 | 27.98 | 553.724 | 1.277% | 304.2086 | 37.9312 | 488.5498 | 990.6082 | 1821.2979 | 3.2892
2018-01-31 07:00 | 44287.0722 | 306 | 275 | 2131 | 2772 | 18.96 | 5.7 | 6.05 | 27.24 | 587.7183 | 1.327% | 76.9931 | 20.8017 | 171.0925 | 1002.0573 | 1270.9447 | 2.1625
2018-01-31 08:00 | 42434.8776 | 326 | 278 | 2131 | 2772 | 11 | 3.5 | 5 | 15.4 | 549.8642 | 1.296% | 46.4668 | 12.608 | 138.0657 | 553.1545 | 750.295 | 1.3645
2018-01-31 09:00 | 40431.6861 | 323 | 262 | 2131 | 2772 | 8.31 | 3.5 | 1.25 | 10.36 | 498.9106 | 1.234% | 33.1211 | 11.3154 | 32.8696 | 354.3674 | 431.6735 | 0.86523
2018-01-31 10:00 | 38620.8597 | 277 | 328 | 1683 | 2772 | 5.56 | 6.51 | 1.25 | 11.8 | 458.2402 | 1.187% | 18.2737 | 25.3353 | 24.9612 | 388.1026 | 456.6727 | 0.99658
2018-01-31 11:00 | 37180.5976 | 222 | 307 | 1683 | 2772 | 3.82 | 5.51 | 1.31 | 8.37 | 431.1713 | 1.16% | 9.8344 | 19.6166 | 25.5675 | 269.0619 | 324.0804 | 0.75163
2018-01-31 12:00 | 36080.9817 | 232 | 301 | 1683 | 2772 | 3.89 | 5.54 | 1.39 | 6.19 | 399.9255 | 1.108% | 10.0032 | 18.4832 | 25.9298 | 190.1886 | 244.6048 | 0.61163
2018-01-31 13:00 | 35533.8108 | 256 | 254 | 1683 | 2772 | 4 | 3.99 | 1.28 | 5.88 | 377.9528 | 1.064% | 10.8917 | 10.7796 | 22.9134 | 173.367 | 217.9517 | 0.57666
2018-01-31 14:00 | 35116.316 | 205 | 241 | 1674 | 2772 | 3 | 3.5 | 1.39 | 5.01 | 367.7598 | 1.047% | 6.4407 | 8.8337 | 24.3683 | 145.4408 | 185.0835 | 0.50327
2018-01-31 15:00 | 34852.011 | 207 | 204 | 1674 | 2772 | 3 | 3.11 | 1.29 | 5.47 | 377.4509 | 1.083% | 6.7255 | 6.8711 | 23.3872 | 164.2151 | 201.1989 | 0.53305
2018-01-31 16:00 | 34998.0905 | 294 | 194 | 1674 | 2772 | 3.89 | 3.11 | 1.38 | 4 | 382.7381 | 1.094% | 12.507 | 6.5981 | 25.2634 | 121.2581 | 165.6266 | 0.43274
2018-01-31 17:00 | 35483.511 | 464 | 260 | 1674 | 2772 | 14 | 5.68 | 1.88 | 14.14 | 410.9163 | 1.158% | 75.2268 | 17.1021 | 36.4452 | 453.9096 | 582.6837 | 1.418
2018-01-31 18:00 | 37389.0091 | 401 | 315 | 1605 | 2816 | 19.81 | 24.84 | 2.15 | 20 | 469.7654 | 1.256% | 99.8081 | 98.3103 | 43.3561 | 707.6194 | 949.094 | 2.0204
2018-01-31 19:00 | 37693.4642 | 222 | 281 | 1605 | 2816 | 4 | 4.01 | 1.45 | 11.12 | 472.6519 | 1.254% | 11.135 | 14.1295 | 29.1822 | 392.6565 | 447.1032 | 0.94595
2018-01-31 20:00 | 37206.1712 | 269 | 319 | 1605 | 2816 | 5.51 | 6.51 | 1.49 | 13.48 | 452.5456 | 1.216% | 18.0282 | 25.2592 | 29.0877 | 461.7107 | 534.0857 | 1.1802
2018-01-31 21:00 | 35867.4817 | 196 | 359 | 1605 | 2816 | 4.42 | 5 | 1.42 | 10 | 420.3172 | 1.172% | 10.1521 | 21.0349 | 26.7079 | 329.9962 | 387.8911 | 0.92285
2018-01-31 22:00 | 33637.6676 | 276 | 410 | 1103 | 2920 | 4.94 | 22.91 | 0.97 | 15 | 368.4204 | 1.095% | 14.9332 | 102.879 | 11.7183 | 479.7244 | 609.255 | 1.6537
2018-01-31 23:00 | 31446.0406 | 239 | 360 | 1103 | 2920 | 4 | 12 | 0.97 | 12.22 | 324.9503 | 1.033% | 9.8789 | 44.6411 | 11.056 | 368.7271 | 434.3031 | 1.3365
2018-02-01 | 29940.6261 | 238 | 326 | 1082 | 3200 | 5 | 17 | 0.95 | 68 | 302.9956 | 1.012% | 12.0427 | 56.0844 | 10.4022 | 2202.0863 | 2280.6155 | 7.5269
2018-02-01 01:00 | 29312.5175 | 203 | 223 | 1082 | 3200 | 2.7 | 6.16 | 0.95 | 18 | 295.6004 | 1.008% | 5.5273 | 13.8528 | 10.3658 | 580.864 | 610.6099 | 2.0657
2018-02-01 02:00 | 29133.2456 | 221 | 187 | 1422 | 3150 | 2.84 | 5.51 | 0.99 | 18 | 292.9894 | 1.006% | 6.3121 | 10.3623 | 14.1579 | 570.2249 | 601.0571 | 2.0515
2018-02-01 03:00 | 29306.114 | 248 | 253 | 1422 | 3150 | 3.33 | 5.51 | 0.99 | 18 | 301.216 | 1.028% | 8.4882 | 14.3282 | 14.4695 | 582.7775 | 620.0635 | 2.0585
2018-02-01 04:00 | 30222.977 | 302 | 246 | 1422 | 3150 | 5 | 5 | 0.99 | 11 | 369.3114 | 1.222% | 18.4515 | 15.0301 | 17.2024 | 423.4076 | 474.0916 | 1.2837
2018-02-01 05:00 | 32817.8683 | 523 | 390 | 1422 | 3150 | 19.93 | 30 | 0.99 | 18 | 400.0995 | 1.219% | 127.0769 | 142.6407 | 17.163 | 691.2588 | 978.1393 | 2.4447
2018-02-01 06:00 | 36915.3636 | 640 | 312 | 2361 | 2957 | 26.27 | 1.11 | 16.61 | 23.36 | 459.5097 | 1.245% | 209.2799 | 4.3109 | 488.1498 | 859.8282 | 1561.5688 | 3.3983
2018-02-01 07:00 | 38134.5371 | 323 | 286 | 2361 | 2957 | 6.19 | 1 | 4.99 | 14.52 | 484.3746 | 1.27% | 25.3955 | 3.6327 | 149.644 | 545.3569 | 724.0291 | 1.4948
2018-02-01 08:00 | 37282.3193 | 373 | 252 | 2361 | 2957 | 9.05 | 0.45 | 4.4 | 11.05 | 469.2181 | 1.259% | 42.4844 | 1.4272 | 130.7436 | 411.2306 | 585.8858 | 1.2486
2018-02-01 09:00 | 36915.0576 | 365 | 327 | 2361 | 2957 | 7.86 | 2.11 | 1.46 | 9.86 | 436.8108 | 1.183% | 33.9473 | 8.1643 | 40.7886 | 344.9992 | 427.8994 | 0.9796
2018-02-01 10:00 | 36703.6253 | 316 | 301 | 1834 | 2957 | 5.13 | 2.11 | 1.4 | 7.18 | 415.6733 | 1.133% | 18.3589 | 7.1927 | 29.0784 | 240.4467 | 295.0768 | 0.70988
2018-02-01 11:00 | 36428.623 | 285 | 259 | 1834 | 2957 | 4 | 0.68 | 1 | 6 | 391.1951 | 1.074% | 12.2421 | 1.8913 | 19.6947 | 190.5256 | 224.3537 | 0.57351
2018-02-01 12:00 | 36073.2366 | 239 | 271 | 1834 | 2957 | 4 | 1 | 1.54 | 6 | 377.2052 | 1.046% | 9.9966 | 2.8338 | 29.5333 | 185.5219 | 227.8856 | 0.60414
2018-02-01 13:00 | 36056.4385 | 222 | 248 | 1834 | 2957 | 4 | 0.53 | 1.58 | 6 | 372.8601 | 1.034% | 9.1828 | 1.3592 | 29.9654 | 183.4702 | 223.9777 | 0.6007
2018-02-01 14:00 | 35882.1058 | 226 | 233 | 1701 | 2957 | 3.87 | 0.68 | 1.29 | 5.87 | 370.263 | 1.032% | 9.0251 | 1.6349 | 22.6426 | 179.1108 | 212.4134 | 0.57368
2018-02-01 15:00 | 35737.2907 | 215 | 213 | 1701 | 2957 | 2.01 | 0.54 | 1 | 5 | 365.4925 | 1.023% | 4.4197 | 1.1763 | 17.3965 | 151.2092 | 174.2017 | 0.47662
2018-02-01 16:00 | 35750.2372 | 211 | 212 | 1701 | 2957 | 2.01 | 0.65 | 1.47 | 5.27 | 376.7289 | 1.054% | 4.4692 | 1.4521 | 26.3495 | 164.2147 | 196.4854 | 0.52156
2018-02-01 17:00 | 36299.3261 | 347 | 205 | 1701 | 2957 | 13.13 | 0.78 | 2.03 | 15.13 | 406.7177 | 1.12% | 51.0492 | 1.7916 | 38.6897 | 501.2851 | 592.8155 | 1.4576
2018-02-01 18:00 | 38456.5537 | 421 | 341 | 1643 | 2957 | 26.37 | 1 | 2.41 | 28.37 | 464.8124 | 1.209% | 134.1836 | 4.1216 | 47.8588 | 1013.9535 | 1200.1175 | 2.5819
2018-02-01 19:00 | 38929.4375 | 279 | 354 | 1643 | 2957 | 5 | 3.11 | 1.41 | 12.82 | 491.4897 | 1.263% | 17.6121 | 13.8995 | 29.2478 | 478.6033 | 539.3626 | 1.0974
2018-02-01 20:00 | 38646.7744 | 175 | 382 | 1643 | 2957 | 4 | 3.5 | 1.26 | 12 | 480.9777 | 1.245% | 8.7118 | 16.6396 | 25.7644 | 441.6155 | 492.7313 | 1.0244
2018-02-01 21:00 | 37405.8457 | 417 | 402 | 1643 | 2957 | 12.15 | 5 | 1.34 | 11.69 | 455.3617 | 1.217% | 61.6779 | 24.4688 | 26.8015 | 420.8069 | 533.7551 | 1.1722
2018-02-01 22:00 | 35335.9677 | 378 | 442 | 1082 | 3200 | 11.42 | 9.77 | 0.97 | 13.42 | 419.9381 | 1.188% | 51.301 | 51.3198 | 12.4729 | 510.3531 | 625.4469 | 1.4894
2018-02-01 23:00 | 33295.9975 | 244 | 347 | 1082 | 3200 | 5 | 12.3 | 0.97 | 22 | 386.7387 | 1.162% | 14.1705 | 49.5747 | 12.1906 | 817.708 | 893.6438 | 2.3107
2018-02-02 | 32155.6787 | 238 | 326 | 1082 | 3200 | 5 | 8.11 | 0.97 | 42 | 371.0629 | 1.154% | 13.7321 | 30.509 | 12.1112 | 1550.9189 | 1607.2713 | 4.3315
2018-02-02 01:00 | 31740.3947 | 203 | 223 | 1082 | 3200 | 3.78 | 3.46 | 0.97 | 14.71 | 377.3869 | 1.189% | 9.1235 | 9.1739 | 12.4788 | 559.6766 | 590.4528 | 1.5646
2018-02-02 02:00 | 31873.284 | 221 | 187 | 1422 | 3150 | 3.99 | 3.01 | 0.99 | 10 | 389.0661 | 1.221% | 10.7637 | 6.8708 | 17.1843 | 384.5095 | 419.3283 | 1.0778
2018-02-02 03:00 | 32480.3626 | 248 | 253 | 1422 | 3150 | 4.6 | 3.98 | 0.99 | 10 | 394.5602 | 1.215% | 13.858 | 12.232 | 17.1012 | 382.6511 | 425.8423 | 1.0793
2018-02-02 04:00 | 33866.68 | 302 | 246 | 1422 | 3150 | 6.22 | 2.65 | 0.99 | 7.4 | 427.4715 | 1.262% | 23.71 | 8.2284 | 17.7693 | 294.2231 | 343.9308 | 0.80457
2018-02-02 05:00 | 36797.2171 | 523 | 390 | 1422 | 3150 | 11.04 | 5 | 0.99 | 8 | 496.0438 | 1.348% | 77.8352 | 26.2869 | 18.9775 | 339.7079 | 462.8075 | 0.933
2018-02-02 06:00 | 41405.4469 | 640 | 312 | 2361 | 2957 | 27.19 | 1.18 | 18 | 26.12 | 604.4992 | 1.46% | 254.0548 | 5.375 | 620.4499 | 1127.62 | 2007.4997 | 3.3209
2018-02-02 07:00 | 43206.0983 | 323 | 286 | 2361 | 2957 | 9.42 | 1 | 9.22 | 15.03 | 666.8592 | 1.543% | 46.9616 | 4.4142 | 335.982 | 685.9609 | 1073.3187 | 1.6095
2018-02-02 08:00 | 42831.5771 | 373 | 252 | 2361 | 2957 | 9 | 1 | 7.02 | 11.64 | 662.802 | 1.547% | 51.9483 | 3.8996 | 256.4796 | 532.6281 | 844.9556 | 1.2748
2018-02-02 09:00 | 42222.1412 | 365 | 327 | 2361 | 2957 | 7.63 | 2.11 | 5 | 9.93 | 636.8856 | 1.508% | 42.0086 | 10.4076 | 178.0685 | 442.9164 | 673.4012 | 1.0573
2018-02-02 10:00 | 41137.0843 | 316 | 301 | 1834 | 2957 | 4 | 1 | 1.38 | 5.69 | 597.4214 | 1.452% | 18.3567 | 4.3713 | 36.7558 | 244.3492 | 303.833 | 0.50857
2018-02-02 11:00 | 39674.4948 | 285 | 259 | 1834 | 2957 | 3.96 | 1 | 1.49 | 4.45 | 551.559 | 1.39% | 15.6899 | 3.6006 | 37.9897 | 182.9329 | 240.2132 | 0.43552
2018-02-02 12:00 | 38196.6324 | 239 | 271 | 1834 | 2957 | 2.01 | 1 | 1.58 | 4.19 | 515.159 | 1.349% | 6.479 | 3.655 | 39.0816 | 167.102 | 216.3176 | 0.4199
2018-02-02 13:00 | 37164.637 | 222 | 248 | 1834 | 2957 | 1.54 | 1 | 1.54 | 3.42 | 487.5313 | 1.312% | 4.4848 | 3.2533 | 37.0504 | 132.6631 | 177.4516 | 0.36398
2018-02-02 14:00 | 36366.8463 | 226 | 233 | 1701 | 2957 | 1.22 | 1 | 1.22 | 3.02 | 455.843 | 1.253% | 3.456 | 2.9206 | 26.012 | 111.9355 | 144.3241 | 0.31661
2018-02-02 15:00 | 35792.5247 | 215 | 213 | 1701 | 2957 | 1.19 | 1 | 1.19 | 3.08 | 445.256 | 1.244% | 3.1828 | 2.6497 | 25.1808 | 113.2973 | 144.3105 | 0.32411
2018-02-02 16:00 | 36044.7649 | 211 | 212 | 1701 | 2957 | 1.35 | 0.58 | 1.35 | 3.97 | 454.873 | 1.262% | 3.5947 | 1.5517 | 28.9792 | 148.1459 | 182.2715 | 0.40071
2018-02-02 17:00 | 37190.9283 | 347 | 205 | 1701 | 2957 | 9 | 0.73 | 1.63 | 11.44 | 486.2421 | 1.307% | 40.8308 | 1.9566 | 36.25 | 442.2755 | 521.3128 | 1.0721
2018-02-02 18:00 | 39584.3671 | 421 | 341 | 1643 | 2957 | 20.07 | 2.11 | 2.23 | 20.88 | 541.358 | 1.368% | 115.5554 | 9.8401 | 50.1076 | 844.3892 | 1019.8923 | 1.884
2018-02-02 19:00 | 40089.2164 | 279 | 354 | 1643 | 2957 | 4.31 | 2.84 | 1 | 9.51 | 547.306 | 1.365% | 16.4166 | 13.7254 | 22.4306 | 383.9145 | 436.4871 | 0.79752
2018-02-02 20:00 | 40056.7164 | 175 | 382 | 1643 | 2957 | 2.01 | 3.5 | 1.09 | 8.97 | 531.3912 | 1.327% | 4.6663 | 17.7366 | 23.7576 | 351.8704 | 398.0309 | 0.74904
2018-02-02 21:00 | 39464.3903 | 417 | 402 | 1643 | 2957 | 8.48 | 5 | 1 | 8.63 | 504.057 | 1.277% | 45.1654 | 25.6726 | 20.9851 | 325.939 | 417.7622 | 0.8288
2018-02-02 22:00 | 38096.207 | 378 | 442 | 1082 | 3200 | 10.44 | 7.95 | 1 | 12.44 | 458.9938 | 1.205% | 47.5464 | 42.3365 | 13.0362 | 479.6179 | 582.537 | 1.2692
2018-02-02 23:00 | 36441.8219 | 244 | 347 | 1082 | 3200 | 5 | 7.3 | 0.97 | 15 | 418.9418 | 1.15% | 14.0253 | 29.121 | 12.0657 | 551.8167 | 607.0287 | 1.449
2018-02-03 | 35067.7099 | 238 | 326 | 1082 | 3200 | 4.47 | 7.43 | 0.95 | 25 | 382.0404 | 1.089% | 11.5901 | 26.3881 | 11.1983 | 871.5491 | 920.7256 | 2.41
2018-02-03 01:00 | 34314.9704 | 203 | 223 | 1082 | 3200 | 2.61 | 4.57 | 0.95 | 9.01 | 372.1178 | 1.084% | 5.7456 | 11.0514 | 11.1467 | 312.6595 | 340.6032 | 0.91531
2018-02-03 02:00 | 33979.9863 | 221 | 187 | 1422 | 3150 | 2.61 | 3.95 | 0.99 | 8.11 | 368.5361 | 1.085% | 6.2559 | 8.0112 | 15.2683 | 277.0692 | 306.6046 | 0.83195
2018-02-03 03:00 | 34041.2708 | 248 | 253 | 1422 | 3150 | 3.01 | 5 | 0.99 | 8.11 | 374.9147 | 1.101% | 8.2214 | 13.9321 | 15.5046 | 281.3572 | 319.0154 | 0.8509
2018-02-03 04:00 | 34477.8287 | 302 | 246 | 1422 | 3150 | 5 | 5 | 0.99 | 8.11 | 388.6886 | 1.127% | 17.0231 | 13.8665 | 15.8707 | 288.0005 | 334.7608 | 0.86126
2018-02-03 05:00 | 35616.0934 | 523 | 390 | 1422 | 3150 | 20 | 20.51 | 0.99 | 19.79 | 420.6129 | 1.181% | 123.5287 | 94.464 | 16.6254 | 736.1946 | 970.8128 | 2.3081
2018-02-03 06:00 | 37319.0403 | 640 | 312 | 2361 | 2957 | 17.01 | 3.5 | 7 | 10 | 465.8733 | 1.248% | 135.9007 | 13.632 | 206.3153 | 369.1379 | 724.9859 | 1.5562
2018-02-03 07:00 | 38993.8027 | 323 | 286 | 2361 | 2957 | 7.02 | 3.5 | 8.22 | 11.22 | 520.9032 | 1.336% | 30.2901 | 13.372 | 259.2563 | 443.206 | 746.1244 | 1.4324
2018-02-03 08:00 | 40184.0781 | 373 | 252 | 2361 | 2957 | 8 | 1.61 | 7.24 | 10.64 | 564.8528 | 1.406% | 41.945 | 5.7031 | 240.279 | 442.2565 | 730.1836 | 1.2927
2018-02-03 09:00 | 40678.5111 | 365 | 327 | 2361 | 2957 | 11.13 | 3.37 | 6.71 | 12 | 582.4412 | 1.432% | 58.1668 | 15.7785 | 226.8326 | 508.0654 | 808.8432 | 1.3887
2018-02-03 10:00 | 40306.665 | 316 | 301 | 1834 | 2957 | 5.14 | 3.01 | 1.62 | 8.7 | 569.4952 | 1.413% | 22.949 | 12.8011 | 41.9786 | 363.4827 | 441.2113 | 0.77474
2018-02-03 11:00 | 39598.1822 | 285 | 259 | 1834 | 2957 | 4 | 2.11 | 1.58 | 6 | 541.0847 | 1.366% | 15.5774 | 7.4674 | 39.5956 | 242.4334 | 305.0738 | 0.56382
2018-02-03 12:00 | 38388.177 | 239 | 271 | 1834 | 2957 | 3.03 | 2.11 | 1.56 | 3.66 | 524.0421 | 1.365% | 9.8857 | 7.8059 | 39.0564 | 147.741 | 204.489 | 0.39021
2018-02-03 13:00 | 37344.5674 | 222 | 248 | 1834 | 2957 | 3 | 1.66 | 1.59 | 3.11 | 497.4508 | 1.332% | 8.8715 | 5.4838 | 38.8436 | 122.4995 | 175.6984 | 0.3532
2018-02-03 14:00 | 36549.3981 | 226 | 233 | 1701 | 2957 | 3 | 2.11 | 0.99 | 3.11 | 471.2965 | 1.289% | 8.7427 | 6.3395 | 21.7147 | 118.5839 | 155.3807 | 0.32969
2018-02-03 15:00 | 35975.4515 | 215 | 213 | 1701 | 2957 | 2.61 | 0.81 | 0.99 | 3.11 | 458.3048 | 1.274% | 7.1487 | 2.1979 | 21.453 | 117.1548 | 147.9544 | 0.32283
2018-02-03 16:00 | 35744.6175 | 211 | 212 | 1701 | 2957 | 2.95 | 0.84 | 1.58 | 3.11 | 463.1813 | 1.296% | 8.0658 | 2.3076 | 34.8259 | 119.1659 | 164.3651 | 0.35486
2018-02-03 17:00 | 36279.7096 | 347 | 205 | 1701 | 2957 | 9 | 1.45 | 1.69 | 9.73 | 488.6335 | 1.347% | 42.0621 | 4.0035 | 38.7178 | 387.5106 | 472.2941 | 0.96656
2018-02-03 18:00 | 37742.4192 | 421 | 341 | 1643 | 2957 | 19.34 | 2.61 | 2.41 | 20.05 | 527.6609 | 1.398% | 113.8318 | 12.4429 | 55.3579 | 828.8785 | 1010.5111 | 1.9151
2018-02-03 19:00 | 37613.3541 | 279 | 354 | 1643 | 2957 | 4 | 2.61 | 1.55 | 10.33 | 539.1902 | 1.434% | 15.9979 | 13.2447 | 36.5064 | 437.8764 | 503.6255 | 0.93404
2018-02-03 20:00 | 37003.9042 | 175 | 382 | 1643 | 2957 | 2.01 | 3.01 | 1 | 7.44 | 504.5789 | 1.364% | 4.7964 | 15.6787 | 22.4037 | 299.9893 | 342.8682 | 0.67951
2018-02-03 21:00 | 36023.2721 | 417 | 402 | 1643 | 2957 | 7.61 | 3.11 | 0.99 | 7.61 | 489.8278 | 1.36% | 43.15 | 16.9999 | 22.1173 | 305.9822 | 388.2495 | 0.79262
2018-02-03 22:00 | 34536.0325 | 378 | 442 | 1082 | 3200 | 6.4 | 5 | 0.97 | 7.19 | 484.0509 | 1.402% | 33.9071 | 30.975 | 14.7102 | 322.476 | 402.0682 | 0.83063
2018-02-03 23:00 | 32885.1007 | 244 | 347 | 1082 | 3200 | 3.74 | 4.53 | 0.95 | 8 | 451.9456 | 1.374% | 12.5415 | 21.603 | 14.1266 | 351.8252 | 400.0963 | 0.88528
2018-02-04 | 31635.9292 | 238 | 326 | 1082 | 3200 | 4.47 | 4.75 | 0.95 | 10.86 | 424.0235 | 1.34% | 14.2592 | 20.7549 | 13.7772 | 465.7889 | 514.5801 | 1.2136
2018-02-04 01:00 | 30755.797 | 203 | 223 | 1082 | 3200 | 2.11 | 2.61 | 0.95 | 9.01 | 405.6839 | 1.319% | 5.6499 | 7.6773 | 13.5585 | 380.3081 | 407.1937 | 1.0037
2018-02-04 02:00 | 30238.365 | 221 | 187 | 1422 | 3150 | 2.01 | 1 | 0.99 | 8 | 403.7893 | 1.335% | 5.9318 | 2.4971 | 18.7989 | 336.5093 | 363.737 | 0.90081
2018-02-04 03:00 | 30068.3465 | 248 | 253 | 1422 | 3150 | 2.61 | 2.11 | 0.99 | 9.01 | 403.1606 | 1.341% | 8.6788 | 7.1577 | 18.8757 | 380.5431 | 415.2553 | 1.03
2018-02-04 04:00 | 30316.5638 | 302 | 246 | 1422 | 3150 | 5 | 2.11 | 0.99 | 8 | 413.1622 | 1.363% | 20.5787 | 7.0739 | 19.1856 | 343.4323 | 390.2705 | 0.94459
2018-02-04 05:00 | 30987.6027 | 523 | 390 | 1422 | 3150 | 8.11 | 5 | 0.99 | 5.11 | 451.0336 | 1.456% | 61.7367 | 28.3828 | 20.4907 | 234.2893 | 344.8995 | 0.76469
2018-02-04 06:00 | 32133.5213 | 640 | 312 | 2361 | 2957 | 13.84 | 2 | 4.99 | 7.08 | 498.9812 | 1.553% | 137.5441 | 9.6897 | 182.9458 | 325.0951 | 655.2747 | 1.3132
2018-02-04 07:00 | 33329.9612 | 323 | 286 | 2361 | 2957 | 6 | 1 | 4.99 | 7.97 | 555.3476 | 1.666% | 32.2912 | 4.7654 | 196.3029 | 392.6809 | 626.0403 | 1.1273
2018-02-04 08:00 | 34423.1132 | 373 | 252 | 2361 | 2957 | 9.94 | 0.77 | 6 | 11.94 | 576.7553 | 1.675% | 62.1207 | 3.2511 | 237.3497 | 591.5576 | 894.2792 | 1.5505
2018-02-04 09:00 | 34817.2301 | 365 | 327 | 2361 | 2957 | 12.19 | 1.52 | 6.86 | 14.19 | 549.8183 | 1.579% | 70.2622 | 7.849 | 255.7673 | 662.6111 | 996.4896 | 1.8124
2018-02-04 10:00 | 34441.9342 | 316 | 301 | 1834 | 2957 | 9.79 | 2 | 1.71 | 11.79 | 502.7511 | 1.46% | 45.1581 | 8.7874 | 45.7784 | 508.8979 | 608.6218 | 1.2106
2018-02-04 11:00 | 34087.5426 | 285 | 259 | 1834 | 2957 | 4.93 | 1 | 1.69 | 6.93 | 471.1565 | 1.382% | 19.4205 | 3.5799 | 42.8406 | 283.2396 | 349.0807 | 0.7409
2018-02-04 12:00 | 33869.2916 | 239 | 271 | 1834 | 2957 | 3.69 | 1 | 1.63 | 5.44 | 458.9708 | 1.355% | 11.951 | 3.6724 | 40.5103 | 217.9863 | 274.12 | 0.59725
2018-02-04 13:00 | 33821.0596 | 222 | 248 | 1834 | 2957 | 3.49 | 1 | 1.68 | 5.49 | 452.0926 | 1.337% | 10.3566 | 3.3151 | 41.1859 | 217.0021 | 271.8597 | 0.60134
2018-02-04 14:00 | 33850.0621 | 226 | 233 | 1701 | 2957 | 2.84 | 1 | 0.99 | 5 | 436.1775 | 1.289% | 8.2705 | 3.0023 | 21.6992 | 190.5132 | 223.4852 | 0.51237
2018-02-04 15:00 | 34035.0205 | 215 | 213 | 1701 | 2957 | 1.53 | 1 | 0.99 | 5 | 418.2762 | 1.229% | 4.0427 | 2.6177 | 20.6955 | 181.7015 | 209.0574 | 0.49981
2018-02-04 16:00 | 34379.4785 | 211 | 212 | 1701 | 2957 | 1.56 | 1 | 1.56 | 5 | 399.001 | 1.161% | 3.8202 | 2.4604 | 30.7967 | 171.5916 | 208.6688 | 0.52298
2018-02-04 17:00 | 34853.9563 | 347 | 205 | 1701 | 2957 | 7.72 | 0.92 | 1.61 | 8.61 | 398.727 | 1.144% | 30.6458 | 2.1576 | 31.3295 | 291.2581 | 355.3909 | 0.89131
2018-02-04 18:00 | 36142.2158 | 421 | 341 | 1643 | 2957 | 11.09 | 1.94 | 2.37 | 13.09 | 419.4785 | 1.161% | 54.1887 | 7.6781 | 45.194 | 449.2478 | 556.3085 | 1.3262
2018-02-04 19:00 | 36682.0221 | 279 | 354 | 1643 | 2957 | 4 | 2.61 | 1 | 8.33 | 429.123 | 1.17% | 13.0555 | 10.8087 | 19.2206 | 288.1541 | 331.2389 | 0.7719
2018-02-04 20:00 | 36722.7366 | 175 | 382 | 1643 | 2957 | 3.3 | 3.5 | 1.45 | 11.75 | 425.6242 | 1.159% | 6.6933 | 15.4961 | 27.6119 | 402.6989 | 452.5003 | 1.0631
2018-02-04 21:00 | 36443.0647 | 417 | 402 | 1643 | 2957 | 10.68 | 3.75 | 0.99 | 12.68 | 419.7256 | 1.152% | 51.293 | 17.3623 | 18.7337 | 431.8382 | 519.2272 | 1.2371
2018-02-04 22:00 | 35755.3323 | 378 | 442 | 1082 | 3200 | 23 | 5 | 0.95 | 25 | 402.9822 | 1.127% | 97.9862 | 24.9079 | 11.585 | 901.6439 | 1036.123 | 2.5711
2018-02-04 23:00 | 34215.0625 | 244 | 347 | 1082 | 3200 | 3.83 | 5.06 | 0.95 | 21.75 | 374.2089 | 1.094% | 10.2208 | 19.2033 | 11.2421 | 761.2127 | 801.8789 | 2.1429
2018-02-05 | 33239.0677 | 238 | 326 | 1082 | 3200 | 4.62 | 4.01 | 0.95 | 21.01 | 360.0578 | 1.083% | 11.9108 | 14.1607 | 11.1346 | 728.2816 | 765.4878 | 2.126
2018-02-05 01:00 | 33172.5882 | 203 | 223 | 1082 | 3200 | 2.61 | 2.11 | 0.97 | 20 | 368.763 | 1.112% | 5.8899 | 5.2306 | 11.6672 | 711.4559 | 734.2436 | 1.9911
2018-02-05 02:00 | 33475.7474 | 221 | 187 | 1422 | 3150 | 2.3 | 1 | 0.99 | 10.93 | 399.0106 | 1.192% | 6.0586 | 2.2289 | 16.7799 | 410.3788 | 435.4462 | 1.0913
2018-02-05 03:00 | 34293.3886 | 248 | 253 | 1422 | 3150 | 2.61 | 1.2 | 0.99 | 7.45 | 428.2599 | 1.249% | 8.0833 | 3.7914 | 17.5805 | 293.0649 | 322.5201 | 0.75309
2018-02-05 04:00 | 35852.775 | 302 | 246 | 1422 | 3150 | 2.61 | 2.11 | 0.99 | 3.33 | 464.007 | 1.294% | 10.2012 | 6.7177 | 18.2195 | 135.7552 | 170.8936 | 0.3683
2018-02-05 05:00 | 39057.5511 | 523 | 390 | 1422 | 3150 | 9.81 | 2.61 | 0.99 | 7.51 | 536.9142 | 1.375% | 70.5295 | 13.9928 | 19.3524 | 325.1999 | 429.0745 | 0.79915
2018-02-05 06:00 | 43382.1953 | 640 | 312 | 2361 | 2957 | 28.61 | 1.46 | 10.42 | 19.31 | 644.321 | 1.485% | 271.9497 | 6.7655 | 365.3882 | 848.0557 | 1492.1591 | 2.3159
2018-02-05 07:00 | 45299.2047 | 323 | 286 | 2361 | 2957 | 16.13 | 1 | 10 | 17.46 | 698.6925 | 1.542% | 80.3586 | 4.4112 | 364.1594 | 796.3264 | 1245.2556 | 1.7823
2018-02-05 08:00 | 44620.5524 | 373 | 252 | 2361 | 2957 | 9.26 | 1 | 5 | 9.46 | 697.9706 | 1.564% | 54.0284 | 3.9419 | 184.658 | 437.5671 | 680.1953 | 0.97453
2018-02-05 09:00 | 43976.7249 | 365 | 327 | 2361 | 2957 | 7.74 | 1.31 | 4.99 | 7.94 | 679.7943 | 1.546% | 43.6705 | 6.6218 | 182.1173 | 362.933 | 595.3426 | 0.87577
2018-02-05 10:00 | 43565.055 | 316 | 301 | 1834 | 2957 | 5.79 | 1.33 | 2 | 6.48 | 671.4473 | 1.541% | 28.1994 | 6.1701 | 56.5331 | 295.3249 | 386.2275 | 0.57522
2018-02-05 11:00 | 42944.1699 | 285 | 259 | 1834 | 2957 | 4.04 | 1 | 1.72 | 5.45 | 638.3915 | 1.487% | 17.1163 | 3.8502 | 46.8933 | 239.569 | 307.4288 | 0.48157
2018-02-05 12:00 | 42105.5003 | 239 | 271 | 1834 | 2957 | 2.11 | 1 | 1.61 | 3.94 | 605.4518 | 1.438% | 7.2514 | 3.8968 | 42.4586 | 167.5283 | 221.1352 | 0.36524
2018-02-05 13:00 | 41252.8109 | 222 | 248 | 1834 | 2957 | 2.35 | 1 | 1.62 | 5 | 540.6356 | 1.311% | 6.8371 | 3.2501 | 38.9373 | 193.7637 | 242.7882 | 0.44908
2018-02-05 14:00 | 40322.6917 | 226 | 233 | 1701 | 2957 | 2.11 | 1 | 1 | 5 | 503.0309 | 1.248% | 5.9489 | 2.9067 | 21.2202 | 184.4448 | 214.5206 | 0.42646
2018-02-05 15:00 | 39581.8932 | 215 | 213 | 1701 | 2957 | 2.01 | 1 | 0.99 | 5 | 488.8903 | 1.235% | 5.3376 | 2.6308 | 20.7996 | 182.6149 | 211.383 | 0.43237
2018-02-05 16:00 | 39584.5722 | 211 | 212 | 1701 | 2957 | 2 | 1 | 1.57 | 5 | 466.4381 | 1.178% | 4.9726 | 2.4981 | 31.4682 | 174.2165 | 213.1554 | 0.45699
2018-02-05 17:00 | 40391.4759 | 347 | 205 | 1701 | 2957 | 9.48 | 1 | 1.73 | 9.68 | 506.1544 | 1.253% | 41.2222 | 2.5689 | 36.876 | 358.6906 | 439.3576 | 0.86803
2018-02-05 18:00 | 42320.7015 | 421 | 341 | 1643 | 2957 | 19.95 | 2.11 | 2.46 | 20.13 | 589.0015 | 1.392% | 116.893 | 10.0138 | 56.2518 | 828.4354 | 1011.5941 | 1.7175
2018-02-05 19:00 | 42661.3567 | 279 | 354 | 1643 | 2957 | 5.7 | 3.01 | 1.42 | 8.77 | 629.5542 | 1.476% | 23.4681 | 15.7242 | 34.429 | 382.692 | 456.3133 | 0.72482
2018-02-05 20:00 | 42058.3688 | 175 | 382 | 1643 | 2957 | 2.61 | 3.46 | 1.54 | 12 | 608.8974 | 1.448% | 6.6126 | 19.1351 | 36.6311 | 513.7174 | 576.0962 | 0.94613
2018-02-05 21:00 | 40495.8437 | 417 | 402 | 1643 | 2957 | 10.88 | 3.5 | 1 | 10.73 | 560.7288 | 1.385% | 62.8214 | 19.4821 | 22.7499 | 439.3326 | 544.386 | 0.97085
2018-02-05 22:00 | 38039.9238 | 378 | 442 | 1082 | 3200 | 32.99 | 8.21 | 0.97 | 35 | 497.6027 | 1.308% | 163.1238 | 47.4688 | 13.7291 | 1465.0793 | 1689.401 | 3.3951
2018-02-05 23:00 | 35655.6478 | 244 | 347 | 1082 | 3200 | 4.45 | 10.03 | 0.95 | 24 | 442.8001 | 1.242% | 13.4843 | 43.2225 | 12.7653 | 953.7633 | 1023.2354 | 2.3108
2018-02-06 | 34251.7539 | 238 | 326 | 1082 | 3200 | 7.04 | 3.5 | 0.95 | 7.61 | 414.9025 | 1.211% | 20.2961 | 13.8213 | 12.4513 | 294.9836 | 341.5523 | 0.82321
2018-02-06 01:00 | 33634.0729 | 203 | 223 | 1082 | 3200 | 4.48 | 1 | 0.97 | 7.61 | 392.8512 | 1.168% | 10.6224 | 2.6047 | 12.2588 | 284.4352 | 309.921 | 0.7889
2018-02-06 02:00 | 33505.2223 | 221 | 187 | 1422 | 3150 | 4.24 | 0.15 | 0.99 | 7.61 | 374.6268 | 1.118% | 10.4772 | 0.31363 | 15.7406 | 268.0289 | 294.5603 | 0.78628
2018-02-06 03:00 | 33594.5107 | 248 | 253 | 1422 | 3150 | 6.31 | 1.19 | 0.99 | 7.11 | 380.0268 | 1.131% | 17.7022 | 3.4058 | 15.925 | 253.353 | 290.386 | 0.76412
2018-02-06 04:00 | 34506.7236 | 302 | 246 | 1422 | 3150 | 6.8 | 0.87 | 0.99 | 7 | 400.3186 | 1.16% | 23.8242 | 2.4829 | 16.3319 | 255.8059 | 298.4449 | 0.74552
2018-02-06 05:00 | 36961.7779 | 523 | 390 | 1422 | 3150 | 14.01 | 3.5 | 0.99 | 7 | 419.7454 | 1.136% | 83.2095 | 15.5012 | 15.987 | 250.4042 | 365.102 | 0.86982
2018-02-06 06:00 | 40740.5904 | 640 | 312 | 2361 | 2957 | 30.17 | 2.11 | 11.79 | 20 | 508.6893 | 1.249% | 241.0908 | 8.2198 | 347.5642 | 738.4253 | 1335.3001 | 2.625
2018-02-06 07:00 | 42049.3945 | 323 | 286 | 2361 | 2957 | 9.96 | 1.37 | 8.86 | 13.7 | 554.977 | 1.32% | 42.4597 | 5.1713 | 276.0863 | 534.6716 | 858.389 | 1.5467
2018-02-06 08:00 | 41494.7138 | 373 | 252 | 2361 | 2957 | 9.74 | 1 | 4.99 | 9.94 | 561.2283 | 1.353% | 49.1377 | 3.4084 | 159.3468 | 397.5433 | 609.4362 | 1.0859
2018-02-06 09:00 | 41771.3509 | 365 | 327 | 2361 | 2957 | 7.9 | 2.61 | 2.99 | 8.1 | 573.527 | 1.373% | 39.5909 | 11.7183 | 96.9265 | 328.8605 | 477.0961 | 0.83186
2018-02-06 10:00 | 41949.6995 | 316 | 301 | 1834 | 2957 | 3.06 | 2.11 | 1.83 | 3.77 | 583.4241 | 1.391% | 13.4482 | 8.8329 | 46.6773 | 155.0416 | 224 | 0.38394
2018-02-06 11:00 | 41826.5045 | 285 | 259 | 1834 | 2957 | 2.06 | 1 | 1.6 | 2.99 | 588.1034 | 1.406% | 8.2549 | 3.6417 | 41.2593 | 124.3153 | 177.4712 | 0.30177
2018-02-06 12:00 | 41699.3665 | 239 | 271 | 1834 | 2957 | 2 | 1.7 | 1.51 | 3 | 593.238 | 1.423% | 6.8003 | 6.5542 | 39.3981 | 126.2037 | 178.9563 | 0.30166
2018-02-06 13:00 | 41763.0719 | 222 | 248 | 1834 | 2957 | 2 | 1.37 | 1.52 | 2.8 | 595.981 | 1.427% | 6.3361 | 4.8486 | 39.7817 | 118.1542 | 169.1206 | 0.28377
2018-02-06 14:00 | 41797.5136 | 226 | 233 | 1701 | 2957 | 1.39 | 1.46 | 1.39 | 2.11 | 595.5992 | 1.425% | 4.4764 | 4.8474 | 33.6917 | 88.9073 | 131.9228 | 0.2215
2018-02-06 15:00 | 42211.123 | 215 | 213 | 1701 | 2957 | 1 | 0.56 | 0.99 | 2.41 | 608.8401 | 1.442% | 3.1011 | 1.7205 | 24.2893 | 102.7886 | 131.8995 | 0.21664
2018-02-06 16:00 | 43086.0273 | 211 | 212 | 1701 | 2957 | 2 | 0.26 | 1.42 | 3.14 | 639.2763 | 1.484% | 6.2613 | 0.81783 | 35.8381 | 137.7632 | 180.6804 | 0.28263
2018-02-06 17:00 | 44603.7015 | 347 | 205 | 1701 | 2957 | 5.65 | 0.9 | 1.42 | 5.85 | 684.9355 | 1.536% | 30.1063 | 2.8332 | 37.0912 | 265.6354 | 335.6661 | 0.49007
2018-02-06 18:00 | 46434.3873 | 421 | 341 | 1643 | 2957 | 27.86 | 2 | 2.45 | 29.91 | 729.8177 | 1.572% | 184.3478 | 10.7191 | 63.2672 | 1390.0884 | 1648.4225 | 2.2587
2018-02-06 19:00 | 46677.4313 | 279 | 354 | 1643 | 2957 | 6.67 | 2.61 | 1.4 | 9.41 | 723.7362 | 1.551% | 28.8538 | 14.3257 | 35.6647 | 431.4339 | 510.2782 | 0.70506
2018-02-06 20:00 | 46106.9371 | 175 | 382 | 1643 | 2957 | 2.03 | 3.01 | 1.36 | 7.28 | 693.8509 | 1.505% | 5.3461 | 17.3033 | 33.6261 | 323.9534 | 380.2289 | 0.548
2018-02-06 21:00 | 44555.041 | 417 | 402 | 1643 | 2957 | 7.12 | 3.5 | 1.33 | 7.26 | 652.4506 | 1.464% | 43.4777 | 20.6037 | 31.9993 | 314.3683 | 410.449 | 0.62909
2018-02-06 22:00 | 42061.8522 | 378 | 442 | 1082 | 3200 | 6.72 | 6.73 | 0.97 | 6.64 | 587.733 | 1.397% | 35.4938 | 41.5651 | 14.6653 | 296.8997 | 388.6239 | 0.66123
2018-02-06 23:00 | 39798.5462 | 244 | 347 | 1082 | 3200 | 6.01 | 3.5 | 0.95 | 7.78 | 564.0683 | 1.417% | 20.784 | 17.2132 | 14.5685 | 352.8532 | 405.4189 | 0.71874
2018-02-07 | 38386.9928 | 238 | 326 | 1082 | 3200 | 2.67 | 3.5 | 0.96 | 3.37 | 549.8275 | 1.432% | 9.1019 | 16.3429 | 14.8779 | 154.4622 | 194.7848 | 0.35427
2018-02-07 01:00 | 37781.4869 | 203 | 223 | 1082 | 3200 | 2.11 | 1.57 | 0.97 | 3 | 561.5 | 1.486% | 6.3657 | 5.2033 | 15.598 | 142.6731 | 169.8401 | 0.30248
2018-02-07 02:00 | 37710.0025 | 221 | 187 | 1422 | 3150 | 2 | 0.9 | 0.99 | 2.7 | 573.4592 | 1.521% | 6.7215 | 2.5594 | 21.4082 | 129.3363 | 160.0254 | 0.27905
2018-02-07 03:00 | 38004.2584 | 248 | 253 | 1422 | 3150 | 2.31 | 2.11 | 0.99 | 3 | 604.6327 | 1.591% | 9.1143 | 8.493 | 22.3972 | 150.3458 | 190.3503 | 0.31482
2018-02-07 04:00 | 39283.0286 | 302 | 246 | 1422 | 3150 | 2.87 | 2.11 | 0.99 | 3 | 629.223 | 1.602% | 13.8832 | 8.3141 | 22.5494 | 151.3671 | 196.1138 | 0.31168
2018-02-07 05:00 | 42402.9912 | 523 | 390 | 1422 | 3150 | 8.34 | 2.13 | 0.99 | 6.18 | 698.7654 | 1.648% | 71.8791 | 13.6892 | 23.199 | 320.7997 | 429.567 | 0.61475
2018-02-07 06:00 | 47024.0976 | 640 | 312 | 2361 | 2957 | 34.38 | 2.13 | 16.82 | 30.17 | 808.0341 | 1.718% | 378.0899 | 11.4194 | 682.3877 | 1532.9777 | 2604.8747 | 3.2237
2018-02-07 07:00 | 48820.7676 | 323 | 286 | 2361 | 2957 | 15.05 | 1.07 | 9.73 | 17.54 | 862.5882 | 1.767% | 85.8891 | 5.4069 | 405.8894 | 916.3889 | 1413.5742 | 1.6388
2018-02-07 08:00 | 48908.5784 | 373 | 252 | 2361 | 2957 | 8.78 | 1 | 4.99 | 8.78 | 837.2408 | 1.712% | 56.062 | 4.3139 | 201.6796 | 444.438 | 706.4934 | 0.84384
2018-02-07 09:00 | 48818.9414 | 365 | 327 | 2361 | 2957 | 7.36 | 2.11 | 4.99 | 7.36 | 829.3722 | 1.699% | 45.6385 | 11.7217 | 200.1509 | 369.7347 | 627.2459 | 0.75629
2018-02-07 10:00 | 48236.2815 | 316 | 301 | 1834 | 2957 | 3.19 | 1 | 1.51 | 3.19 | 827.4055 | 1.715% | 17.2911 | 5.1631 | 47.503 | 161.803 | 231.7602 | 0.2801
2018-02-07 11:00 | 47225.0452 | 285 | 259 | 1834 | 2957 | 1.91 | 1 | 1.68 | 3.18 | 802.4651 | 1.699% | 9.2498 | 4.401 | 52.3555 | 159.7836 | 225.7899 | 0.28137
2018-02-07 12:00 | 45864.2327 | 239 | 271 | 1834 | 2957 | 1 | 1 | 1.51 | 2.61 | 754.5281 | 1.645% | 3.9319 | 4.4583 | 45.5594 | 126.9677 | 180.9172 | 0.23978
2018-02-07 13:00 | 44757.5804 | 222 | 248 | 1834 | 2957 | 1 | 1 | 1.55 | 2.05 | 708.9101 | 1.584% | 3.5162 | 3.928 | 45.0252 | 96.0129 | 148.4824 | 0.20945
2018-02-07 14:00 | 43732.2796 | 226 | 233 | 1701 | 2957 | 1 | 2.24 | 1.41 | 2 | 689.0216 | 1.576% | 3.5607 | 8.2231 | 37.788 | 93.1777 | 142.7495 | 0.20718
2018-02-07 15:00 | 43379.5123 | 215 | 213 | 1701 | 2957 | 1 | 2.11 | 1 | 2 | 689.997 | 1.591% | 3.4198 | 7.1487 | 27.0562 | 94.0684 | 131.6931 | 0.19086
2018-02-07 16:00 | 43726.1839 | 211 | 212 | 1701 | 2957 | 1 | 2.11 | 1.63 | 2.61 | 691.1373 | 1.581% | 3.3351 | 7.0704 | 43.8243 | 121.9873 | 176.217 | 0.25497
2018-02-07 17:00 | 45188.3772 | 347 | 205 | 1701 | 2957 | 7.29 | 2 | 1.59 | 7.29 | 719.0186 | 1.591% | 40.2504 | 6.5237 | 43.0343 | 342.9985 | 432.807 | 0.60194
2018-02-07 18:00 | 47801.5683 | 421 | 341 | 1643 | 2957 | 27.56 | 2.08 | 2.72 | 27.56 | 774.3475 | 1.62% | 187.9555 | 11.4898 | 72.3936 | 1320.153 | 1591.9919 | 2.0559
2018-02-07 19:00 | 48596.9531 | 279 | 354 | 1643 | 2957 | 12.34 | 2.11 | 1.63 | 14.56 | 797.9703 | 1.642% | 56.5323 | 12.2649 | 43.9747 | 706.9527 | 819.7246 | 1.0273
2018-02-07 20:00 | 48421.7164 | 175 | 382 | 1643 | 2957 | 4.3 | 3.5 | 1.51 | 10.25 | 796.1165 | 1.644% | 12.3721 | 21.982 | 40.7897 | 498.3238 | 573.4676 | 0.72033
2018-02-07 21:00 | 47208.3183 | 417 | 402 | 1643 | 2957 | 5.6 | 2.11 | 1.43 | 5.6 | 773.2187 | 1.638% | 38.2479 | 13.8929 | 38.482 | 271.2209 | 361.8437 | 0.46797
2018-02-07 22:00 | 44865.2991 | 378 | 442 | 1082 | 3200 | 4.92 | 4.01 | 1.05 | 5.12 | 722.606 | 1.611% | 29.9535 | 28.5468 | 18.2982 | 263.8827 | 340.6812 | 0.47146
2018-02-07 23:00 | 42746.3469 | 244 | 347 | 1082 | 3200 | 5.53 | 3.09 | 1.06 | 7.97 | 688.3227 | 1.61% | 21.7274 | 17.2656 | 18.4683 | 410.6779 | 468.1392 | 0.68012
2018-02-08 | 41651.3863 | 238 | 326 | 1082 | 3200 | 1 | 1 | 0.97 | 3.07 | 677.22 | 1.626% | 3.8697 | 5.3005 | 17.0647 | 159.7308 | 185.9657 | 0.2746
2018-02-08 01:00 | 41425.8414 | 203 | 223 | 1082 | 3200 | 1 | 0.18 | 0.97 | 2.61 | 689.9152 | 1.665% | 3.3808 | 0.6685 | 17.4793 | 139.0961 | 160.6247 | 0.23282
2018-02-08 02:00 | 41610.3948 | 221 | 187 | 1422 | 3150 | 2 | 0.05 | 1 | 2.53 | 713.7341 | 1.715% | 7.5815 | 0.16038 | 24.3913 | 136.6991 | 168.8323 | 0.23655
2018-02-08 03:00 | 42141.6331 | 248 | 253 | 1422 | 3150 | 2.61 | 0.31 | 1 | 3 | 740.6152 | 1.757% | 11.3756 | 1.3784 | 24.9908 | 166.0784 | 203.8232 | 0.27521
2018-02-08 04:00 | 43679.8854 | 302 | 246 | 1422 | 3150 | 3.67 | 0.59 | 1 | 3.93 | 782.4445 | 1.791% | 19.8539 | 2.5999 | 25.4725 | 221.7559 | 269.6822 | 0.34467
2018-02-08 05:00 | 46840.5354 | 523 | 390 | 1422 | 3150 | 9.12 | 1.6 | 1 | 8.86 | 845.5943 | 1.805% | 86.1067 | 11.2648 | 25.6708 | 503.8305 | 626.8728 | 0.74134
2018-02-08 06:00 | 51468.5631 | 640 | 312 | 2361 | 2957 | 57.2 | 2.5 | 31.69 | 53.27 | 944.8161 | 1.836% | 672.0185 | 14.3186 | 1373.4835 | 2891.6068 | 4951.4274 | 5.2406
2018-02-08 07:00 | 52540.5491 | 323 | 286 | 2361 | 2957 | 35.12 | 1.52 | 18.57 | 37.13 | 970.9286 | 1.848% | 209.6282 | 8.0335 | 810.2156 | 2028.9389 | 3056.8161 | 3.1483
2018-02-08 08:00 | 50270.0814 | 373 | 252 | 2361 | 2957 | 13.3 | 1 | 9.21 | 13.3 | 886.3758 | 1.763% | 87.4719 | 4.4433 | 383.4104 | 693.4438 | 1168.7695 | 1.3186
2018-02-08 09:00 | 47601.8551 | 365 | 327 | 2361 | 2957 | 7.3 | 1.46 | 7 | 7.5 | 793.2141 | 1.666% | 44.3999 | 7.9555 | 275.3979 | 369.555 | 697.3083 | 0.87909
2018-02-08 10:00 | 44959.5299 | 316 | 301 | 1834 | 2957 | 3.44 | 2 | 1.68 | 3.44 | 702.8896 | 1.563% | 16.9946 | 9.4116 | 48.1697 | 159.0286 | 233.6044 | 0.33235
2018-02-08 11:00 | 42521.4127 | 285 | 259 | 1834 | 2957 | 4.98 | 2 | 1.83 | 5.18 | 627.1912 | 1.475% | 20.9347 | 7.6405 | 49.5043 | 225.9297 | 304.0092 | 0.48472
2018-02-08 12:00 | 40378.1282 | 239 | 271 | 1834 | 2957 | 3.78 | 2 | 1.63 | 4.45 | 561.9834 | 1.392% | 12.5738 | 7.5436 | 41.6068 | 183.1423 | 244.8665 | 0.43572
2018-02-08 13:00 | 38817.512 | 222 | 248 | 1834 | 2957 | 2.88 | 1.09 | 1.67 | 3.62 | 513.7294 | 1.323% | 8.4616 | 3.5775 | 40.5343 | 141.6663 | 194.2397 | 0.3781
2018-02-08 14:00 | 37689.1272 | 226 | 233 | 1701 | 2957 | 2.06 | 1 | 1.43 | 3.11 | 471.4081 | 1.251% | 5.8231 | 2.9143 | 30.4244 | 115.0251 | 154.1869 | 0.32708
2018-02-08 15:00 | 37150.541 | 215 | 213 | 1701 | 2957 | 2 | 0.91 | 1.43 | 3.03 | 460.1252 | 1.239% | 5.3257 | 2.4007 | 30.1267 | 110.9698 | 148.8229 | 0.32344
2018-02-08 16:00 | 37344.3502 | 211 | 212 | 1701 | 2957 | 2.01 | 0.85 | 1 | 3.13 | 470.7618 | 1.261% | 5.3463 | 2.2716 | 21.4428 | 116.6734 | 145.7341 | 0.30957
2018-02-08 17:00 | 38427.4046 | 347 | 205 | 1701 | 2957 | 8.05 | 1.15 | 1 | 8.05 | 498.0211 | 1.296% | 36.202 | 3.0553 | 22.045 | 308.4991 | 369.8014 | 0.74254
2018-02-08 18:00 | 40860.3922 | 421 | 341 | 1643 | 2957 | 20.7 | 3.5 | 2.35 | 20 | 556.2725 | 1.361% | 118.6417 | 16.2483 | 52.5643 | 805.1307 | 992.585 | 1.7844
2018-02-08 19:00 | 41776.2946 | 279 | 354 | 1643 | 2957 | 8.53 | 3.5 | 1.24 | 9.14 | 563.0512 | 1.348% | 32.0753 | 16.699 | 27.4585 | 364.2633 | 440.4961 | 0.78234
2018-02-08 20:00 | 41752.8997 | 175 | 382 | 1643 | 2957 | 3.57 | 3.5 | 1.52 | 5.67 | 540.391 | 1.294% | 8.0859 | 17.3043 | 32.3223 | 216.9981 | 274.7105 | 0.50836
2018-02-08 21:00 | 40763.8978 | 417 | 402 | 1643 | 2957 | 6.21 | 4.01 | 1.44 | 6.21 | 503.6584 | 1.236% | 31.9954 | 19.9173 | 29.2321 | 226.8837 | 308.0286 | 0.61158
2018-02-08 22:00 | 38662.8219 | 378 | 442 | 1082 | 3200 | 9.55 | 8.29 | 1.22 | 9.64 | 451.7699 | 1.168% | 42.1812 | 42.8154 | 15.4245 | 360.4547 | 460.8758 | 1.0202
2018-02-08 23:00 | 36488.3004 | 244 | 347 | 1082 | 3200 | 4.78 | 4.01 | 1.16 | 8.11 | 409.608 | 1.123% | 13.0928 | 15.6203 | 14.0896 | 291.3303 | 334.133 | 0.81574
2018-02-09 | 34984.1718 | 238 | 326 | 1082 | 3200 | 0.9 | 5 | 0.97 | 7.18 | 382.355 | 1.093% | 2.3411 | 17.8149 | 11.4708 | 251.1132 | 282.74 | 0.73947
2018-02-09 01:00 | 34217.7167 | 203 | 223 | 1082 | 3200 | 0.9 | 2.5 | 0.97 | 8.5 | 362.5785 | 1.06% | 1.9359 | 5.9074 | 11.1212 | 288.2172 | 307.1817 | 0.84721
2018-02-09 02:00 | 33889.1943 | 221 | 187 | 1422 | 3150 | 0.9 | 0.14 | 1.19 | 4.97 | 355.0514 | 1.048% | 2.0838 | 0.27428 | 17.7287 | 164.02 | 184.1068 | 0.51854
2018-02-09 03:00 | 33834.6673 | 248 | 253 | 1422 | 3150 | 0.9 | 3.58 | 1.19 | 5.01 | 360.4842 | 1.065% | 2.378 | 9.65 | 18.029 | 168.1406 | 198.1976 | 0.54981
2018-02-09 04:00 | 34566.2008 | 302 | 246 | 1422 | 3150 | 2.01 | 2.76 | 0.99 | 3.52 | 373.7218 | 1.081% | 6.563 | 7.3408 | 15.2206 | 119.8809 | 149.0052 | 0.39871
2018-02-09 05:00 | 36868.6253 | 523 | 390 | 1422 | 3150 | 6.97 | 5 | 1.35 | 6.82 | 422.7884 | 1.147% | 41.8023 | 22.3615 | 22.014 | 246.3548 | 332.5327 | 0.78652
2018-02-09 06:00 | 40459.3818 | 640 | 312 | 2361 | 2957 | 20.91 | 3.5 | 19.1 | 20.9 | 502.1404 | 1.241% | 166.0887 | 13.5528 | 559.6742 | 767.0145 | 1506.3302 | 2.9998
2018-02-09 07:00 | 41381.3743 | 323 | 286 | 2361 | 2957 | 5.34 | 2 | 11.76 | 12.94 | 535.8949 | 1.295% | 22.3367 | 7.4075 | 359.5655 | 495.519 | 884.8286 | 1.6511
2018-02-09 08:00 | 40464.0589 | 373 | 252 | 2361 | 2957 | 5.39 | 1 | 4.99 | 7.31 | 524.8236 | 1.297% | 26.076 | 3.2685 | 152.806 | 280.3578 | 462.5083 | 0.88126
2018-02-09 09:00 | 39682.762 | 365 | 327 | 2361 | 2957 | 5.39 | 3.36 | 4.99 | 7 | 521.5805 | 1.314% | 25.8584 | 14.4413 | 154.8517 | 272.0626 | 467.214 | 0.89577
2018-02-09 10:00 | 38953.6871 | 316 | 301 | 1834 | 2957 | 4 | 3.5 | 1.11 | 4.73 | 507.6589 | 1.303% | 16.4729 | 13.7296 | 26.5305 | 182.2787 | 239.0117 | 0.47081
2018-02-09 11:00 | 38221.5081 | 285 | 259 | 1834 | 2957 | 2.46 | 1.77 | 1.48 | 4 | 492.2382 | 1.288% | 9.0292 | 5.9039 | 34.9566 | 152.3277 | 202.2173 | 0.41081
2018-02-09 12:00 | 37299.9759 | 239 | 271 | 1834 | 2957 | 1 | 2.38 | 1.25 | 3.4 | 467.575 | 1.254% | 2.996 | 8.0852 | 28.7377 | 126.0297 | 165.8486 | 0.3547
2018-02-09 13:00 | 36611.8401 | 222 | 248 | 1834 | 2957 | 1 | 1 | 1.25 | 4 | 445.9992 | 1.218% | 2.7044 | 3.0211 | 27.9268 | 144.0867 | 177.739 | 0.39852
2018-02-09 14:00 | 35965.9596 | 226 | 233 | 1701 | 2957 | 0.9 | 1 | 1.35 | 3.84 | 449.4199 | 1.25% | 2.5416 | 2.9115 | 28.6945 | 141.8872 | 176.0348 | 0.39169
2018-02-09 15:00 | 35590.6627 | 215 | 213 | 1701 | 2957 | 0.9 | 1 | 1.32 | 3.12 | 453.3049 | 1.274% | 2.4645 | 2.7129 | 28.5978 | 117.5061 | 151.2813 | 0.33373
2018-02-09 16:00 | 35595.7532 | 211 | 212 | 1701 | 2957 | 0.9 | 0.93 | 1.39 | 3.06 | 450.5685 | 1.266% | 2.4037 | 2.4956 | 29.9283 | 114.5343 | 149.3619 | 0.3315
2018-02-09 17:00 | 36034.6523 | 347 | 205 | 1701 | 2957 | 6 | 0.53 | 1.48 | 8 | 491.2403 | 1.363% | 28.3827 | 1.4812 | 34.3194 | 322.489 | 386.6723 | 0.78713
2018-02-09 18:00 | 37457.762 | 421 | 341 | 1643 | 2957 | 8 | 13.9 | 0.99 | 9.15 | 513.9958 | 1.372% | 46.2157 | 65.041 | 22.3198 | 371.2702 | 504.8467 | 0.9822
2018-02-09 19:00 | 37448.3235 | 279 | 354 | 1643 | 2957 | 4 | 5.66 | 0.99 | 8 | 500.2896 | 1.336% | 14.9092 | 26.7676 | 21.7301 | 316.0315 | 379.4383 | 0.75844
2018-02-09 20:00 | 36759.3053 | 175 | 382 | 1643 | 2957 | 0.9 | 4.01 | 1.36 | 6.98 | 458.5075 | 1.247% | 1.9645 | 19.1068 | 27.8712 | 257.4459 | 306.3883 | 0.66823
2018-02-09 21:00 | 35793.5452 | 417 | 402 | 1643 | 2957 | 4.71 | 5 | 1.38 | 6.17 | 429.9486 | 1.201% | 23.5922 | 24.1439 | 27.2351 | 219.1535 | 294.1247 | 0.68409
2018-02-09 22:00 | 34203.6308 | 378 | 442 | 1082 | 3200 | 8 | 9.71 | 0.97 | 15 | 406.1263 | 1.187% | 35.9063 | 50.9601 | 12.462 | 569.9413 | 669.2698 | 1.6479
2018-02-09 23:00 | 32225.1093 | 244 | 347 | 1082 | 3200 | 2.01 | 5 | 0.97 | 22 | 413.156 | 1.282% | 6.2879 | 22.2443 | 13.4561 | 902.5937 | 944.582 | 2.2863
2018-02-10 | 30717.9533 | 238 | 326 | 1082 | 3200 | 0.9 | 4.01 | 0.97 | 7 | 379.2236 | 1.235% | 2.6444 | 16.1386 | 12.9569 | 276.5356 | 308.2755 | 0.81291
2018-02-10 01:00 | 29728.1015 | 203 | 223 | 1082 | 3200 | 0.9 | 2.34 | 0.97 | 7 | 353.9494 | 1.191% | 2.1753 | 6.2129 | 12.4961 | 266.6994 | 287.5836 | 0.8125
2018-02-10 02:00 | 29228.9321 | 221 | 187 | 1422 | 3150 | 0.9 | 1.82 | 0.99 | 7 | 323.8804 | 1.108% | 2.204 | 3.7712 | 15.5994 | 244.332 | 265.9066 | 0.821
2018-02-10 03:00 | 29120.3927 | 248 | 253 | 1422 | 3150 | 0.9 | 2.61 | 0.99 | 7 | 297.4579 | 1.021% | 2.2799 | 6.7451 | 14.3801 | 225.2355 | 248.6407 | 0.83589
2018-02-10 04:00 | 29388.6487 | 302 | 246 | 1422 | 3150 | 2.01 | 2.63 | 0.99 | 6.5 | 289.3971 | 0.9847% | 5.9775 | 6.371 | 13.8627 | 201.6223 | 227.8335 | 0.78727
2018-02-10 05:00 | 30187.1313 | 523 | 390 | 1422 | 3150 | 6.8 | 6 | 1.39 | 7 | 308.6083 | 1.022% | 36.3577 | 23.9222 | 20.2069 | 225.421 | 305.9078 | 0.99125
2018-02-10 06:00 | 32137.8764 | 640 | 312 | 2361 | 2957 | 15 | 10 | 14.92 | 12 | 335.8589 | 1.045% | 100.3254 | 32.6058 | 368.1328 | 370.8278 | 871.8917 | 2.596
2018-02-10 07:00 | 34223.1585 | 323 | 286 | 2361 | 2957 | 2.11 | 6.08 | 6.4 | 7 | 390.03 | 1.14% | 7.7672 | 19.8174 | 172.2082 | 235.8997 | 435.6925 | 1.1171
2018-02-10 08:00 | 36200.5602 | 373 | 252 | 2361 | 2957 | 6.35 | 2.88 | 6.4 | 7 | 437.2098 | 1.208% | 28.606 | 8.7653 | 182.4948 | 249.9907 | 469.8569 | 1.0747
2018-02-10 09:00 | 38396.3542 | 365 | 327 | 2361 | 2957 | 5.8 | 3.5 | 5 | 7.61 | 469.4806 | 1.223% | 25.885 | 13.9941 | 144.3423 | 275.1463 | 459.3677 | 0.97846
2018-02-10 10:00 | 39638.1051 | 316 | 301 | 1834 | 2957 | 3.14 | 3.01 | 1.75 | 5.43 | 484.4216 | 1.222% | 12.1263 | 11.0724 | 39.2237 | 196.2284 | 258.6507 | 0.53394
2018-02-10 11:00 | 40372.2783 | 285 | 259 | 1834 | 2957 | 2.12 | 2.06 | 1.6 | 5 | 490.8011 | 1.216% | 7.3452 | 6.4862 | 35.6732 | 179.7395 | 229.2441 | 0.46708
2018-02-10 12:00 | 40548.6849 | 239 | 271 | 1834 | 2957 | 1.53 | 2.11 | 1.53 | 4.8 | 504.5696 | 1.244% | 4.5502 | 7.1153 | 34.9169 | 176.6188 | 223.2012 | 0.44236
2018-02-10 13:00 | 40338.1383 | 222 | 248 | 1834 | 2957 | 2.01 | 2.11 | 1.55 | 5 | 519.09 | 1.287% | 5.7422 | 6.7338 | 36.5812 | 190.2603 | 239.3175 | 0.46103
2018-02-10 14:00 | 40377.9485 | 226 | 233 | 1701 | 2957 | 2.01 | 2.11 | 1.42 | 5 | 526.5708 | 1.304% | 5.924 | 6.4114 | 31.4996 | 192.8119 | 236.6469 | 0.44941
2018-02-10 15:00 | 40553.1936 | 215 | 213 | 1701 | 2957 | 1.43 | 1 | 1.43 | 4.4 | 539.9303 | 1.331% | 4.0934 | 2.8359 | 32.3857 | 173.2274 | 212.5424 | 0.39365
2018-02-10 16:00 | 40977.1448 | 211 | 212 | 1701 | 2957 | 1 | 1 | 1.41 | 4.5 | 559.5281 | 1.365% | 2.8811 | 2.8948 | 32.7494 | 181.6954 | 220.2208 | 0.39358
2018-02-10 17:00 | 41710.5445 | 347 | 205 | 1701 | 2957 | 7.44 | 1 | 1.71 | 9.73 | 590.0458 | 1.415% | 36.521 | 2.9 | 41.1472 | 407.009 | 487.5771 | 0.82634
2018-02-10 18:00 | 43237.5211 | 421 | 341 | 1643 | 2957 | 32.32 | 3.5 | 1.48 | 35.31 | 630.5901 | 1.458% | 198.4448 | 17.4064 | 35.4638 | 1522.7737 | 1774.0888 | 2.8134
2018-02-10 19:00 | 43548.7451 | 279 | 354 | 1643 | 2957 | 4.13 | 3.5 | 1.15 | 8.61 | 637.6806 | 1.464% | 16.8726 | 18.1426 | 27.6671 | 372.8053 | 435.4875 | 0.68292
2018-02-10 20:00 | 43140.6683 | 175 | 382 | 1643 | 2957 | 2.01 | 3.69 | 1.45 | 9.34 | 630.8473 | 1.462% | 5.1437 | 20.6123 | 34.8372 | 403.8644 | 464.4576 | 0.73624
2018-02-10 21:00 | 42410.6022 | 417 | 402 | 1643 | 2957 | 7.45 | 5 | 1.42 | 7.65 | 597.7965 | 1.41% | 43.7896 | 28.3319 | 32.8855 | 318.8539 | 423.8609 | 0.70904
2018-02-10 22:00 | 41101.2558 | 378 | 442 | 1082 | 3200 | 6.22 | 5.3 | 1.06 | 8.22 | 561.6334 | 1.366% | 32.1277 | 32.0108 | 15.6722 | 359.4344 | 439.2451 | 0.78209
2018-02-10 23:00 | 39982.0745 | 244 | 347 | 1082 | 3200 | 2.04 | 3.5 | 1.23 | 6 | 519.8166 | 1.3% | 6.4715 | 15.79 | 17.3028 | 249.6239 | 289.1882 | 0.55633
2018-02-11 | 39026.2597 | 238 | 326 | 1082 | 3200 | 2.01 | 3.5 | 0.96 | 6.02 | 500.6404 | 1.283% | 6.1368 | 14.6371 | 13.325 | 247.1243 | 281.2232 | 0.56173
2018-02-11 01:00 | 38597.3805 | 203 | 223 | 1082 | 3200 | 0.9 | 2.24 | 0.96 | 3.88 | 504.6635 | 1.308% | 2.3888 | 6.5313 | 13.5813 | 162.3401 | 184.8415 | 0.36627
2018-02-11 02:00 | 38533.8066 | 221 | 187 | 1422 | 3150 | 1 | 1 | 0.98 | 3 | 539.2857 | 1.4% | 3.0929 | 2.6171 | 19.5031 | 132.254 | 157.4671 | 0.29199
2018-02-11 03:00 | 39149.6878 | 248 | 253 | 1422 | 3150 | 2.11 | 3.5 | 0.98 | 3 | 558.9852 | 1.428% | 7.4715 | 12.6433 | 19.8975 | 134.9285 | 174.9408 | 0.31296
2018-02-11 04:00 | 40020.4752 | 302 | 246 | 1422 | 3150 | 3.79 | 2.66 | 0.98 | 4.02 | 595.1624 | 1.487% | 17.0216 | 9.7313 | 20.7243 | 188.3171 | 235.7942 | 0.39618
2018-02-11 05:00 | 41208.93 | 523 | 390 | 1422 | 3150 | 8.48 | 6.46 | 1.35 | 8.68 | 666.9005 | 1.618% | 71.774 | 40.7725 | 31.0673 | 442.4865 | 586.1002 | 0.87884
2018-02-11 06:00 | 43132.1344 | 640 | 312 | 2361 | 2957 | 9.85 | 5.11 | 9.4 | 10 | 739.5191 | 1.715% | 108.0848 | 27.3353 | 380.5154 | 506.9904 | 1022.926 | 1.3832
2018-02-11 07:00 | 44996.1246 | 323 | 286 | 2361 | 2957 | 4.94 | 2.61 | 5.88 | 8.45 | 825.9219 | 1.836% | 29.2882 | 13.7016 | 254.8221 | 458.64 | 756.4519 | 0.91589
2018-02-11 08:00 | 47176.3135 | 373 | 252 | 2361 | 2957 | 6 | 2 | 5.08 | 9.48 | 896.7468 | 1.901% | 42.5408 | 9.5802 | 227.9846 | 532.8507 | 812.9564 | 0.90656
2018-02-11 09:00 | 49014.0931 | 365 | 327 | 2361 | 2957 | 5.21 | 3.04 | 4.21 | 11.16 | 950.3766 | 1.939% | 36.8727 | 19.2751 | 192.7316 | 639.8678 | 888.7472 | 0.93515
2018-02-11 10:00 | 50092.4596 | 316 | 301 | 1834 | 2957 | 3.23 | 2.61 | 1.81 | 11.04 | 982.4949 | 1.961% | 20.0192 | 15.4087 | 65.1082 | 640.2924 | 740.8285 | 0.75403
2018-02-11 11:00 | 50087.5185 | 285 | 259 | 1834 | 2957 | 3.03 | 2 | 1.63 | 9.03 | 991.4179 | 1.979% | 17.0929 | 10.2531 | 59.1717 | 528.526 | 615.0437 | 0.62037
2018-02-11 12:00 | 49254.3359 | 239 | 271 | 1834 | 2957 | 2.11 | 2.11 | 1.39 | 7 | 983.5192 | 1.997% | 10.0698 | 11.418 | 50.9041 | 413.3213 | 485.7131 | 0.49385
2018-02-11 13:00 | 48003.0423 | 222 | 248 | 1834 | 2957 | 2.01 | 2.26 | 1.81 | 4.03 | 955.1872 | 1.99% | 8.8791 | 11.1527 | 66.0538 | 237.1243 | 323.2099 | 0.33837
2018-02-11 14:00 | 46775.3558 | 226 | 233 | 1701 | 2957 | 1.87 | 2.11 | 1.57 | 4 | 899.1704 | 1.922% | 8.1241 | 9.4507 | 51.3368 | 227.3716 | 296.2832 | 0.32951
2018-02-11 15:00 | 46341.2887 | 215 | 213 | 1701 | 2957 | 1.66 | 2.11 | 1.66 | 3.55 | 839.0218 | 1.811% | 6.4618 | 8.1371 | 51.1231 | 190.0574 | 255.7794 | 0.30485
2018-02-11 16:00 | 45907.2216 | 211 | 212 | 1701 | 2957 | 1.63 | 2.11 | 1.63 | 2.66 | 798.5777 | 1.74% | 5.9828 | 7.7813 | 48.2312 | 136.8262 | 198.8215 | 0.24897
2018-02-11 17:00 | 47119.4918 | 347 | 205 | 1701 | 2957 | 7.2 | 2 | 2.99 | 10.38 | 807.4167 | 1.714% | 42.8114 | 7.0256 | 87.151 | 525.9516 | 662.9396 | 0.82106
2018-02-11 18:00 | 49516.4678 | 421 | 341 | 1643 | 2957 | 30.15 | 3.5 | 2.99 | 38.62 | 856.7724 | 1.73% | 219.6268 | 20.6509 | 85.0011 | 1975.9658 | 2301.2445 | 2.6859
2018-02-11 19:00 | 50558.0537 | 279 | 354 | 1643 | 2957 | 9.66 | 3.5 | 2.99 | 19.84 | 878.1583 | 1.737% | 46.8127 | 21.5206 | 85.3279 | 1019.0029 | 1172.6641 | 1.3354
2018-02-11 20:00 | 50577.5127 | 175 | 382 | 1643 | 2957 | 2.01 | 3.5 | 2.99 | 13.4 | 868.2337 | 1.717% | 6.0383 | 22.9515 | 84.3311 | 680.1979 | 793.5188 | 0.91395
2018-02-11 21:00 | 49638.5022 | 417 | 402 | 1643 | 2957 | 7.8 | 3.57 | 2 | 8.62 | 835.8403 | 1.684% | 54.7691 | 24.1657 | 55.3315 | 429.2035 | 563.4696 | 0.67414
2018-02-11 22:00 | 47466.7311 | 378 | 442 | 1082 | 3200 | 5.54 | 5 | 1.36 | 7.51 | 776.4007 | 1.636% | 34.253 | 36.1484 | 24.0693 | 393.085 | 487.5557 | 0.62797
2018-02-11 23:00 | 45331.7057 | 244 | 347 | 1082 | 3200 | 2.61 | 3.5 | 1.28 | 5.23 | 743.369 | 1.64% | 10.4432 | 19.9159 | 22.7112 | 274.4442 | 327.5145 | 0.44058
2018-02-12 | 44266.3375 | 238 | 326 | 1082 | 3200 | 4 | 3.01 | 0.95 | 6.7 | 742.357 | 1.677% | 15.9653 | 16.456 | 17.2381 | 359.5539 | 409.2133 | 0.55124
2018-02-12 01:00 | 43968.2422 | 203 | 223 | 1082 | 3200 | 3.25 | 0.77 | 0.96 | 6.23 | 749.5231 | 1.705% | 11.2467 | 2.9271 | 17.707 | 339.8474 | 371.7282 | 0.49595
2018-02-12 02:00 | 44225.3121 | 221 | 187 | 1422 | 3150 | 2.61 | 0.3 | 0.97 | 5.12 | 763.9373 | 1.727% | 9.9637 | 0.96906 | 23.8264 | 278.5911 | 313.3503 | 0.41018
2018-02-12 03:00 | 44875.6383 | 248 | 253 | 1422 | 3150 | 3.91 | 1 | 0.97 | 5.92 | 787.9053 | 1.756% | 17.0252 | 4.4421 | 24.2178 | 327.4128 | 373.0978 | 0.47353
2018-02-12 04:00 | 46356.8538 | 302 | 246 | 1422 | 3150 | 5.07 | 1 | 0.97 | 9.82 | 823.4276 | 1.776% | 27.1973 | 4.3696 | 24.5009 | 549.4568 | 605.5247 | 0.73537
2018-02-12 05:00 | 49572.1142 | 523 | 390 | 1422 | 3150 | 12.22 | 2.56 | 1.5 | 14.96 | 902.72 | 1.821% | 116.3827 | 18.1811 | 38.8424 | 858.1392 | 1031.5455 | 1.1427
2018-02-12 06:00 | 54077.9651 | 640 | 312 | 2361 | 2957 | 55 | 3.32 | 42.77 | 56.76 | 1010.329 | 1.868% | 657.6353 | 19.3524 | 1886.5907 | 3135.712 | 5699.2905 | 5.641
2018-02-12 07:00 | 55314.7692 | 323 | 286 | 2361 | 2957 | 24.88 | 1.68 | 24.88 | 39.24 | 1040.9956 | 1.882% | 151.2379 | 9.0424 | 1105.4883 | 2183.6755 | 3449.444 | 3.3136
2018-02-12 08:00 | 53956.6614 | 373 | 252 | 2361 | 2957 | 10.11 | 1 | 9.11 | 18.59 | 961.5795 | 1.782% | 67.2048 | 4.491 | 383.3138 | 979.6498 | 1434.6594 | 1.492
2018-02-12 09:00 | 52780.6081 | 365 | 327 | 2361 | 2957 | 7.92 | 2.61 | 6.57 | 11.65 | 870.1674 | 1.649% | 47.6592 | 14.0707 | 255.7348 | 567.9442 | 885.4089 | 1.0175
2018-02-12 10:00 | 51530.7116 | 316 | 301 | 1834 | 2957 | 3.93 | 3.01 | 1.89 | 8 | 787.4101 | 1.528% | 18.9764 | 13.8442 | 52.9659 | 361.4732 | 447.2597 | 0.56801
2018-02-12 11:00 | 49621.958 | 285 | 259 | 1834 | 2957 | 3.47 | 2.61 | 1.7 | 6.29 | 712.902 | 1.437% | 14.2079 | 9.7117 | 44.7924 | 267.2132 | 335.9252 | 0.47121
2018-02-12 12:00 | 47234.9775 | 239 | 271 | 1834 | 2957 | 3 | 3.01 | 1.48 | 6.05 | 652.683 | 1.382% | 9.9074 | 11.2713 | 37.5059 | 247.1982 | 305.8827 | 0.46865
2018-02-12 13:00 | 45257.4401 | 222 | 248 | 1834 | 2957 | 2.01 | 2.11 | 1.6 | 4.65 | 606.0329 | 1.339% | 5.9752 | 7.0071 | 39.2939 | 184.124 | 236.4004 | 0.39008
2018-02-12 14:00 | 43543.331 | 226 | 233 | 1701 | 2957 | 1.36 | 2 | 1.2 | 4 | 578.9177 | 1.33% | 4.0864 | 6.1956 | 27.1382 | 157.2557 | 194.6759 | 0.33628
2018-02-12 15:00 | 42468.5445 | 215 | 213 | 1701 | 2957 | 1 | 2 | 1.28 | 3.83 | 581.055 | 1.368% | 2.9416 | 5.8285 | 29.7896 | 154.953 | 193.5127 | 0.33304
2018-02-12 16:00 | 42561.181 | 211 | 212 | 1701 | 2957 | 1.37 | 2 | 1.4 | 4 | 608.9741 | 1.431% | 4.1361 | 6.0667 | 34.0736 | 169.2375 | 213.5138 | 0.35061
2018-02-12 17:00 | 44137.2959 | 347 | 205 | 1701 | 2957 | 6 | 1.78 | 2.23 | 8 | 660.1413 | 1.496% | 31.1395 | 5.4576 | 56.7336 | 353.812 | 447.1427 | 0.67734
2018-02-12 18:00 | 47189.2008 | 421 | 341 | 1643 | 2957 | 15.22 | 8.61 | 1.99 | 17.34 | 748.8376 | 1.587% | 101.6815 | 46.5911 | 51.8843 | 813.6646 | 1013.8214 | 1.3539
2018-02-12 19:00 | 48377.8841 | 279 | 354 | 1643 | 2957 | 4 | 5.51 | 1 | 5.53 | 795.2754 | 1.644% | 18.3457 | 32.0646 | 27.009 | 268.8111 | 346.2304 | 0.43536
2018-02-12 20:00 | 48242.2822 | 175 | 382 | 1643 | 2957 | 1 | 4.01 | 1 | 5.92 | 802.8388 | 1.664% | 2.9123 | 25.4923 | 27.3425 | 291.3222 | 347.0693 | 0.4323
2018-02-12 21:00 | 46908.5579 | 417 | 402 | 1643 | 2957 | 8.71 | 5 | 0.99 | 9.03 | 763.9665 | 1.629% | 59.153 | 32.7354 | 26.4908 | 434.8719 | 553.2511 | 0.72418
2018-02-12 22:00 | 44238.4456 | 378 | 442 | 1082 | 3200 | 8.17 | 8.11 | 1.24 | 9.23 | 682.8707 | 1.544% | 47.6708 | 55.3327 | 20.7104 | 455.9217 | 579.6356 | 0.84882
2018-02-12 23:00 | 41676.8313 | 244 | 347 | 1082 | 3200 | 2.61 | 5 | 1.1 | 10 | 625.2913 | 1.5% | 9.5547 | 26.0308 | 17.857 | 480.1066 | 533.5491 | 0.85328
2018-02-13 | 40019.9502 | 238 | 326 | 1082 | 3200 | 3.46 | 4.01 | 0.95 | 4.65 | 603.2183 | 1.507% | 12.4123 | 19.7043 | 15.4935 | 224.2854 | 271.8954 | 0.45074
2018-02-13 01:00 | 39244.1311 | 203 | 223 | 1082 | 3200 | 2.01 | 2.11 | 0.97 | 4.02 | 597.9963 | 1.524% | 6.2175 | 7.1699 | 15.9927 | 196.0197 | 225.3998 | 0.37693
2018-02-13 02:00 | 38866.1553 | 221 | 187 | 1422 | 3150 | 2.11 | 1 | 0.96 | 3.65 | 595.5997 | 1.532% | 7.1459 | 2.8657 | 20.9196 | 176.192 | 207.1232 | 0.34776
2018-02-13 03:00 | 39016.3789 | 248 | 253 | 1422 | 3150 | 3.51 | 2.61 | 0.96 | 4.81 | 596.9139 | 1.53% | 13.3175 | 10.1024 | 20.8851 | 231.8037 | 276.1087 | 0.46256
2018-02-13 04:00 | 39948.5865 | 302 | 246 | 1422 | 3150 | 3.55 | 2.61 | 0.96 | 3.66 | 621.2189 | 1.555% | 16.6716 | 9.9843 | 21.2282 | 179.2812 | 227.1655 | 0.36568
2018-02-13 05:00 | 42514.7496 | 523 | 390 | 1422 | 3150 | 7.41 | 4.01 | 1.32 | 6.11 | 686.5633 | 1.615% | 62.5836 | 25.2552 | 30.312 | 310.8084 | 428.9592 | 0.62479
2018-02-13 06:00 | 46552.4869 | 640 | 312 | 2361 | 2957 | 30.82 | 3.5 | 19.8 | 28.64 | 768.547 | 1.651% | 325.6418 | 18.0281 | 771.7715 | 1398.144 | 2513.5854 | 3.2706
2018-02-13 07:00 | 47584.123 | 323 | 286 | 2361 | 2957 | 14.56 | 2.11 | 12.56 | 20.21 | 793.1091 | 1.667% | 78.3853 | 10.0582 | 494.2612 | 996.0669 | 1578.7716 | 1.9906
2018-02-13 08:00 | 46854.4726 | 373 | 252 | 2361 | 2957 | 11.69 | 2 | 8 | 13.21 | 775.0167 | 1.654% | 72.1246 | 8.3366 | 312.4251 | 646.1214 | 1039.0078 | 1.3406
2018-02-13 09:00 | 46519.9537 | 365 | 327 | 2361 | 2957 | 7.34 | 3.01 | 5.63 | 10.48 | 759.1504 | 1.632% | 43.7197 | 16.0621 | 216.9167 | 505.7095 | 782.408 | 1.0306
2018-02-13 10:00 | 46099.2509 | 316 | 301 | 1834 | 2957 | 4.82 | 2.11 | 1.25 | 6.33 | 746.7301 | 1.62% | 24.672 | 10.2877 | 37.1346 | 303.197 | 375.2913 | 0.50258
2018-02-13 11:00 | 45432.8304 | 285 | 259 | 1834 | 2957 | 3 | 2.11 | 1.78 | 3.24 | 724.6745 | 1.595% | 13.6376 | 8.7168 | 52.0706 | 152.8163 | 227.2413 | 0.31358
2018-02-13 12:00 | 44518.8245 | 239 | 271 | 1834 | 2957 | 3 | 1 | 1.6 | 4 | 694.2521 | 1.559% | 11.1813 | 4.2261 | 45.7607 | 184.4526 | 245.6208 | 0.35379
2018-02-13 13:00 | 43563.8916 | 222 | 248 | 1834 | 2957 | 2.1 | 1 | 1.6 | 2.96 | 665.8594 | 1.528% | 7.1257 | 3.7906 | 44.8513 | 133.7824 | 189.55 | 0.28467
2018-02-13 14:00 | 42701.9437 | 226 | 233 | 1701 | 2957 | 1.78 | 1.69 | 1.35 | 2.61 | 640.779 | 1.501% | 6.0366 | 5.9089 | 34.4587 | 115.8117 | 162.2158 | 0.25315
2018-02-13 15:00 | 42273.8727 | 215 | 213 | 1701 | 2957 | 1.36 | 1 | 1.36 | 2.61 | 638.9324 | 1.511% | 4.4194 | 3.2193 | 34.9644 | 116.6473 | 159.2504 | 0.24924
2018-02-13 16:00 | 42668.0709 | 211 | 212 | 1701 | 2957 | 1.88 | 0.43 | 1.4 | 2.65 | 658.7617 | 1.544% | 6.1244 | 1.4074 | 36.767 | 120.9825 | 165.2813 | 0.2509
2018-02-13 17:00 | 43946.8867 | 347 | 205 | 1701 | 2957 | 6.45 | 1 | 2.19 | 8 | 688.0253 | 1.566% | 35.0401 | 3.2094 | 58.321 | 370.3545 | 466.925 | 0.67865
2018-02-13 18:00 | 45572.9622 | 421 | 341 | 1643 | 2957 | 22.26 | 8.11 | 2.12 | 25.33 | 733.3098 | 1.609% | 150.7952 | 44.4995 | 56.0472 | 1205.2212 | 1456.5631 | 1.9863
2018-02-13 19:00 | 45766.2363 | 279 | 354 | 1643 | 2957 | 4 | 5.53 | 1.52 | 8.2 | 736.0225 | 1.608% | 17.9478 | 31.4829 | 40.1631 | 389.9519 | 479.5456 | 0.65154
2018-02-13 20:00 | 45064.7405 | 175 | 382 | 1643 | 2957 | 3.84 | 4.01 | 1.53 | 6.21 | 711.025 | 1.578% | 10.6027 | 24.1688 | 39.6622 | 289.7283 | 364.1621 | 0.51216
2018-02-13 21:00 | 43453.9817 | 417 | 402 | 1643 | 2957 | 5.38 | 5 | 1 | 5.58 | 649.6146 | 1.495% | 33.5386 | 30.0485 | 24.562 | 246.6674 | 334.8164 | 0.51541
2018-02-13 22:00 | 40704.0787 | 378 | 442 | 1082 | 3200 | 6.73 | 5 | 1.2 | 7.04 | 560.483 | 1.377% | 35.0293 | 30.431 | 17.8786 | 310.2038 | 393.5427 | 0.70215
2018-02-13 23:00 | 38108.9505 | 244 | 347 | 1082 | 3200 | 3.96 | 4.01 | 0.99 | 8.09 | 506.4357 | 1.329% | 12.8405 | 18.4915 | 14.2351 | 344.0296 | 389.5967 | 0.76929
2018-02-14 | 36382.5651 | 238 | 326 | 1082 | 3200 | 2.61 | 6.01 | 0.94 | 5.8 | 475.0047 | 1.306% | 8.11 | 25.5798 | 13.2788 | 242.3163 | 289.2849 | 0.60901
2018-02-14 01:00 | 35334.5478 | 203 | 223 | 1082 | 3200 | 1 | 3.11 | 0.96 | 7.11 | 459.1537 | 1.299% | 2.6379 | 9.0121 | 13.4976 | 295.6502 | 320.7977 | 0.69867
2018-02-14 02:00 | 34863.4492 | 221 | 187 | 1422 | 3150 | 2.01 | 1 | 0.97 | 4.25 | 447.6362 | 1.284% | 5.7035 | 2.401 | 17.7103 | 171.8915 | 197.7063 | 0.44167
2018-02-14 03:00 | 34782.6373 | 248 | 253 | 1422 | 3150 | 2.61 | 4.24 | 0.97 | 4.25 | 456.4038 | 1.312% | 8.4933 | 14.0758 | 18.0991 | 175.6654 | 216.3337 | 0.474
2018-02-14 04:00 | 35588.2408 | 302 | 246 | 1422 | 3150 | 3.83 | 4.13 | 0.97 | 4.25 | 471.9468 | 1.326% | 15.3388 | 13.4732 | 18.2919 | 177.5358 | 224.6397 | 0.47599
2018-02-14 05:00 | 38056.9603 | 523 | 390 | 1422 | 3150 | 8.66 | 5.51 | 1.47 | 7.25 | 524.4874 | 1.378% | 62.4195 | 29.6154 | 28.8083 | 314.7383 | 435.5815 | 0.83049
2018-02-14 06:00 | 41752.9492 | 640 | 312 | 2361 | 2957 | 20.75 | 3.11 | 12.27 | 18 | 597.5331 | 1.431% | 190.0522 | 13.8864 | 414.5867 | 761.7257 | 1380.251 | 2.3099
2018-02-14 07:00 | 42295.75 | 323 | 286 | 2361 | 2957 | 11 | 2.11 | 9 | 17.23 | 611.1828 | 1.445% | 51.3416 | 8.7201 | 307.0527 | 736.2257 | 1103.3401 | 1.8053
2018-02-14 08:00 | 41186.609 | 373 | 252 | 2361 | 2957 | 6.75 | 1 | 5.75 | 8.82 | 591.6898 | 1.437% | 36.1702 | 3.6203 | 195.0302 | 374.6778 | 609.4985 | 1.0301
2018-02-14 09:00 | 40633.2926 | 365 | 327 | 2361 | 2957 | 5.99 | 5.42 | 4.99 | 8 | 576.7632 | 1.419% | 31.0338 | 25.1572 | 167.2292 | 335.7816 | 559.2018 | 0.96955
2018-02-14 10:00 | 40045.4274 | 316 | 301 | 1834 | 2957 | 4.68 | 2.61 | 2.99 | 6.71 | 566.764 | 1.415% | 20.9306 | 11.1188 | 77.6104 | 280.8169 | 390.4766 | 0.68896
2018-02-14 11:00 | 39044.3945 | 285 | 259 | 1834 | 2957 | 3.57 | 1 | 2.39 | 4.83 | 542.435 | 1.389% | 14.1352 | 3.5982 | 60.8956 | 198.4209 | 277.05 | 0.51075
2018-02-14 12:00 | 37832.1871 | 239 | 271 | 1834 | 2957 | 3.15 | 3.36 | 1.75 | 4 | 501.4327 | 1.325% | 9.9784 | 12.0687 | 42.5391 | 156.7699 | 221.356 | 0.44145
2018-02-14 13:00 | 37129.8834 | 222 | 248 | 1834 | 2957 | 1.73 | 1.47 | 1.6 | 4 | 464.7671 | 1.252% | 4.8074 | 4.5633 | 36.7309 | 148.055 | 194.1566 | 0.41775
2018-02-14 14:00 | 36734.7086 | 226 | 233 | 1701 | 2957 | 1.11 | 1.58 | 1.4 | 4 | 424.8475 | 1.157% | 2.9013 | 4.2576 | 27.5416 | 136.7942 | 171.4947 | 0.40366
2018-02-14 15:00 | 36564.9345 | 215 | 213 | 1701 | 2957 | 0.9 | 1 | 1.25 | 4 | 400.9238 | 1.096% | 2.1217 | 2.3355 | 23.3137 | 129.6906 | 157.4614 | 0.39275
2018-02-14 16:00 | 36731.0664 | 211 | 212 | 1701 | 2957 | 1 | 0.48 | 1.4 | 4 | 385.1455 | 1.049% | 2.2125 | 1.067 | 24.9703 | 124.0231 | 152.2729 | 0.39536
2018-02-14 17:00 | 36837.5413 | 347 | 205 | 1701 | 2957 | 7.32 | 0.53 | 2.09 | 7.98 | 409.8698 | 1.113% | 28.2615 | 1.2089 | 39.5554 | 262.5485 | 331.5743 | 0.80897
2018-02-14 18:00 | 38041.6637 | 421 | 341 | 1643 | 2957 | 11.37 | 9.11 | 2 | 11.57 | 443.3052 | 1.165% | 55.7809 | 36.2006 | 38.2923 | 398.6833 | 528.9571 | 1.1932
2018-02-14 19:00 | 38555.4583 | 279 | 354 | 1643 | 2957 | 4 | 5.51 | 1.61 | 8.17 | 451.0294 | 1.17% | 13.0552 | 22.8178 | 30.9444 | 282.6132 | 349.4306 | 0.77474
2018-02-14 20:00 | 37971.6709 | 175 | 382 | 1643 | 2957 | 2.61 | 4.72 | 1.62 | 7.61 | 433.4795 | 1.142% | 5.2142 | 20.5833 | 30.3852 | 256.8886 | 313.0712 | 0.72223
2018-02-14 21:00 | 36640.3262 | 417 | 402 | 1643 | 2957 | 9.11 | 5 | 1.32 | 9 | 407.5716 | 1.112% | 42.257 | 22.3584 | 24.1244 | 296.0318 | 384.7716 | 0.94406
2018-02-14 22:00 | 34410.1019 | 378 | 442 | 1082 | 3200 | 15.4 | 10.53 | 1.22 | 22 | 358.0636 | 1.041% | 60.5741 | 48.4312 | 13.736 | 732.5661 | 855.3074 | 2.3887
2018-02-14 23:00 | 31956.3162 | 244 | 347 | 1082 | 3200 | 4 | 5.51 | 0.98 | 30 | 314.3324 | 0.9836% | 9.6002 | 18.8067 | 10.43 | 944.2864 | 983.1234 | 3.1277
2018-02-15 | 30082.4248 | 238 | 326 | 1082 | 3200 | 3.98 | 18 | 0.93 | 22.25 | 310.8004 | 1.033% | 9.7865 | 60.626 | 10.3963 | 735.6118 | 816.4206 | 2.6268
2018-02-15 01:00 | 29060.872 | 203 | 223 | 1082 | 3200 | 2.61 | 10.96 | 0.95 | 22.25 | 295.2919 | 1.016% | 5.3837 | 24.8347 | 10.4446 | 723.4739 | 764.1369 | 2.5877
2018-02-15 02:00 | 28495.0227 | 221 | 187 | 1422 | 3150 | 2.7 | 8.11 | 0.97 | 22.25 | 286.3139 | 1.005% | 5.9956 | 15.2383 | 13.8594 | 704.2291 | 739.3223 | 2.5822
2018-02-15 03:00 | 28306.1072 | 248 | 253 | 1422 | 3150 | 3.86 | 13.91 | 0.97 | 22.25 | 282.4795 | 0.9979% | 9.5531 | 35.12 | 13.7651 | 699.4351 | 757.8733 | 2.6829
2018-02-15 04:00 | 28896.0198 | 302 | 246 | 1422 | 3150 | 8.11 | 11.53 | 0.97 | 22.25 | 280.948 | 0.9723% | 23.8131 | 27.5773 | 13.4109 | 681.4414 | 746.2427 | 2.6562
2018-02-15 05:00 | 30826.8983 | 523 | 390 | 1422 | 3150 | 35 | 40 | 1.54 | 12.25 | 291.122 | 0.9444% | 172.8681 | 147.3228 | 20.6807 | 364.4113 | 705.2829 | 2.4226
2018-02-15 06:00 | 34489.0087 | 640 | 312 | 2361 | 2957 | 18.52 | 8.61 | 7.32 | 15 | 352.9437 | 1.023% | 121.2958 | 27.4905 | 176.8609 | 453.9074 | 779.5545 | 2.2087
2018-02-15 07:00 | 35774.6468 | 323 | 286 | 2361 | 2957 | 7.5 | 4.72 | 6 | 8.5 | 382.2719 | 1.069% | 25.8858 | 14.4246 | 151.3715 | 268.576 | 460.2579 | 1.204
2018-02-15 08:00 | 35911.4719 | 373 | 252 | 2361 | 2957 | 6.55 | 3.5 | 5.75 | 7.55 | 388.575 | 1.082% | 26.4358 | 9.5436 | 146.8945 | 241.5683 | 424.4421 | 1.0923
2018-02-15 09:00 | 36474.7135 | 365 | 327 | 2361 | 2957 | 6.29 | 5.51 | 4.99 | 7.29 | 399.6672 | 1.096% | 25.1565 | 19.7427 | 129.0931 | 236.203 | 410.1954 | 1.0263
2018-02-15 10:00 | 37110.7155 | 316 | 301 | 1834 | 2957 | 4.01 | 3.5 | 2.76 | 5.89 | 400.495 | 1.079% | 13.6751 | 11.3693 | 54.6269 | 187.9596 | 267.6307 | 0.66825
2018-02-15 11:00 | 37408.0058 | 285 | 259 | 1834 | 2957 | 4 | 3.01 | 2.5 | 6.73 | 397.8477 | 1.064% | 12.1243 | 8.2912 | 48.7631 | 211.6502 | 280.8289 | 0.70587
2018-02-15 12:00 | 37686.6712 | 239 | 271 | 1834 | 2957 | 3.77 | 3.5 | 2 | 4.77 | 400.6585 | 1.063% | 9.5791 | 10.0838 | 38.9956 | 149.9534 | 208.6119 | 0.52067
2018-02-15 13:00 | 38045.7428 | 222 | 248 | 1834 | 2957 | 3.51 | 3.07 | 2 | 4.51 | 404.3194 | 1.063% | 8.2809 | 8.0911 | 38.9805 | 141.725 | 197.0775 | 0.48743
2018-02-15 14:00 | 38203.5032 | 226 | 233 | 1701 | 2957 | 3.51 | 2.61 | 1.58 | 4.59 | 396.417 | 1.038% | 8.2312 | 6.3102 | 27.8876 | 140.8358 | 183.2648 | 0.4623
2018-02-15 15:00 | 38293.8652 | 215 | 213 | 1701 | 2957 | 4 | 1.47 | 1.59 | 5.75 | 391.0479 | 1.021% | 8.7821 | 3.1974 | 27.6186 | 173.6281 | 213.2262 | 0.54527
2018-02-15 16:00 | 38381.4453 | 211 | 212 | 1701 | 2957 | 3.8 | 1.65 | 1.52 | 6.19 | 406.978 | 1.06% | 8.5019 | 3.7091 | 27.4156 | 194.0848 | 233.7114 | 0.57426
2018-02-15 17:00 | 38298.9397 | 347 | 205 | 1701 | 2957 | 6.84 | 0.76 | 2.5 | 8 | 434.3591 | 1.134% | 26.9183 | 1.767 | 48.2288 | 268.2894 | 345.2035 | 0.79474
2018-02-15 18:00 | 39350.4788 | 421 | 341 | 1643 | 2957 | 12.66 | 8.94 | 2.75 | 14.14 | 480.8593 | 1.222% | 65.1304 | 37.2529 | 55.2126 | 510.9386 | 668.5345 | 1.3903
2018-02-15 19:00 | 39792.9941 | 279 | 354 | 1643 | 2957 | 4 | 5.14 | 1.58 | 6.29 | 492.0611 | 1.237% | 13.7999 | 22.4998 | 32.1002 | 229.9929 | 298.3928 | 0.60641
2018-02-15 20:00 | 39099.149 | 175 | 382 | 1643 | 2957 | 2.61 | 4.01 | 1.72 | 5 | 470.3425 | 1.203% | 5.4945 | 18.427 | 33.9948 | 177.8559 | 235.7722 | 0.50128
2018-02-15 21:00 | 37457.8004 | 417 | 402 | 1643 | 2957 | 4.25 | 4.01 | 1.45 | 4.45 | 444.2005 | 1.186% | 21.0166 | 19.1164 | 28.2516 | 156.0444 | 224.429 | 0.50524
2018-02-15 22:00 | 35041.8932 | 378 | 442 | 1082 | 3200 | 8.5 | 13.26 | 0.99 | 8.7 | 395.6084 | 1.129% | 36.2734 | 66.1674 | 12.0932 | 314.302 | 428.836 | 1.084
2018-02-15 23:00 | 32332.5701 | 244 | 347 | 1082 | 3200 | 2.61 | 7.01 | 0.97 | 7.11 | 342.5178 | 1.059% | 6.7464 | 25.7686 | 11.1184 | 241.0252 | 284.6586 | 0.83108
2018-02-16 | 30291.6958 | 238 | 326 | 1082 | 3200 | 2.61 | 5.45 | 0.92 | 7.5 | 311.3261 | 1.028% | 6.3842 | 18.2602 | 10.2307 | 246.6626 | 281.5378 | 0.90432
2018-02-16 01:00 | 29027.2399 | 203 | 223 | 1082 | 3200 | 2.11 | 3.77 | 0.94 | 7.5 | 299.2107 | 1.031% | 4.4152 | 8.666 | 10.484 | 247.3902 | 270.9554 | 0.90557
2018-02-16 02:00 | 28361.2726 | 221 | 187 | 1422 | 3150 | 2.11 | 2.61 | 0.96 | 7.11 | 293.569 | 1.035% | 4.8268 | 5.052 | 14.1304 | 231.8273 | 255.8366 | 0.87147
2018-02-16 03:00 | 28232.5094 | 248 | 253 | 1422 | 3150 | 3.11 | 6.88 | 0.96 | 7.11 | 291.1805 | 1.031% | 7.9547 | 17.9524 | 14.0794 | 230.9899 | 270.9763 | 0.93061
2018-02-16 04:00 | 28648.0228 | 302 | 246 | 1422 | 3150 | 7.91 | 7.89 | 0.96 | 8.11 | 283.9683 | 0.9912% | 23.6787 | 19.2392 | 13.5315 | 253.225 | 309.6744 | 1.0905
2018-02-16 05:00 | 30469.5115 | 523 | 390 | 1422 | 3150 | 8.11 | 10.13 | 1.33 | 7.5 | 270.3037 | 0.8871% | 37.6278 | 35.0478 | 16.7779 | 209.5841 | 299.0376 | 1.1063
2018-02-16 06:00 | 34025.4515 | 640 | 312 | 2361 | 2957 | 20.36 | 6.24 | 6 | 10 | 321.1412 | 0.9438% | 122.9844 | 18.3752 | 133.7025 | 279.0895 | 554.1515 | 1.7256
2018-02-16 07:00 | 35479.7399 | 323 | 286 | 2361 | 2957 | 6.88 | 3.82 | 4.99 | 7.61 | 356.8472 | 1.006% | 22.3508 | 10.9883 | 118.4946 | 226.3278 | 378.1614 | 1.0597
2018-02-16 08:00 | 36087.0687 | 373 | 252 | 2361 | 2957 | 5.74 | 2.75 | 4.94 | 6.14 | 371.2561 | 1.029% | 22.0264 | 7.1294 | 119.99 | 186.7849 | 335.9306 | 0.90485
2018-02-16 09:00 | 36983.139 | 365 | 327 | 2361 | 2957 | 5.79 | 4.01 | 4.99 | 6 | 384.2027 | 1.039% | 21.9547 | 13.6222 | 122.392 | 184.3144 | 342.2834 | 0.89089
2018-02-16 10:00 | 37677.1386 | 316 | 301 | 1834 | 2957 | 4 | 3.11 | 2.08 | 5.04 | 389.6691 | 1.034% | 13.0727 | 9.6816 | 39.4531 | 154.1345 | 216.3418 | 0.55519
2018-02-16 11:00 | 38113.2825 | 285 | 259 | 1834 | 2957 | 3.66 | 1 | 2.03 | 6 | 389.9199 | 1.023% | 10.6715 | 2.6497 | 38.0885 | 181.5104 | 232.9202 | 0.59735
2018-02-16 12:00 | 38194.4016 | 239 | 271 | 1834 | 2957 | 2.01 | 2.11 | 1.92 | 3.43 | 394.9394 | 1.034% | 4.9673 | 5.9127 | 36.4109 | 104.876 | 152.1669 | 0.38529
2018-02-16 13:00 | 38375.8655 | 222 | 248 | 1834 | 2957 | 2.18 | 1 | 2.06 | 4 | 401.7518 | 1.047% | 5.0665 | 2.5963 | 39.5518 | 123.8257 | 171.0403 | 0.42574
2018-02-16 14:00 | 38412.9931 | 226 | 233 | 1701 | 2957 | 3 | 1.15 | 1.22 | 4 | 399.0963 | 1.039% | 7.0442 | 2.7839 | 21.5607 | 122.8884 | 154.2772 | 0.38657
2018-02-16 15:00 | 38398.7474 | 215 | 213 | 1701 | 2957 | 2.61 | 1 | 1.55 | 4 | 396.0555 | 1.031% | 5.7879 | 2.1969 | 27.1941 | 121.9973 | 157.1762 | 0.39685
2018-02-16 16:00 | 38350.8649 | 211 | 212 | 1701 | 2957 | 3 | 0.69 | 1.57 | 3.97 | 407.4779 | 1.062% | 6.7256 | 1.5542 | 28.3748 | 124.7299 | 161.3846 | 0.39606
2018-02-16 17:00 | 38509.1074 | 347 | 205 | 1701 | 2957 | 10.52 | 0.67 | 2.09 | 12 | 443.0664 | 1.151% | 42.0001 | 1.5803 | 40.9031 | 408.2611 | 492.7446 | 1.1121
2018-02-16 18:00 | 39528.7783 | 421 | 341 | 1643 | 2957 | 25.28 | 3.5 | 1.74 | 27 | 480.5492 | 1.216% | 129.3849 | 14.5093 | 34.7545 | 970.5984 | 1149.2472 | 2.3915
2018-02-16 19:00 | 39478.209 | 279 | 354 | 1643 | 2957 | 5.04 | 3.5 | 1.66 | 11.88 | 484.4607 | 1.227% | 17.2558 | 15.2045 | 33.4693 | 431.0909 | 497.0206 | 1.0259
2018-02-16 20:00 | 38689.1644 | 175 | 382 | 1643 | 2957 | 2.16 | 3.11 | 1.39 | 9.05 | 474.9132 | 1.228% | 4.64 | 14.5831 | 28.0335 | 328.492 | 375.7485 | 0.79119
2018-02-16 21:00 | 37560.9664 | 417 | 402 | 1643 | 2957 | 6.2 | 3.11 | 1.38 | 7.2 | 454.5121 | 1.21% | 31.285 | 15.1285 | 27.4363 | 257.6276 | 331.4774 | 0.7293
2018-02-16 22:00 | 35837.7278 | 378 | 442 | 1082 | 3200 | 4.73 | 4.01 | 0.98 | 5.73 | 420.6141 | 1.174% | 20.9844 | 20.8022 | 12.4451 | 215.2028 | 269.4345 | 0.64057
2018-02-16 23:00 | 33949.4677 | 244 | 347 | 1082 | 3200 | 2.61 | 2.11 | 0.96 | 4.71 | 384.5417 | 1.133% | 7.2134 | 8.2932 | 11.7655 | 170.7188 | 197.9909 | 0.51487
2018-02-17 | 32257.4441 | 238 | 326 | 1082 | 3200 | 1.33 | 2.75 | 0.95 | 3.11 | 350.4736 | 1.086% | 3.4392 | 9.7404 | 11.168 | 108.1274 | 132.475 | 0.37799
2018-02-17 01:00 | 31249.7117 | 203 | 223 | 1082 | 3200 | 1 | 1 | 0.95 | 3.01 | 311.3358 | 0.9963% | 2.0225 | 2.2217 | 10.2408 | 95.9621 | 110.447 | 0.35475
2018-02-17 02:00 | 30611.4975 | 221 | 187 | 1422 | 3150 | 1 | 0.2 | 0.95 | 2.89 | 328.6519 | 1.074% | 2.3727 | 0.40153 | 14.5036 | 97.7372 | 115.015 | 0.34996
2018-02-17 03:00 | 30421.0883 | 248 | 253 | 1422 | 3150 | 1 | 2 | 0.95 | 2.71 | 321.6292 | 1.057% | 2.622 | 5.3497 | 14.2825 | 90.2528 | 112.507 | 0.3498
2018-02-17 04:00 | 30810.813 | 302 | 246 | 1422 | 3150 | 2.11 | 2 | 0.95 | 2.44 | 295.1902 | 0.9581% | 6.105 | 4.7137 | 12.9426 | 73.6375 | 97.3989 | 0.32995
2018-02-17 05:00 | 31658.5324 | 523 | 390 | 1422 | 3150 | 5.56 | 4.06 | 0.99 | 3.32 | 296.1647 | 0.9355% | 27.2031 | 14.8127 | 13.1697 | 97.8343 | 153.0198 | 0.51667
2018-02-17 06:00 | 33149.5421 | 640 | 312 | 2361 | 2957 | 8.3 | 3.72 | 4.99 | 7.29 | 338.1053 | 1.02% | 54.1792 | 11.8378 | 120.1631 | 219.8636 | 406.0437 | 1.2009
2018-02-17 07:00 | 34728.8649 | 323 | 286 | 2361 | 2957 | 6 | 3.1 | 3 | 6.2 | 389.4127 | 1.121% | 21.7307 | 9.9414 | 79.4213 | 205.5713 | 316.6647 | 0.81319
2018-02-17 08:00 | 36433.3385 | 373 | 252 | 2361 | 2957 | 5.4 | 2.11 | 4.4 | 7.57 | 434.9696 | 1.194% | 24.0471 | 6.3481 | 124.0248 | 267.2435 | 421.6635 | 0.96941
2018-02-17 09:00 | 37904.871 | 365 | 327 | 2361 | 2957 | 10.6 | 3.5 | 7.11 | 14.97 | 467.9887 | 1.235% | 47.7682 | 14.1305 | 207.2555 | 546.5294 | 815.6835 | 1.743
2018-02-17 10:00 | 38447.9961 | 316 | 301 | 1834 | 2957 | 9.93 | 2.11 | 2.99 | 15.06 | 484.0561 | 1.259% | 39.5056 | 7.996 | 69.0387 | 560.6583 | 677.1986 | 1.399
2018-02-17 11:00 | 37878.4492 | 285 | 259 | 1834 | 2957 | 4 | 1 | 1.78 | 6.42 | 478.8074 | 1.264% | 14.4103 | 3.2739 | 41.2656 | 239.9689 | 298.9187 | 0.6243
2018-02-17 12:00 | 37161.6588 | 239 | 271 | 1834 | 2957 | 3.13 | 2.11 | 1.85 | 4.5 | 442.0576 | 1.19% | 8.8987 | 6.802 | 40.3603 | 158.2878 | 214.3489 | 0.48489
2018-02-17 13:00 | 36356.1399 | 222 | 248 | 1834 | 2957 | 2.61 | 2.07 | 2.14 | 4 | 443.4869 | 1.22% | 7.068 | 6.2622 | 47.8758 | 144.2827 | 205.4887 | 0.46335
2018-02-17 14:00 | 35933.8047 | 226 | 233 | 1701 | 2957 | 2.38 | 2 | 1.45 | 4 | 438.789 | 1.221% | 6.5681 | 5.6903 | 30.1179 | 144.4321 | 186.8085 | 0.42574
2018-02-17 15:00 | 35796.4791 | 215 | 213 | 1701 | 2957 | 2.06 | 1.43 | 1.45 | 3.92 | 433.2579 | 1.21% | 5.3606 | 3.6866 | 29.8523 | 140.2954 | 179.1949 | 0.4136
2018-02-17 16:00 | 35727.0534 | 211 | 212 | 1701 | 2957 | 2.25 | 1.44 | 2.25 | 3.94 | 415.3072 | 1.162% | 5.5187 | 3.5487 | 44.4897 | 135.4315 | 188.9886 | 0.45506
2018-02-17 17:00 | 35567.7867 | 347 | 205 | 1701 | 2957 | 6 | 0.83 | 1.98 | 7.61 | 428.6352 | 1.205% | 25.0906 | 2.0505 | 40.5883 | 271.1858 | 338.9153 | 0.79068
2018-02-17 18:00 | 36442.2841 | 421 | 341 | 1643 | 2957 | 17.31 | 4.06 | 2.99 | 19.47 | 464.7744 | 1.275% | 92.9428 | 17.657 | 62.6535 | 734.2667 | 907.52 | 1.9526
2018-02-17 19:00 | 36633.7191 | 279 | 354 | 1643 | 2957 | 4 | 3.5 | 1.61 | 6.56 | 486.9619 | 1.329% | 14.8347 | 16.4697 | 35.1623 | 257.8512 | 324.3179 | 0.666
2018-02-17 20:00 | 35890.9495 | 175 | 382 | 1643 | 2957 | 1 | 3.5 | 1 | 5.18 | 485.9054 | 1.354% | 2.3692 | 18.1008 | 22.2436 | 207.3709 | 250.0845 | 0.51468
2018-02-17 21:00 | 35037.5045 | 417 | 402 | 1643 | 2957 | 5.19 | 5.51 | 1.4 | 5.39 | 474.98 | 1.356% | 29.339 | 30.0275 | 31.1823 | 216.0639 | 306.6128 | 0.64553
2018-02-17 22:00 | 33793.8118 | 378 | 442 | 1082 | 3200 | 6.17 | 8 | 1.23 | 7.17 | 449.6566 | 1.331% | 31.0328 | 47.0496 | 17.7083 | 305.2902 | 401.0809 | 0.89197
2018-02-17 23:00 | 32283.2864 | 244 | 347 | 1082 | 3200 | 3.11 | 4.01 | 1.1 | 6.06 | 417.4591 | 1.293% | 9.8127 | 17.9933 | 15.3906 | 250.7603 | 293.9568 | 0.70416
2018-02-18 | 31087.0192 | 238 | 326 | 1082 | 3200 | 2.61 | 6 | 0.94 | 4 | 387.7911 | 1.247% | 7.7488 | 24.3999 | 12.6874 | 159.672 | 204.5081 | 0.52737
2018-02-18 01:00 | 30265.275 | 203 | 223 | 1082 | 3200 | 2.11 | 4.01 | 0.94 | 4 | 359.9644 | 1.189% | 5.0944 | 10.6357 | 12.0968 | 152.2386 | 180.0655 | 0.50023
2018-02-18 02:00 | 29698.0914 | 221 | 187 | 1422 | 3150 | 2.11 | 3.11 | 0.95 | 3.01 | 346.5972 | 1.167% | 5.4422 | 6.7873 | 15.7659 | 110.6556 | 138.6511 | 0.40004
2018-02-18 03:00 | 29549.7472 | 248 | 253 | 1422 | 3150 | 2.61 | 6 | 0.95 | 3.01 | 347.4815 | 1.176% | 7.6115 | 17.8505 | 15.8855 | 111.4949 | 152.8424 | 0.43986
2018-02-18 04:00 | 29765.0646 | 302 | 246 | 1422 | 3150 | 3.51 | 5.51 | 0.95 | 3.71 | 338.4529 | 1.137% | 12.0533 | 15.4127 | 15.3608 | 132.885 | 175.7118 | 0.51916
2018-02-18 05:00 | 30275.318 | 523 | 390 | 1422 | 3150 | 11.16 | 10.32 | 0.98 | 11.16 | 346.6055 | 1.145% | 66.8209 | 46.0777 | 15.9541 | 402.4588 | 531.3116 | 1.5329
2018-02-18 06:00 | 31361.1717 | 640 | 312 | 2361 | 2957 | 8.61 | 4.01 | 6 | 8.37 | 364.7588 | 1.163% | 64.0909 | 14.5517 | 164.7634 | 287.8659 | 531.2719 | 1.4565
2018-02-18 07:00 | 32454.545 | 323 | 286 | 2361 | 2957 | 7 | 3.5 | 5.6 | 7.26 | 409.7637 | 1.263% | 28.5469 | 12.6384 | 166.9329 | 271.0478 | 479.166 | 1.1694
2018-02-18 08:00 | 33932.3564 | 373 | 252 | 2361 | 2957 | 6.61 | 2.11 | 5.61 | 7.35 | 434.7869 | 1.281% | 31.5917 | 6.8131 | 169.7154 | 278.4846 | 486.6048 | 1.1192
2018-02-18 09:00 | 35144.6517 | 365 | 327 | 2361 | 2957 | 7 | 3.5 | 6 | 7.96 | 462.7435 | 1.317% | 33.6412 | 15.0694 | 186.5213 | 309.9171 | 545.149 | 1.1781
2018-02-18 10:00 | 35848.2923 | 316 | 301 | 1834 | 2957 | 4 | 3.11 | 2.85 | 7.05 | 478.7965 | 1.336% | 16.8822 | 12.5029 | 69.8115 | 278.4344 | 377.631 | 0.78871
2018-02-18 11:00 | 36313.9498 | 285 | 259 | 1834 | 2957 | 4 | 2.61 | 2 | 5.49 | 467.8066 | 1.288% | 14.6858 | 8.7083 | 47.2522 | 209.1301 | 279.7764 | 0.59806
2018-02-18 12:00 | 36802.2614 | 239 | 271 | 1834 | 2957 | 3.22 | 3.01 | 1.46 | 4.59 | 444.73 | 1.208% | 9.2998 | 9.8573 | 32.3574 | 164.0159 | 215.5305 | 0.48463
2018-02-18 13:00 | 37167.2955 | 222 | 248 | 1834 | 2957 | 2.61 | 2.61 | 2.11 | 5.42 | 419.6182 | 1.129% | 6.5416 | 7.3078 | 43.6893 | 180.9439 | 238.4827 | 0.56833
2018-02-18 14:00 | 37175.8232 | 226 | 233 | 1701 | 2957 | 2.61 | 2.61 | 1.43 | 6.2 | 401.2331 | 1.079% | 6.3663 | 6.5635 | 26.2529 | 197.8696 | 237.0522 | 0.59081
2018-02-18 15:00 | 36984.1699 | 215 | 213 | 1701 | 2957 | 2.19 | 1 | 1.5 | 6.11 | 388.0811 | 1.049% | 4.9407 | 2.235 | 26.7733 | 189.5829 | 223.532 | 0.57599
2018-02-18 16:00 | 36866.2015 | 211 | 212 | 1701 | 2957 | 2.61 | 0.97 | 2.15 | 7.61 | 378.3867 | 1.026% | 5.6524 | 2.1106 | 37.5362 | 230.9635 | 276.2627 | 0.73011
2018-02-18 17:00 | 37085.708 | 347 | 205 | 1701 | 2957 | 6 | 1 | 2.99 | 8.57 | 388.803 | 1.048% | 21.8275 | 2.1492 | 53.321 | 265.6777 | 342.9754 | 0.88213
2018-02-18 18:00 | 38203.5979 | 421 | 341 | 1643 | 2957 | 12.81 | 8.11 | 2.99 | 13.81 | 427.8581 | 1.12% | 60.3986 | 30.9721 | 55.0179 | 457.3414 | 603.73 | 1.4111
2018-02-18 19:00 | 38478.7171 | 279 | 354 | 1643 | 2957 | 4 | 4.65 | 1.84 | 8.11 | 441.3506 | 1.147% | 12.8005 | 18.8808 | 34.6752 | 275.065 | 341.4214 | 0.77358
2018-02-18 20:00 | 37563.8883 | 175 | 382 | 1643 | 2957 | 2.01 | 4.01 | 1.4 | 8.11 | 425.7143 | 1.133% | 3.9864 | 17.3602 | 26.0683 | 271.7815 | 319.1965 | 0.74979
2018-02-18 21:00 | 36170.6399 | 417 | 402 | 1643 | 2957 | 7.91 | 7.51 | 1.51 | 8.11 | 399.7527 | 1.105% | 36.4542 | 33.3658 | 27.4189 | 265.0375 | 362.2764 | 0.90625
2018-02-18 22:00 | 34161.0475 | 378 | 442 | 1082 | 3200 | 10 | 40 | 0.99 | 24.38 | 362.7149 | 1.062% | 40.1353 | 187.7226 | 11.3736 | 828.3577 | 1067.5892 | 2.9433
2018-02-18 23:00 | 31943.2252 | 244 | 347 | 1082 | 3200 | 3.8 | 10.03 | 0.99 | 30 | 311.9008 | 0.9764% | 9.0534 | 33.9835 | 10.4592 | 937.3654 | 990.8615 | 3.1768
2018-02-19 | 30185.2428 | 238 | 326 | 1082 | 3200 | 4.07 | 14.36 | 0.95 | 20.5 | 297.8129 | 0.9866% | 9.557 | 46.1871 | 10.1414 | 647.2212 | 713.1067 | 2.3945
2018-02-19 01:00 | 29067.5197 | 203 | 223 | 1082 | 3200 | 2.61 | 7.88 | 0.95 | 20.5 | 277.2887 | 0.9539% | 5.0543 | 16.7631 | 9.8056 | 625.7892 | 657.4123 | 2.3709
2018-02-19 02:00 | 28397.9091 | 221 | 187 | 1422 | 3150 | 3.78 | 6 | 0.97 | 18 | 269.6692 | 0.9496% | 7.9328 | 10.6546 | 13.0983 | 538.4286 | 570.1144 | 2.1141
2018-02-19 03:00 | 28199.3315 | 248 | 253 | 1422 | 3150 | 3.84 | 13.14 | 0.97 | 18 | 265.3181 | 0.9409% | 8.9601 | 31.2784 | 12.9778 | 533.4714 | 586.6876 | 2.2113
2018-02-19 04:00 | 28783.2929 | 302 | 246 | 1422 | 3150 | 9.11 | 11.51 | 0.97 | 12.5 | 273.4506 | 0.95% | 26.1375 | 26.8998 | 13.1042 | 374.0752 | 440.2167 | 1.6099
2018-02-19 05:00 | 30570.248 | 523 | 390 | 1422 | 3150 | 55 | 40 | 0.97 | 24 | 297.3392 | 0.9726% | 279.7806 | 151.7322 | 13.416 | 735.3177 | 1180.2465 | 3.9694
2018-02-19 06:00 | 33409.8613 | 640 | 312 | 2361 | 2957 | 14.01 | 5.74 | 5.32 | 10 | 319.1034 | 0.9551% | 85.6396 | 17.105 | 119.9677 | 282.4282 | 505.1406 | 1.583
2018-02-19 07:00 | 34627.3242 | 323 | 286 | 2361 | 2957 | 4.93 | 4.01 | 5.42 | 8 | 366.4424 | 1.058% | 16.8514 | 12.1366 | 135.4198 | 250.3388 | 414.7465 | 1.1318
2018-02-19 08:00 | 35452.2773 | 373 | 252 | 2361 | 2957 | 6.69 | 3.5 | 5.89 | 7.69 | 378.7196 | 1.068% | 26.6568 | 9.422 | 148.5542 | 242.9133 | 427.5463 | 1.1289
2018-02-19 09:00 | 36734.1793 | 365 | 327 | 2361 | 2957 | 7.01 | 5.22 | 6.01 | 8.11 | 392.2688 | 1.068% | 27.3227 | 18.2277 | 151.5249 | 256.0859 | 453.1612 | 1.1552
2018-02-19 10:00 | 37992.1582 | 316 | 301 | 1834 | 2957 | 4 | 3.5 | 2.99 | 8.11 | 428.2532 | 1.127% | 14.248 | 11.8752 | 61.8126 | 270.3204 | 358.2563 | 0.83655
2018-02-19 11:00 | 38811.1432 | 285 | 259 | 1834 | 2957 | 4 | 3.11 | 2.99 | 7.61 | 466.7087 | 1.203% | 13.7086 | 9.6861 | 65.9417 | 270.5985 | 359.935 | 0.77122
2018-02-19 12:00 | 39389.47 | 239 | 271 | 1834 | 2957 | 3.51 | 3.5 | 2.43 | 7.09 | 458.1406 | 1.163% | 9.7572 | 11.032 | 51.8351 | 243.8463 | 316.4707 | 0.69077
2018-02-19 13:00 | 39810.7304 | 222 | 248 | 1834 | 2957 | 3.11 | 3.11 | 2.43 | 7.61 | 462.0422 | 1.161% | 8.013 | 8.9515 | 51.7234 | 261.1665 | 329.8544 | 0.71391
2018-02-19 14:00 | 39823.9622 | 226 | 233 | 1701 | 2957 | 3.11 | 2.52 | 1.53 | 7.61 | 459.3176 | 1.153% | 8.1066 | 6.7721 | 30.0168 | 259.5402 | 304.4357 | 0.6628
2018-02-19 15:00 | 39637.7102 | 215 | 213 | 1701 | 2957 | 3.34 | 0.85 | 1.42 | 7.86 | 456.7936 | 1.152% | 8.2755 | 2.0865 | 27.8358 | 267.8461 | 306.0439 | 0.66998
2018-02-19 16:00 | 39521.5234 | 211 | 212 | 1701 | 2957 | 3.36 | 0.98 | 1.45 | 8 | 462.7818 | 1.171% | 8.3016 | 2.4328 | 28.8812 | 277.0027 | 316.6183 | 0.68416
2018-02-19 17:00 | 39675.4195 | 347 | 205 | 1701 | 2957 | 8 | 0.91 | 2.66 | 10.42 | 485.7346 | 1.224% | 33.9858 | 2.2839 | 55.3941 | 377.2216 | 468.8854 | 0.96531
2018-02-19 18:00 | 40883.5416 | 421 | 341 | 1643 | 2957 | 22.72 | 3.5 | 2.99 | 23.73 | 518.2141 | 1.268% | 121.2414 | 15.1281 | 62.2686 | 889.4258 | 1088.064 | 2.0996
2018-02-19 19:00 | 41299.2005 | 279 | 354 | 1643 | 2957 | 4 | 3.5 | 1.85 | 10.78 | 503.0163 | 1.218% | 13.5927 | 15.0908 | 37.0211 | 388.2492 | 453.9537 | 0.90246
2018-02-19 20:00 | 40485.4449 | 175 | 382 | 1643 | 2957 | 2.01 | 4.01 | 1.37 | 7.42 | 474.455 | 1.172% | 4.1222 | 17.9516 | 26.3787 | 257.1291 | 305.5817 | 0.64407
2018-02-19 21:00 | 38875.9039 | 417 | 402 | 1643 | 2957 | 7.84 | 6.16 | 1.5 | 8.11 | 430.8459 | 1.108% | 36.2321 | 27.4441 | 27.3131 | 265.7747 | 356.764 | 0.82805
2018-02-19 22:00 | 36350.9003 | 378 | 442 | 1082 | 3200 | 22.72 | 30 | 0.98 | 23.72 | 376.5014 | 1.036% | 88.9512 | 137.3393 | 10.9826 | 786.1694 | 1023.4425 | 2.7183
2018-02-19 23:00 | 33707.0802 | 244 | 347 | 1082 | 3200 | 4 | 8.61 | 0.98 | 12.15 | 324.2543 | 0.962% | 9.3889 | 28.7407 | 10.2004 | 374.0165 | 422.3465 | 1.3025
2018-02-20 | 31679.4095 | 238 | 326 | 1082 | 3200 | 3.78 | 11.32 | 0.94 | 12.5 | 303.2221 | 0.9572% | 8.611 | 35.3222 | 9.7351 | 382.8634 | 436.5316 | 1.4396
2018-02-20 01:00 | 30449.1411 | 203 | 223 | 1082 | 3200 | 2.61 | 6.02 | 0.94 | 12.5 | 296.8765 | 0.975% | 5.1658 | 13.0889 | 9.9164 | 389.9965 | 418.1677 | 1.4086
2018-02-20 02:00 | 29695.4386 | 221 | 187 | 1422 | 3150 | 4.11 | 6.6 | 0.97 | 12.5 | 281.1121 | 0.9467% | 8.5985 | 11.6836 | 13.0575 | 372.7438 | 406.0834 | 1.4446
2018-02-20 03:00 | 29415.2716 | 248 | 253 | 1422 | 3150 | 3.75 | 8.45 | 0.97 | 12.5 | 274.4497 | 0.933% | 8.6771 | 19.9465 | 12.8695 | 367.3758 | 408.8689 | 1.4898
2018-02-20 04:00 | 29781.2612 | 302 | 246 | 1422 | 3150 | 10 | 8.28 | 0.97 | 12.5 | 272.6936 | 0.9157% | 27.6528 | 18.6508 | 12.63 | 360.5391 | 419.4727 | 1.5383
2018-02-20 05:00 | 31504.9104 | 523 | 390 | 1422 | 3150 | 21.14 | 16.2 | 0.99 | 20.5 | 281.5343 | 0.8936% | 98.8006 | 56.4589 | 12.5802 | 577.0554 | 744.8952 | 2.6458
2018-02-20 06:00 | 34908.5325 | 640 | 312 | 2361 | 2957 | 20.98 | 8.61 | 7.09 | 13.98 | 347.2187 | 0.9947% | 133.554 | 26.7196 | 166.4998 | 411.1782 | 737.9516 | 2.1253
2018-02-20 07:00 | 36290.4446 | 323 | 286 | 2361 | 2957 | 6 | 3.5 | 5 | 6.3 | 418.4484 | 1.153% | 22.3462 | 11.5421 | 136.118 | 214.8036 | 384.8099 | 0.91961
2018-02-20 08:00 | 36467.8473 | 373 | 252 | 2361 | 2957 | 4.91 | 3.11 | 5 | 5.21 | 408.5989 | 1.12% | 20.52 | 8.7811 | 132.2675 | 172.614 | 334.1826 | 0.81787
2018-02-20 09:00 | 37268.9896 | 365 | 327 | 2361 | 2957 | 5.36 | 4.01 | 5 | 5.56 | 421.2779 | 1.13% | 22.1146 | 14.8222 | 133.4403 | 185.8434 | 356.2205 | 0.84557
2018-02-20 10:00 | 38049.1263 | 316 | 301 | 1834 | 2957 | 4 | 2.11 | 2.99 | 5 | 432.227 | 1.136% | 14.3587 | 7.2147 | 62.2928 | 167.9533 | 251.8194 | 0.58261
2018-02-20 11:00 | 38683.9029 | 285 | 259 | 1834 | 2957 | 3.54 | 1 | 2.99 | 4.94 | 447.9631 | 1.158% | 11.6832 | 2.9992 | 63.5013 | 169.1571 | 247.3408 | 0.55215
2018-02-20 12:00 | 39003.0322 | 239 | 271 | 1834 | 2957 | 4 | 2.11 | 2.99 | 5.8 | 439.8894 | 1.128% | 10.7821 | 6.4491 | 61.8466 | 193.4303 | 272.508 | 0.61949
2018-02-20 13:00 | 39139.2282 | 222 | 248 | 1834 | 2957 | 4 | 1 | 2.99 | 6.67 | 434.6044 | 1.11% | 9.8604 | 2.7538 | 60.8909 | 219.0075 | 292.5127 | 0.67305
2018-02-20 14:00 | 39232.5455 | 226 | 233 | 1701 | 2957 | 2.63 | 1 | 1.93 | 4 | 405.6101 | 1.034% | 6.1451 | 2.4089 | 33.9409 | 122.2851 | 164.78 | 0.40625
2018-02-20 15:00 | 39442.8587 | 215 | 213 | 1701 | 2957 | 2.17 | 0.54 | 1.64 | 4 | 407.4976 | 1.033% | 4.8201 | 1.1883 | 28.8207 | 122.1991 | 157.0282 | 0.38535
2018-02-20 16:00 | 39722.5625 | 211 | 212 | 1701 | 2957 | 3 | 0.85 | 2.48 | 4.3 | 419.1575 | 1.055% | 6.6795 | 1.9015 | 44.5139 | 134.1714 | 187.2663 | 0.44677
2018-02-20 17:00 | 40204.3196 | 347 | 205 | 1701 | 2957 | 6.51 | 1 | 2.99 | 8.37 | 447.2198 | 1.112% | 25.128 | 2.2804 | 56.5749 | 275.312 | 359.2953 | 0.8034
2018-02-20 18:00 | 41496.1588 | 421 | 341 | 1643 | 2957 | 24.95 | 5.99 | 2.99 | 27.08 | 485.2927 | 1.169% | 122.8425 | 23.8878 | 57.4519 | 936.4742 | 1140.6564 | 2.3505
2018-02-20 19:00 | 41946.2311 | 279 | 354 | 1643 | 2957 | 4.63 | 5.18 | 1.93 | 9.91 | 493.4796 | 1.176% | 15.1971 | 21.5729 | 37.3054 | 344.7476 | 418.823 | 0.84871
2018-02-20 20:00 | 41450.1458 | 175 | 382 | 1643 | 2957 | 2.69 | 3.98 | 1.31 | 6.42 | 476.5876 | 1.15% | 5.4126 | 17.4809 | 24.7472 | 218.2745 | 265.9152 | 0.55796
2018-02-20 21:00 | 40319.9322 | 417 | 402 | 1643 | 2957 | 4 | 4.01 | 1.64 | 4.59 | 447.6153 | 1.11% | 18.5175 | 17.896 | 29.9135 | 150.6778 | 217.0047 | 0.4848
2018-02-20 22:00 | 38223.8317 | 378 | 442 | 1082 | 3200 | 7.68 | 8.54 | 0.97 | 8.11 | 400.3568 | 1.047% | 30.4065 | 39.536 | 10.9929 | 271.8215 | 352.7569 | 0.88111
2018-02-20 23:00 | 36112.4384 | 244 | 347 | 1082 | 3200 | 4 | 8.11 | 0.97 | 8.53 | 345.4218 | 0.9565% | 9.3356 | 26.918 | 10.039 | 261.091 | 307.3837 | 0.88988
2018-02-21 | 34593.4996 | 238 | 326 | 1082 | 3200 | 4.59 | 8 | 0.93 | 8.11 | 303.6232 | 0.8777% | 9.588 | 22.8901 | 8.8318 | 227.7777 | 269.0877 | 0.88626
2018-02-21 01:00 | 33850.567 | 203 | 223 | 1082 | 3200 | 2.61 | 5.6 | 0.93 | 8.25 | 283.2773 | 0.8368% | 4.4339 | 10.4505 | 8.4209 | 220.9275 | 244.2327 | 0.86217
2018-02-21 02:00 | 33555.4085 | 221 | 187 | 1422 | 3150 | 5.71 | 5.53 | 0.97 | 8.11 | 274.8766 | 0.8192% | 10.3372 | 8.4711 | 11.2992 | 209.2699 | 239.3774 | 0.87085
2018-02-21 03:00 | 33537.0455 | 248 | 253 | 1422 | 3150 | 4.31 | 8 | 0.97 | 12.25 | 289.4184 | 0.863% | 9.2242 | 17.4667 | 11.9034 | 333.0029 | 371.5973 | 1.2839
2018-02-21 04:00 | 34532.4931 | 302 | 246 | 1422 | 3150 | 11.72 | 7.41 | 0.97 | 12.25 | 304.0443 | 0.8805% | 31.1633 | 16.0495 | 12.1445 | 339.7469 | 399.1043 | 1.3127
2018-02-21 05:00 | 37229.6227 | 523 | 390 | 1422 | 3150 | 22.46 | 10.22 | 0.98 | 17.03 | 350.9594 | 0.9427% | 110.7337 | 37.5737 | 13.1369 | 505.7006 | 667.1448 | 1.9009
2018-02-21 06:00 | 41782.3102 | 640 | 312 | 2361 | 2957 | 13.1 | 5.87 | 7.95 | 9.89 | 448.1246 | 1.073% | 89.9203 | 19.6426 | 201.3119 | 313.6563 | 624.5311 | 1.3937
2018-02-21 07:00 | 43877.4469 | 323 | 286 | 2361 | 2957 | 6.15 | 3.5 | 6.15 | 8.28 | 517.2575 | 1.179% | 23.4176 | 11.8005 | 171.1735 | 288.6338 | 495.0254 | 0.95702
2018-02-21 08:00 | 44096.2102 | 373 | 252 | 2361 | 2957 | 5 | 2.61 | 5 | 6.11 | 542.4176 | 1.23% | 22.9409 | 8.0905 | 145.2107 | 222.2414 | 398.4835 | 0.73464
2018-02-21 09:00 | 44945.4163 | 365 | 327 | 2361 | 2957 | 5.8 | 4.01 | 5 | 6.51 | 572.5425 | 1.274% | 26.9677 | 16.7038 | 150.3794 | 245.2193 | 439.2701 | 0.76723
2018-02-21 10:00 | 45562.3746 | 316 | 301 | 1834 | 2957 | 6.24 | 3.5 | 2.82 | 8.38 | 596.9099 | 1.31% | 25.833 | 13.8018 | 67.7565 | 324.6368 | 432.0281 | 0.72377
2018-02-21 11:00 | 45833.0833 | 285 | 259 | 1834 | 2957 | 7.11 | 2.61 | 2.85 | 10 | 618.263 | 1.349% | 27.3343 | 9.1187 | 70.508 | 398.883 | 505.844 | 0.81817
2018-02-21 12:00 | 46286.8681 | 239 | 271 | 1834 | 2957 | 4 | 3.01 | 2.77 | 8.99 | 640.3922 | 1.384% | 13.2265 | 11.2856 | 70.2858 | 367.7895 | 462.5873 | 0.72235
2018-02-21 13:00 | 46819.7737 | 222 | 248 | 1834 | 2957 | 3.78 | 2.11 | 2.86 | 5.93 | 663.6987 | 1.418% | 11.8956 | 7.4178 | 74.3545 | 248.5694 | 342.2373 | 0.51565
2018-02-21 14:00 | 46992.2184 | 226 | 233 | 1701 | 2957 | 3 | 2 | 2 | 4.91 | 680.3497 | 1.448% | 9.816 | 6.7467 | 49.2539 | 210.2031 | 276.0197 | 0.4057
2018-02-21 15:00 | 47008.4072 | 215 | 213 | 1701 | 2957 | 2.01 | 2 | 1.79 | 4.01 | 701.1147 | 1.491% | 6.4454 | 6.3536 | 45.412 | 176.8517 | 235.0627 | 0.33527
2018-02-21 16:00 | 47312.0244 | 211 | 212 | 1701 | 2957 | 2.6 | 1.77 | 2.6 | 6.37 | 725.4336 | 1.533% | 8.4117 | 5.7535 | 67.8116 | 288.8131 | 370.7899 | 0.51113
2018-02-21 17:00 | 47788.6106 | 347 | 205 | 1701 | 2957 | 10.52 | 1.01 | 2.99 | 16.04 | 757.4686 | 1.585% | 57.8609 | 3.2818 | 80.615 | 751.7889 | 893.5466 | 1.1796
2018-02-21 18:00 | 48573.5286 | 421 | 341 | 1643 | 2957 | 35.39 | 3.5 | 2.99 | 42.49 | 795.5581 | 1.638% | 244.0253 | 19.5477 | 80.4602 | 2057.834 | 2401.8671 | 3.0191
2018-02-21 19:00 | 48723.7607 | 279 | 354 | 1643 | 2957 | 10.93 | 3.5 | 2.99 | 19.09 | 807.8741 | 1.658% | 50.5624 | 20.5435 | 81.4539 | 935.9662 | 1088.5259 | 1.3474
2018-02-21 20:00 | 47967.4459 | 175 | 382 | 1643 | 2957 | 4 | 3.5 | 2.25 | 12.55 | 792.3384 | 1.652% | 11.5628 | 22.0849 | 61.0638 | 612.9981 | 707.7097 | 0.89319
2018-02-21 21:00 | 46218.0013 | 417 | 402 | 1643 | 2957 | 8.38 | 3.5 | 1.59 | 8.38 | 747.7229 | 1.618% | 56.534 | 22.7627 | 42.2634 | 400.8897 | 522.4497 | 0.69872
2018-02-21 22:00 | 43366.3092 | 378 | 442 | 1082 | 3200 | 7.02 | 3.5 | 0.96 | 7.22 | 684.7265 | 1.579% | 41.898 | 24.4261 | 16.4007 | 364.7975 | 447.5224 | 0.65358
2018-02-21 23:00 | 40927.5628 | 244 | 347 | 1082 | 3200 | 4.37 | 2.11 | 0.96 | 6.78 | 633.8721 | 1.549% | 16.5142 | 11.3396 | 16.0873 | 336.0202 | 379.9613 | 0.59943
2018-02-22 | 39407.8089 | 238 | 326 | 1082 | 3200 | 2.01 | 3.5 | 0.92 | 3.01 | 611.453 | 1.552% | 7.4226 | 17.7038 | 15.4453 | 149.4505 | 190.0221 | 0.31077
2018-02-22 01:00 | 38745.7395 | 203 | 223 | 1082 | 3200 | 1 | 0.83 | 0.92 | 3 | 605.5073 | 1.563% | 3.1724 | 2.8925 | 15.5565 | 150.026 | 171.6475 | 0.28348
2018-02-22 02:00 | 38389.7959 | 221 | 187 | 1422 | 3150 | 1 | 0.17 | 0.97 | 2.67 | 608.8145 | 1.586% | 3.5048 | 0.50415 | 21.8746 | 133.3801 | 159.2636 | 0.2616
2018-02-22 03:00 | 38488.4095 | 248 | 253 | 1422 | 3150 | 2.11 | 2 | 0.97 | 2.99 | 620.8485 | 1.613% | 8.4409 | 8.1622 | 22.2498 | 151.9279 | 190.7808 | 0.30729
2018-02-22 04:00 | 39418.846 | 302 | 246 | 1422 | 3150 | 3 | 2 | 0.97 | 3 | 648.0216 | 1.644% | 14.8941 | 8.0882 | 22.6755 | 155.3522 | 201.01 | 0.31019
2018-02-22 05:00 | 41929.3564 | 523 | 390 | 1422 | 3150 | 9.75 | 3.5 | 0.97 | 9.74 | 712.2823 | 1.699% | 86.6244 | 23.1882 | 23.4318 | 521.1988 | 654.4432 | 0.9188
2018-02-22 06:00 | 45901.6259 | 640 | 312 | 2361 | 2957 | 44.07 | 3.17 | 17.69 | 44.07 | 806.3429 | 1.757% | 495.467 | 17.3742 | 733.695 | 2289.2124 | 3535.7487 | 4.3849
2018-02-22 07:00 | 47158.4899 | 323 | 286 | 2361 | 2957 | 22.67 | 3 | 16.15 | 30.88 | 840.2585 | 1.782% | 130.4689 | 15.2876 | 679.3938 | 1626.9779 | 2452.1282 | 2.9183
2018-02-22 08:00 | 47085.7952 | 373 | 252 | 2361 | 2957 | 15 | 3 | 9.16 | 17.95 | 826.1295 | 1.755% | 98.1654 | 13.2642 | 379.4457 | 931.2665 | 1422.1418 | 1.7215
2018-02-22 09:00 | 47058.5338 | 365 | 327 | 2361 | 2957 | 11.76 | 3.5 | 7.52 | 16.78 | 817.5799 | 1.737% | 74.5748 | 19.8842 | 308.4648 | 862.0553 | 1264.9791 | 1.5472
2018-02-22 10:00 | 46800.8102 | 316 | 301 | 1834 | 2957 | 11.89 | 3 | 2.95 | 13.26 | 805.5059 | 1.721% | 64.6672 | 15.5419 | 93.1187 | 674.8545 | 848.1823 | 1.053
2018-02-22 11:00 | 46301.2317 | 285 | 259 | 1834 | 2957 | 6.11 | 2.11 | 2.84 | 10.42 | 786.2944 | 1.698% | 29.5719 | 9.2806 | 88.4525 | 523.253 | 650.558 | 0.82737
2018-02-22 12:00 | 45645.1435 | 239 | 271 | 1834 | 2957 | 4 | 3 | 2.84 | 6.02 | 763.2133 | 1.672% | 15.9849 | 13.5938 | 87.0901 | 297.6454 | 414.3142 | 0.54286
2018-02-22 13:00 | 45150.3063 | 222 | 248 | 1834 | 2957 | 2.65 | 3 | 2.65 | 4.37 | 739.5524 | 1.638% | 9.6362 | 12.1866 | 79.6074 | 211.6611 | 313.0913 | 0.42335
2018-02-22 14:00 | 44544.8935 | 226 | 233 | 1701 | 2957 | 2 | 2.61 | 1.94 | 3.75 | 721.7582 | 1.62% | 7.3237 | 9.8535 | 53.4687 | 179.6703 | 250.3163 | 0.34681
2018-02-22 15:00 | 44398.845 | 215 | 213 | 1701 | 2957 | 2.61 | 2.11 | 1.24 | 4.2 | 716.082 | 1.613% | 9.0504 | 7.2486 | 34.0187 | 200.305 | 250.6227 | 0.34999
2018-02-22 16:00 | 44745.0097 | 211 | 212 | 1701 | 2957 | 3 | 2.11 | 2 | 5.26 | 726.2137 | 1.623% | 10.2736 | 7.26 | 55.2146 | 252.4393 | 325.1875 | 0.44778
2018-02-22 17:00 | 45299.5169 | 347 | 205 | 1701 | 2957 | 9.71 | 2.11 | 2.48 | 10.02 | 755.1688 | 1.667% | 56.1693 | 7.2109 | 70.3245 | 493.9347 | 627.6393 | 0.83112
2018-02-22 18:00 | 46575.8411 | 421 | 341 | 1643 | 2957 | 31.3 | 3.5 | 2.99 | 31.3 | 784.6447 | 1.685% | 221.9928 | 20.1064 | 82.7601 | 1559.2223 | 1884.0816 | 2.4012
2018-02-22 19:00 | 46650.4297 | 279 | 354 | 1643 | 2957 | 5.89 | 4.27 | 1 | 10.83 | 787.4337 | 1.688% | 27.7382 | 25.5146 | 27.7329 | 540.5528 | 621.5385 | 0.78932
2018-02-22 20:00 | 45816.8961 | 175 | 382 | 1643 | 2957 | 4 | 3.5 | 1.79 | 10 | 762.401 | 1.664% | 11.6481 | 22.2479 | 48.9382 | 492.0499 | 574.8841 | 0.75404
2018-02-22 21:00 | 43972.5205 | 417 | 402 | 1643 | 2957 | 8.91 | 4 | 1.48 | 8.91 | 710.8945 | 1.617% | 60.0672 | 25.9962 | 39.3118 | 425.9443 | 551.3195 | 0.77553
2018-02-22 22:00 | 41352.1748 | 378 | 442 | 1082 | 3200 | 7.13 | 3.5 | 0.95 | 7.19 | 635.0232 | 1.536% | 41.3878 | 23.7565 | 15.7849 | 353.3215 | 434.2507 | 0.68383
2018-02-22 23:00 | 38821.6748 | 244 | 347 | 1082 | 3200 | 4 | 1 | 0.95 | 5.64 | 580.5848 | 1.496% | 14.5962 | 5.1894 | 15.3724 | 269.9109 | 305.069 | 0.52545
2018-02-23 | 37112.1504 | 238 | 326 | 1082 | 3200 | 1 | 3.01 | 0.95 | 2.23 | 550.1369 | 1.482% | 3.528 | 14.5458 | 15.2372 | 105.7815 | 139.0925 | 0.25283
2018-02-23 01:00 | 36175.1292 | 203 | 223 | 1082 | 3200 | 1 | 1 | 0.94 | 2 | 529.5601 | 1.464% | 2.9717 | 3.2645 | 14.8888 | 93.6883 | 114.8132 | 0.21681
2018-02-23 02:00 | 35724.5934 | 221 | 187 | 1422 | 3150 | 1 | 0.01 | 0.96 | 2 | 530.3866 | 1.485% | 3.2811 | 0.027763 | 20.2673 | 93.5332 | 117.1094 | 0.2208
2018-02-23 03:00 | 35613.4778 | 248 | 253 | 1422 | 3150 | 1 | 1.78 | 0.96 | 2 | 536.4897 | 1.506% | 3.7359 | 6.784 | 20.5645 | 94.9047 | 125.9891 | 0.23484
2018-02-23 04:00 | 36313.1865 | 302 | 246 | 1422 | 3150 | 1.8 | 2 | 0.96 | 2 | 553.1532 | 1.523% | 8.2806 | 7.4946 | 20.7947 | 95.9669 | 132.5367 | 0.2396
2018-02-23 05:00 | 38564.277 | 523 | 390 | 1422 | 3150 | 6.2 | 3.5 | 0.97 | 5.48 | 598.2809 | 1.551% | 50.3053 | 21.1764 | 21.3989 | 267.8003 | 360.6809 | 0.60286
2018-02-23 06:00 | 41866.7789 | 640 | 312 | 2361 | 2957 | 29.63 | 3.5 | 16.86 | 27.39 | 664.4318 | 1.587% | 300.9487 | 17.3302 | 631.7343 | 1285.3584 | 2235.3716 | 3.3643
2018-02-23 07:00 | 42930.0475 | 323 | 286 | 2361 | 2957 | 11.98 | 3.11 | 11.38 | 17.22 | 678.2525 | 1.58% | 61.1349 | 14.0526 | 424.4908 | 804.4786 | 1304.1569 | 1.9228
2018-02-23 08:00 | 42555.7028 | 373 | 252 | 2361 | 2957 | 9.56 | 2.11 | 7.07 | 11.88 | 649.6466 | 1.527% | 54.436 | 8.1171 | 254.8207 | 536.2745 | 853.6484 | 1.314
2018-02-23 09:00 | 42621.082 | 365 | 327 | 2361 | 2957 | 10.14 | 3.5 | 6.99 | 12.34 | 633.382 | 1.486% | 55.0012 | 17.0081 | 245.2531 | 542.2602 | 859.5226 | 1.357
2018-02-23 10:00 | 42656.3395 | 316 | 301 | 1834 | 2957 | 4.25 | 2.11 | 2.5 | 9.37 | 614.5449 | 1.441% | 19.3484 | 9.15 | 66.0556 | 399.1728 | 493.7268 | 0.8034
2018-02-23 11:00 | 42298.4371 | 285 | 259 | 1834 | 2957 | 5.9 | 2.11 | 2.85 | 7.25 | 587.4269 | 1.389% | 23.3521 | 7.5895 | 72.5895 | 297.7274 | 401.2585 | 0.68308
2018-02-23 12:00 | 41733.3499 | 239 | 271 | 1834 | 2957 | 4 | 3.11 | 2.7 | 5.25 | 557.3156 | 1.335% | 12.7666 | 11.2551 | 66.1273 | 207.314 | 297.463 | 0.53374
2018-02-23 13:00 | 41319.7581 | 222 | 248 | 1834 | 2957 | 3.8 | 2.51 | 2.92 | 4.18 | 529.3141 | 1.281% | 10.8067 | 7.9741 | 68.6022 | 158.3373 | 245.7203 | 0.46422
2018-02-23 14:00 | 41036.6627 | 226 | 233 | 1701 | 2957 | 2.19 | 2.11 | 1.73 | 3.11 | 511.5251 | 1.247% | 6.1695 | 6.1282 | 36.6813 | 114.6322 | 163.6112 | 0.31985
2018-02-23 15:00 | 40817.2194 | 215 | 213 | 1701 | 2957 | 1.5 | 2 | 1.45 | 3.01 | 490.4538 | 1.202% | 3.8751 | 5.1188 | 29.6365 | 106.948 | 145.5783 | 0.29682
2018-02-23 16:00 | 40823.2359 | 211 | 212 | 1701 | 2957 | 1.86 | 1 | 1.86 | 3.01 | 490.0418 | 1.2% | 4.7111 | 2.5448 | 37.979 | 106.8424 | 152.0773 | 0.31034
2018-02-23 17:00 | 40762.541 | 347 | 205 | 1701 | 2957 | 6.21 | 0.74 | 2.2 | 7.93 | 505.6043 | 1.24% | 26.7283 | 1.8816 | 46.4169 | 290.8533 | 365.8801 | 0.72365
2018-02-23 18:00 | 41185.1025 | 421 | 341 | 1643 | 2957 | 15.81 | 8.11 | 2.99 | 16.01 | 524.777 | 1.274% | 84.8103 | 35.2379 | 62.5955 | 603.2222 | 785.8659 | 1.4975
2018-02-23 19:00 | 40995.6826 | 279 | 354 | 1643 | 2957 | 4 | 6.73 | 1.63 | 5.11 | 525.5252 | 1.282% | 14.306 | 30.5403 | 34.3305 | 193.6991 | 272.876 | 0.51924
2018-02-23 20:00 | 40214.3802 | 175 | 382 | 1643 | 2957 | 2.01 | 4.01 | 1.7 | 4.64 | 503.8102 | 1.253% | 4.4068 | 19.1908 | 34.9923 | 171.8917 | 230.4815 | 0.45748
2018-02-23 21:00 | 39215.567 | 417 | 402 | 1643 | 2957 | 5.49 | 4 | 1.42 | 5.49 | 478.9309 | 1.221% | 27.9591 | 19.6381 | 28.4931 | 198.2613 | 274.3517 | 0.57284
2018-02-23 22:00 | 37514.1774 | 378 | 442 | 1082 | 3200 | 7.41 | 5.94 | 0.95 | 7.61 | 441.8339 | 1.178% | 32.9893 | 30.9223 | 12.1064 | 286.8126 | 362.8307 | 0.82119
2018-02-23 23:00 | 35581.8935 | 244 | 347 | 1082 | 3200 | 3.51 | 4 | 0.95 | 4.76 | 392.5712 | 1.103% | 9.449 | 15.3137 | 11.3407 | 168.053 | 204.1564 | 0.52005
2018-02-24 | 34045.4092 | 238 | 326 | 1082 | 3200 | 4.14 | 3.5 | 0.94 | 4.34 | 348.4685 | 1.024% | 10.0851 | 11.6786 | 10.4102 | 142.1493 | 174.3233 | 0.50026
2018-02-24 01:00 | 32930.8291 | 203 | 223 | 1082 | 3200 | 2.81 | 2.11 | 0.93 | 3.01 | 311.2576 | 0.9452% | 5.3916 | 4.4474 | 9.511 | 91.0403 | 110.3904 | 0.35466
2018-02-24 02:00 | 32203.3235 | 221 | 187 | 1422 | 3150 | 3.8 | 0.19 | 0.95 | 4 | 312.315 | 0.9698% | 8.1446 | 0.34458 | 13.1013 | 122.1976 | 143.7881 | 0.46039
2018-02-24 03:00 | 31837.1569 | 248 | 253 | 1422 | 3150 | 2.81 | 3.11 | 0.95 | 3.01 | 311.8464 | 0.9795% | 6.826 | 7.707 | 13.2321 | 92.8717 | 120.6369 | 0.38685
2018-02-24 04:00 | 31919.2365 | 302 | 246 | 1422 | 3150 | 4 | 3.09 | 0.95 | 4 | 313.4649 | 0.9821% | 11.8632 | 7.465 | 13.2666 | 123.7391 | 156.3339 | 0.49873
2018-02-24 05:00 | 32655.3339 | 523 | 390 | 1422 | 3150 | 10.75 | 6 | 0.96 | 10.75 | 321.8376 | 0.9856% | 55.4106 | 23.0621 | 13.4541 | 333.735 | 425.6617 | 1.3226
2018-02-24 06:00 | 33877.5722 | 640 | 312 | 2361 | 2957 | 19.26 | 8.11 | 10.28 | 10.49 | 342.4971 | 1.011% | 124.618 | 25.5812 | 245.377 | 313.5967 | 709.1729 | 2.0706
2018-02-24 07:00 | 34978.6184 | 323 | 286 | 2361 | 2957 | 6 | 3.5 | 5.6 | 6.2 | 375.4664 | 1.073% | 20.8028 | 10.7449 | 141.9229 | 196.7938 | 370.2644 | 0.98615
2018-02-24 08:00 | 36260.9944 | 373 | 252 | 2361 | 2957 | 6.87 | 2.11 | 6.07 | 6.93 | 398.1539 | 1.098% | 28.1369 | 5.8384 | 157.3606 | 225.0069 | 416.3428 | 1.0457
2018-02-24 09:00 | 37521.6923 | 365 | 327 | 2361 | 2957 | 7.25 | 3.5 | 6.25 | 7.45 | 426.6981 | 1.137% | 30.0933 | 13.0153 | 167.8086 | 250.522 | 461.4392 | 1.0814
2018-02-24 10:00 | 38540.6197 | 316 | 301 | 1834 | 2957 | 4.02 | 3.11 | 2.47 | 5.02 | 439.4381 | 1.14% | 14.4841 | 10.6735 | 51.6506 | 169.2521 | 246.0603 | 0.55994
2018-02-24 11:00 | 39216.5166 | 285 | 259 | 1834 | 2957 | 4 | 2.32 | 2.25 | 4.95 | 440.8632 | 1.124% | 12.8156 | 6.755 | 46.3892 | 164.5475 | 230.5073 | 0.52285
2018-02-24 12:00 | 39296.6718 | 239 | 271 | 1834 | 2957 | 3.11 | 3.5 | 2.5 | 3.55 | 455.6535 | 1.16% | 8.6186 | 10.9981 | 53.1641 | 121.7191 | 194.4998 | 0.42686
2018-02-24 13:00 | 38579.1657 | 222 | 248 | 1834 | 2957 | 3 | 3.11 | 2.04 | 3.2 | 445.0819 | 1.154% | 7.6835 | 8.8981 | 43.1635 | 109.1663 | 168.9114 | 0.37951
2018-02-24 14:00 | 37797.3238 | 226 | 233 | 1701 | 2957 | 3 | 2.11 | 1 | 3.2 | 431.8574 | 1.143% | 7.7466 | 5.6172 | 19.435 | 108.1137 | 140.9124 | 0.32629
2018-02-24 15:00 | 37152.2975 | 215 | 213 | 1701 | 2957 | 2.91 | 1 | 1 | 3.11 | 421.9391 | 1.136% | 7.1055 | 2.419 | 19.3183 | 104.4421 | 133.285 | 0.31589
2018-02-24 16:00 | 36712.11 | 211 | 212 | 1701 | 2957 | 3 | 1 | 1.91 | 3.35 | 437.3968 | 1.191% | 7.5417 | 2.5258 | 38.7083 | 118.0218 | 166.7976 | 0.38134
2018-02-24 17:00 | 36695.8288 | 347 | 205 | 1701 | 2957 | 6 | 0.24 | 2.43 | 6.09 | 449.2951 | 1.224% | 25.4915 | 0.60239 | 50.6087 | 220.4873 | 297.1899 | 0.66146
2018-02-24 18:00 | 37514.5612 | 421 | 341 | 1643 | 2957 | 22.13 | 3.5 | 2.27 | 23.13 | 474.3891 | 1.265% | 117.8144 | 15.0924 | 47.1627 | 864.8919 | 1044.9613 | 2.2028
2018-02-24 19:00 | 38043.4654 | 279 | 354 | 1643 | 2957 | 7.27 | 4.01 | 1.83 | 10.81 | 495.0936 | 1.301% | 26.3965 | 18.4737 | 39.1287 | 415.9913 | 499.9903 | 1.0099
2018-02-24 20:00 | 37549.0993 | 175 | 382 | 1643 | 2957 | 3.51 | 3.5 | 1.65 | 6.59 | 475.5655 | 1.267% | 7.7796 | 16.9333 | 34.3346 | 246.8013 | 305.8489 | 0.64313
2018-02-24 21:00 | 36769.2155 | 417 | 402 | 1643 | 2957 | 5.19 | 3.99 | 1.39 | 5.19 | 447.7453 | 1.218% | 26.3542 | 19.532 | 27.8099 | 186.8811 | 260.5771 | 0.58198
2018-02-24 22:00 | 35588.22 | 378 | 442 | 1082 | 3200 | 7.41 | 8 | 0.94 | 7.61 | 411.5706 | 1.156% | 32.3928 | 40.8931 | 11.7623 | 281.626 | 366.6742 | 0.89091
2018-02-24 23:00 | 33896.2884 | 244 | 347 | 1082 | 3200 | 4 | 4.01 | 0.94 | 7.61 | 372.6835 | 1.099% | 10.7309 | 15.299 | 11.1826 | 267.7458 | 304.9583 | 0.81828
2018-02-25 | 32638.4567 | 238 | 326 | 1082 | 3200 | 4 | 3.5 | 0.93 | 4.72 | 345.9246 | 1.06% | 10.0899 | 12.0931 | 10.665 | 160.0825 | 192.9306 | 0.55772
2018-02-25 01:00 | 31759.5382 | 203 | 223 | 1082 | 3200 | 3.43 | 1 | 0.92 | 4 | 323.0414 | 1.017% | 7.0823 | 2.2682 | 10.1251 | 130.1949 | 149.6705 | 0.46332
2018-02-25 02:00 | 31187.3463 | 221 | 187 | 1422 | 3150 | 3.69 | 0.44 | 0.95 | 4 | 310.278 | 0.9949% | 8.1132 | 0.81859 | 13.4399 | 125.3554 | 147.7271 | 0.47611
2018-02-25 03:00 | 30885.0231 | 248 | 253 | 1422 | 3150 | 4 | 2.61 | 0.95 | 4.2 | 307.3287 | 0.9951% | 9.8711 | 6.5708 | 13.4424 | 131.6482 | 161.5326 | 0.5256
2018-02-25 04:00 | 30923.1139 | 302 | 246 | 1422 | 3150 | 4 | 2.34 | 0.95 | 4.2 | 308.3298 | 0.9971% | 12.0448 | 5.7396 | 13.4696 | 131.9144 | 163.1684 | 0.5292
2018-02-25 05:00 | 31413.1007 | 523 | 390 | 1422 | 3150 | 10.75 | 8.11 | 0.95 | 7.75 | 317.3651 | 1.01% | 56.8013 | 31.9546 | 13.6481 | 246.6383 | 349.0424 | 1.0998
2018-02-25 06:00 | 32532.6984 | 640 | 312 | 2361 | 2957 | 10 | 3.55 | 6.46 | 6.67 | 338.1684 | 1.039% | 66.5262 | 11.5132 | 158.5409 | 205.0171 | 441.5974 | 1.3059
2018-02-25 07:00 | 33533.8528 | 323 | 286 | 2361 | 2957 | 6.55 | 3.11 | 5.25 | 6.75 | 379.6284 | 1.132% | 23.9507 | 10.0694 | 140.3235 | 225.9594 | 400.303 | 1.0545
2018-02-25 08:00 | 34580.9703 | 373 | 252 | 2361 | 2957 | 7.66 | 1 | 6.48 | 7.68 | 425.368 | 1.23% | 35.1451 | 3.0998 | 188.1909 | 279.3446 | 505.7804 | 1.189
2018-02-25 09:00 | 35147.0924 | 365 | 327 | 2361 | 2957 | 8.92 | 3.5 | 6.99 | 9.92 | 459.3962 | 1.307% | 42.5555 | 14.9594 | 215.7104 | 383.4079 | 656.6332 | 1.4293
2018-02-25 10:00 | 35196.5329 | 316 | 301 | 1834 | 2957 | 4 | 2.61 | 2.34 | 5 | 468.622 | 1.331% | 16.8294 | 10.46 | 57.1397 | 196.854 | 281.2831 | 0.60023
2018-02-25 11:00 | 35017.9075 | 285 | 259 | 1834 | 2957 | 3.14 | 1.97 | 2.25 | 4.14 | 466.4406 | 1.332% | 11.9201 | 6.7963 | 54.9652 | 163.0639 | 236.7456 | 0.50756
2018-02-25 12:00 | 34767.0996 | 239 | 271 | 1834 | 2957 | 2.44 | 2.61 | 2.38 | 3.47 | 452.6034 | 1.302% | 7.5917 | 9.2079 | 56.8232 | 133.5765 | 207.1993 | 0.45779
2018-02-25 13:00 | 34384.9219 | 222 | 248 | 1834 | 2957 | 2.12 | 1 | 2.12 | 3.11 | 429.8241 | 1.25% | 5.8832 | 3.1001 | 48.6024 | 114.9567 | 172.5424 | 0.40143
2018-02-25 14:00 | 34120.5611 | 226 | 233 | 1701 | 2957 | 2.11 | 1 | 1.47 | 3.01 | 410.6207 | 1.203% | 5.7387 | 2.804 | 30.0917 | 107.1131 | 145.7475 | 0.35494
2018-02-25 15:00 | 34060.6318 | 215 | 213 | 1701 | 2957 | 2.01 | 1 | 1.56 | 3.01 | 400.1402 | 1.175% | 5.0768 | 2.5023 | 31.1737 | 104.5628 | 143.3157 | 0.35816
2018-02-25 16:00 | 34253.7861 | 211 | 212 | 1701 | 2957 | 2.11 | 1 | 2.08 | 3.11 | 409.106 | 1.194% | 5.3173 | 2.532 | 42.2566 | 109.8345 | 159.9405 | 0.39095
2018-02-25 17:00 | 34858.1201 | 347 | 205 | 1701 | 2957 | 7.04 | 0.74 | 2.53 | 7.24 | 434.2825 | 1.246% | 30.4348 | 1.89 | 53.6158 | 266.7216 | 352.6622 | 0.81206
2018-02-25 18:00 | 36188.6715 | 421 | 341 | 1643 | 2957 | 21.42 | 8.11 | 2.99 | 22.42 | 475.9708 | 1.315% | 118.6067 | 36.3733 | 64.6125 | 871.9561 | 1091.5486 | 2.2933
2018-02-25 19:00 | 37298.4824 | 279 | 354 | 1643 | 2957 | 9.33 | 9.11 | 2.25 | 12 | 495.1454 | 1.328% | 34.5563 | 42.8118 | 49.0752 | 471.0578 | 597.5011 | 1.2067
2018-02-25 20:00 | 36891.7552 | 175 | 382 | 1643 | 2957 | 2.98 | 8.11 | 1.62 | 6 | 472.1683 | 1.28% | 6.6745 | 39.6508 | 34.0659 | 227.0754 | 307.4666 | 0.65118
2018-02-25 21:00 | 35831.6253 | 417 | 402 | 1643 | 2957 | 5.82 | 6 | 1.55 | 6.02 | 441.0331 | 1.231% | 29.872 | 29.6881 | 31.3454 | 219.1051 | 310.0106 | 0.70292
2018-02-25 22:00 | 33895.9241 | 378 | 442 | 1082 | 3200 | 6.35 | 8.11 | 0.93 | 7.11 | 390.8304 | 1.153% | 27.6762 | 41.3318 | 11.6025 | 262.3375 | 342.948 | 0.87749
2018-02-25 23:00 | 31755.3627 | 244 | 347 | 1082 | 3200 | 4 | 3.5 | 0.93 | 7.11 | 348.5176 | 1.098% | 10.7117 | 13.3292 | 11.0438 | 249.705 | 284.7897 | 0.81715
2018-02-26 | 30408.8385 | 238 | 326 | 1082 | 3200 | 3.8 | 5.01 | 0.95 | 4 | 335.7753 | 1.104% | 9.9864 | 18.0345 | 11.3501 | 141.338 | 180.709 | 0.53818
2018-02-26 01:00 | 29693.9171 | 203 | 223 | 1082 | 3200 | 3.11 | 1 | 0.95 | 4 | 338.3754 | 1.14% | 7.1943 | 2.5412 | 11.7134 | 145.8617 | 167.3106 | 0.49445
2018-02-26 02:00 | 29597.1258 | 221 | 187 | 1422 | 3150 | 3.11 | 0.01 | 0.97 | 3.31 | 340.9971 | 1.152% | 7.9187 | 0.021545 | 15.8918 | 120.1268 | 143.9588 | 0.42217
2018-02-26 03:00 | 29934.949 | 248 | 253 | 1422 | 3150 | 3.8 | 3.11 | 0.97 | 4 | 351.5157 | 1.174% | 11.0663 | 9.2395 | 16.1971 | 147.9574 | 184.4603 | 0.52476
2018-02-26 04:00 | 30995.7558 | 302 | 246 | 1422 | 3150 | 3.44 | 1 | 0.97 | 3.64 | 371.3187 | 1.198% | 12.4454 | 2.947 | 16.524 | 137.3588 | 169.2753 | 0.45588
2018-02-26 05:00 | 33863.6578 | 523 | 390 | 1422 | 3150 | 10.22 | 6 | 0.97 | 9.22 | 432.6885 | 1.278% | 68.2958 | 29.899 | 17.6243 | 371.0932 | 486.9124 | 1.1253
2018-02-26 06:00 | 38091.6683 | 640 | 312 | 2361 | 2957 | 40.58 | 3.5 | 11.25 | 38.91 | 541.2531 | 1.421% | 369.0306 | 15.5165 | 377.4148 | 1634.869 | 2396.8309 | 4.4283
2018-02-26 07:00 | 39377.876 | 323 | 286 | 2361 | 2957 | 26.1 | 3.5 | 11.25 | 30.06 | 585.9636 | 1.488% | 125.4473 | 14.8954 | 395.2454 | 1322.6918 | 1858.2799 | 3.1713
2018-02-26 08:00 | 38714.0651 | 373 | 252 | 2361 | 2957 | 11.84 | 3.5 | 7.94 | 15.4 | 557.3234 | 1.44% | 63.5769 | 12.6972 | 269.8702 | 655.5571 | 1001.7014 | 1.7973
2018-02-26 09:00 | 38346.1852 | 365 | 327 | 2361 | 2957 | 9.68 | 6.94 | 6.99 | 12.95 | 521.1001 | 1.359% | 48.0139 | 30.8394 | 224.2705 | 520.3794 | 823.5032 | 1.5803
2018-02-26 10:00 | 37867.4348 | 316 | 301 | 1834 | 2957 | 7.53 | 5.01 | 2.99 | 10 | 484.4533 | 1.279% | 30.4416 | 19.2926 | 70.1547 | 378.3009 | 498.1898 | 1.0284
2018-02-26 11:00 | 37133.1445 | 285 | 259 | 1834 | 2957 | 5.17 | 3.5 | 2.99 | 6.07 | 454.2917 | 1.223% | 18.0264 | 11.0902 | 67.0878 | 219.5903 | 315.7947 | 0.69514
2018-02-26 12:00 | 36334.4108 | 239 | 271 | 1834 | 2957 | 4 | 3.5 | 2.87 | 4.49 | 436.4471 | 1.201% | 11.4834 | 11.3933 | 63.2259 | 159.4818 | 245.5844 | 0.56269
2018-02-26 13:00 | 35966.9817 | 222 | 248 | 1834 | 2957 | 3 | 3.11 | 2.75 | 3.81 | 425.104 | 1.182% | 7.8716 | 9.116 | 59.6106 | 133.1581 | 209.7562 | 0.49342
2018-02-26 14:00 | 35766.5049 | 226 | 233 | 1701 | 2957 | 2.89 | 3.11 | 2 | 3.11 | 413.9047 | 1.157% | 7.5584 | 8.3857 | 39.3693 | 106.423 | 161.7365 | 0.39076
2018-02-26 15:00 | 35666.9603 | 215 | 213 | 1701 | 2957 | 2.46 | 2.11 | 1.67 | 3.11 | 413.7179 | 1.16% | 6.135 | 5.2132 | 32.9503 | 106.6719 | 150.9703 | 0.36491
2018-02-26 16:00 | 35828.735 | 211 | 212 | 1701 | 2957 | 2.58 | 1 | 1.99 | 3.11 | 416.8808 | 1.164% | 6.3341 | 2.4667 | 39.3856 | 107.002 | 155.1884 | 0.37226
2018-02-26 17:00 | 36043.2008 | 347 | 205 | 1701 | 2957 | 6.27 | 1 | 2.81 | 6.47 | 432.2517 | 1.199% | 26.0922 | 2.4585 | 57.3224 | 229.4399 | 315.3129 | 0.72947
2018-02-26 18:00 | 37457.3108 | 421 | 341 | 1643 | 2957 | 14.12 | 10 | 2.9 | 14.32 | 480.102 | 1.282% | 76.1928 | 43.707 | 61.0706 | 542.7393 | 723.7097 | 1.5074
2018-02-26 19:00 | 38531.6647 | 279 | 354 | 1643 | 2957 | 4 | 21.43 | 1.92 | 9.17 | 504.9641 | 1.311% | 14.6254 | 99.4187 | 41.3411 | 355.3558 | 510.7409 | 1.0114
2018-02-26 20:00 | 38102.2929 | 175 | 382 | 1643 | 2957 | 3.78 | 10 | 1.66 | 9.15 | 468.7174 | 1.23% | 8.1375 | 46.9919 | 33.551 | 332.8376 | 421.5181 | 0.8993
2018-02-26 21:00 | 36789.0976 | 417 | 402 | 1643 | 2957 | 10 | 9.4 | 1.52 | 10 | 413.1166 | 1.123% | 46.8263 | 42.4334 | 28.0437 | 332.0511 | 449.3543 | 1.0877
2018-02-26 22:00 | 34522.9967 | 378 | 442 | 1082 | 3200 | 9.11 | 12 | 0.95 | 8.96 | 354.7322 | 1.028% | 35.3836 | 54.4999 | 10.5619 | 294.6118 | 395.0572 | 1.1137
2018-02-26 23:00 | 32112.6666 | 244 | 347 | 1082 | 3200 | 3.51 | 8.05 | 0.95 | 9.04 | 305.7318 | 0.9521% | 8.1538 | 26.5944 | 9.7862 | 275.4119 | 319.9463 | 1.0465
2018-02-27 | 30512.8123 | 238 | 326 | 1082 | 3200 | 3.51 | 14.27 | 0.94 | 16.25 | 281.5768 | 0.9228% | 7.709 | 42.9295 | 9.3858 | 479.8638 | 539.8882 | 1.9174
2018-02-27 01:00 | 29641.7604 | 203 | 223 | 1082 | 3200 | 2.01 | 6.09 | 0.94 | 14.75 | 269.4054 | 0.9089% | 3.7085 | 12.3431 | 9.2439 | 428.9872 | 454.2827 | 1.6862
2018-02-27 02:00 | 29381.5891 | 221 | 187 | 1422 | 3150 | 3.11 | 4.57 | 0.97 | 12.25 | 264.1142 | 0.8989% | 6.1783 | 7.682 | 12.399 | 346.8671 | 373.1264 | 1.4127
2018-02-27 03:00 | 29485.1277 | 248 | 253 | 1422 | 3150 | 3.51 | 7.73 | 0.97 | 12.25 | 264.9341 | 0.8985% | 7.8216 | 17.5726 | 12.3938 | 346.7221 | 384.5101 | 1.4513
2018-02-27 04:00 | 30198.85 | 302 | 246 | 1422 | 3150 | 9.11 | 5.56 | 0.97 | 12.25 | 269.6231 | 0.8928% | 24.5636 | 12.2117 | 12.3151 | 344.5191 | 393.6095 | 1.4599
2018-02-27 05:00 | 32469.3515 | 523 | 390 | 1422 | 3150 | 20 | 8 | 0.97 | 14.75 | 299.6759 | 0.923% | 96.5406 | 28.796 | 12.7306 | 428.8257 | 566.8929 | 1.8917
2018-02-27 06:00 | 36162.3199 | 640 | 312 | 2361 | 2957 | 16.54 | 10 | 6.25 | 15.81 | 376.7162 | 1.042% | 110.2741 | 32.5022 | 153.7213 | 487.0137 | 783.5112 | 2.0798
2018-02-27 07:00 | 37261.5605 | 323 | 286 | 2361 | 2957 | 8.41 | 8.09 | 6.81 | 15.07 | 443.2111 | 1.189% | 32.3108 | 27.521 | 191.2461 | 530.0467 | 781.1247 | 1.7624
2018-02-27 08:00 | 37222.9335 | 373 | 252 | 2361 | 2957 | 7.11 | 7.04 | 6.99 | 7.59 | 450.1179 | 1.209% | 32.0696 | 21.453 | 199.5671 | 271.3993 | 524.4891 | 1.1652
2018-02-27 09:00 | 37494.9677 | 365 | 327 | 2361 | 2957 | 6.79 | 16.5 | 6.99 | 7.39 | 444.0528 | 1.184% | 29.3511 | 63.8989 | 195.4496 | 258.7959 | 547.4955 | 1.233
2018-02-27 10:00 | 37895.165 | 316 | 301 | 1834 | 2957 | 4 | 10.53 | 2.99 | 4.65 | 449.444 | 1.186% | 14.9913 | 37.5912 | 65.0373 | 163.0783 | 280.6981 | 0.62455
2018-02-27 11:00 | 38280.4323 | 285 | 259 | 1834 | 2957 | 3.17 | 6.59 | 2.99 | 4.31 | 440.339 | 1.15% | 10.3924 | 19.6334 | 63.0784 | 146.6017 | 239.7059 | 0.54437
2018-02-27 12:00 | 38497.622 | 239 | 271 | 1834 | 2957 | 2.45 | 8.51 | 2.8 | 3.47 | 426.5427 | 1.108% | 6.4877 | 25.5522 | 56.8966 | 113.6866 | 202.6231 | 0.47504
2018-02-27 13:00 | 38908.0101 | 222 | 248 | 1834 | 2957 | 2.1 | 6.01 | 2.8 | 3.16 | 413.2122 | 1.062% | 4.9512 | 15.8292 | 54.537 | 99.2368 | 174.5542 | 0.42243
2018-02-27 14:00 | 39082.1556 | 226 | 233 | 1701 | 2957 | 2.01 | 4.01 | 1.92 | 3.02 | 406.8576 | 1.041% | 4.729 | 9.7267 | 33.9993 | 92.9656 | 141.4205 | 0.34759
2018-02-27 15:00 | 39160.3922 | 215 | 213 | 1701 | 2957 | 2.1 | 3.5 | 1.7 | 3.19 | 421.0032 | 1.075% | 4.854 | 8.0147 | 31.0879 | 101.4099 | 145.3665 | 0.34529
2018-02-27 16:00 | 38592.621 | 211 | 212 | 1701 | 2957 | 2.61 | 2.61 | 2.25 | 4 | 435.6748 | 1.129% | 6.217 | 6.2465 | 43.2061 | 133.5271 | 189.1967 | 0.43426
2018-02-27 17:00 | 39174.371 | 347 | 205 | 1701 | 2957 | 8 | 2.61 | 2 | 15 | 456.3855 | 1.165% | 32.3407 | 6.2334 | 39.6337 | 516.7404 | 594.9481 | 1.3036
2018-02-27 18:00 | 40338.671 | 421 | 341 | 1643 | 2957 | 23.79 | 10.21 | 2.99 | 30.79 | 486.4408 | 1.206% | 120.7772 | 41.9845 | 59.2403 | 1097.9168 | 1319.9187 | 2.7134
2018-02-27 19:00 | 39709.461 | 279 | 354 | 1643 | 2957 | 4 | 10 | 1.62 | 12 | 502.4933 | 1.265% | 14.1221 | 44.796 | 33.6813 | 449.0233 | 541.6228 | 1.0779
2018-02-27 20:00 | 40040.1018 | 175 | 382 | 1643 | 2957 | 1.98 | 8.83 | 1.52 | 5.61 | 481.8164 | 1.203% | 4.1696 | 40.5892 | 30.0516 | 199.6184 | 274.4288 | 0.56957
2018-02-27 21:00 | 38422.7229 | 417 | 402 | 1643 | 2957 | 9.34 | 5 | 1.05 | 9.34 | 444.3341 | 1.156% | 45.0406 | 23.2444 | 19.9503 | 319.3888 | 407.624 | 0.91738
2018-02-27 22:00 | 35908.0722 | 378 | 442 | 1082 | 3200 | 12 | 9.11 | 0.94 | 18.91 | 386.5363 | 1.076% | 48.8283 | 43.345 | 10.9485 | 651.3879 | 754.5096 | 1.952
2018-02-27 23:00 | 33281.9993 | 244 | 347 | 1082 | 3200 | 3.11 | 8.46 | 0.94 | 26 | 332.2668 | 0.9983% | 7.5758 | 29.3074 | 10.1539 | 830.617 | 877.6541 | 2.6414
2018-02-28 | 31362.0179 | 238 | 326 | 1082 | 3200 | 3.11 | 19.93 | 0.93 | 18.91 | 308.1719 | 0.9826% | 7.2732 | 63.8431 | 9.8878 | 594.6078 | 675.6119 | 2.1923
2018-02-28 01:00 | 30263.2545 | 203 | 223 | 1082 | 3200 | 2.01 | 15 | 0.93 | 17.25 | 298.6901 | 0.987% | 4.0271 | 33.0142 | 9.9315 | 544.809 | 591.782 | 1.9813
2018-02-28 02:00 | 29625.4096 | 221 | 187 | 1422 | 3150 | 2.61 | 13.15 | 0.96 | 15 | 290.1908 | 0.9795% | 5.65 | 24.0872 | 13.3718 | 462.8296 | 505.9387 | 1.7435
2018-02-28 03:00 | 29389.7715 | 248 | 253 | 1422 | 3150 | 3.91 | 15 | 0.96 | 17.25 | 277.4796 | 0.9441% | 9.1551 | 35.83 | 12.8886 | 513.0202 | 570.8939 | 2.0574
2018-02-28 04:00 | 29828.36 | 302 | 246 | 1422 | 3150 | 10 | 15 | 0.96 | 15 | 276.4281 | 0.9267% | 27.9872 | 34.1963 | 12.651 | 437.8795 | 512.7139 | 1.8548
2018-02-28 05:00 | 31730.782 | 523 | 390 | 1422 | 3150 | 22 | 40 | 0.96 | 15 | 320.7205 | 1.011% | 116.2975 | 157.6778 | 13.798 | 477.5818 | 765.3551 | 2.3864
2018-02-28 06:00 | 35194.707 | 640 | 312 | 2361 | 2957 | 15 | 5.94 | 5.43 | 6.03 | 392.1437 | 1.114% | 106.9644 | 20.6495 | 142.8446 | 198.6719 | 469.1304 | 1.1963
2018-02-28 07:00 | 36364.233 | 323 | 286 | 2361 | 2957 | 5.23 | 3.83 | 5.22 | 5.43 | 427.4767 | 1.176% | 19.8583 | 12.8766 | 144.8787 | 188.751 | 366.3646 | 0.85704
2018-02-28 08:00 | 36736.1236 | 373 | 252 | 2361 | 2957 | 4.69 | 3.41 | 4.68 | 4.89 | 427.5545 | 1.164% | 20.3601 | 10.0012 | 128.5997 | 168.29 | 327.2511 | 0.7654
2018-02-28 09:00 | 37717.5195 | 365 | 327 | 2361 | 2957 | 4.73 | 3.57 | 4.64 | 4.93 | 439.5512 | 1.165% | 20.1196 | 13.6045 | 127.6675 | 169.8887 | 331.2804 | 0.75368
2018-02-28 10:00 | 38762.0055 | 316 | 301 | 1834 | 2957 | 4 | 1.88 | 2.97 | 4.2 | 447.7723 | 1.155% | 14.6015 | 6.537 | 62.9226 | 143.4669 | 227.5279 | 0.50813
2018-02-28 11:00 | 39446.8568 | 285 | 259 | 1834 | 2957 | 4 | 1 | 2.85 | 4.05 | 459.2076 | 1.164% | 13.2709 | 3.0151 | 60.8472 | 139.4129 | 216.5461 | 0.47156
2018-02-28 12:00 | 40072.3079 | 239 | 271 | 1834 | 2957 | 2.61 | 1.19 | 2.61 | 3.91 | 459.7464 | 1.147% | 7.1567 | 3.6999 | 54.9179 | 132.6484 | 198.4229 | 0.43159
2018-02-28 13:00 | 40676.4983 | 222 | 248 | 1834 | 2957 | 2.43 | 1 | 2.43 | 4 | 460.0714 | 1.131% | 6.1016 | 2.805 | 50.4066 | 133.7806 | 193.0937 | 0.4197
2018-02-28 14:00 | 40956.9219 | 226 | 233 | 1701 | 2957 | 1.92 | 1 | 1.92 | 3.87 | 476.1471 | 1.163% | 5.0446 | 2.7088 | 37.9681 | 133.0381 | 178.7596 | 0.37543
2018-02-28 15:00 | 40983.194 | 215 | 213 | 1701 | 2957 | 1.57 | 1 | 1.57 | 3.36 | 477.5133 | 1.165% | 3.9329 | 2.4818 | 31.116 | 115.7631 | 153.2938 | 0.32103
2018-02-28 16:00 | 41003.8655 | 211 | 212 | 1701 | 2957 | 2.01 | 1.37 | 1.48 | 3.27 | 483.3462 | 1.179% | 4.9993 | 3.4237 | 29.6756 | 113.981 | 152.0796 | 0.31464
2018-02-28 17:00 | 40671.4397 | 347 | 205 | 1701 | 2957 | 6 | 1 | 1.44 | 6.2 | 498.0539 | 1.225% | 25.4957 | 2.5104 | 29.9953 | 224.5069 | 282.5084 | 0.56722
2018-02-28 18:00 | 41243.3522 | 421 | 341 | 1643 | 2957 | 16.29 | 5.87 | 2.99 | 18.31 | 531.5684 | 1.289% | 88.3911 | 25.7987 | 63.3161 | 697.8224 | 875.3282 | 1.6467
2018-02-28 19:00 | 41698.8626 | 279 | 354 | 1643 | 2957 | 4 | 6.54 | 1.24 | 9.13 | 552.91 | 1.326% | 14.7977 | 30.6981 | 27.014 | 357.9747 | 430.4845 | 0.77858
2018-02-28 20:00 | 40914.6946 | 175 | 382 | 1643 | 2957 | 3.25 | 4.4 | 1.49 | 5.47 | 511.7124 | 1.251% | 7.1132 | 21.0215 | 30.6176 | 202.2951 | 261.0473 | 0.51014
2018-02-28 21:00 | 39350.4648 | 417 | 402 | 1643 | 2957 | 8.33 | 5 | 1.34 | 8 | 477.4955 | 1.213% | 42.1503 | 24.3902 | 26.7154 | 287.0521 | 380.308 | 0.79646
2018-02-28 22:00 | 37184.2148 | 378 | 442 | 1082 | 3200 | 20 | 21 | 0.93 | 24 | 425.7347 | 1.145% | 86.557 | 106.2728 | 11.521 | 879.3092 | 1083.66 | 2.5454
2018-02-28 23:00 | 34186.6868 | 244 | 347 | 1082 | 3200 | 3.11 | 9 | 0.93 | 26 | 381.1834 | 1.115% | 8.4611 | 34.8216 | 11.2199 | 927.6844 | 982.187 | 2.5767
2018-03-01 | 32111.6092 | 250 | 330 | 967 | 3150 | 3.9 | 30.27 | 0.9 | 25.14 | 305.7242 | 0.9521% | 9.2827 | 95.103 | 8.2858 | 753.9517 | 866.6232 | 2.8347
2018-03-01 01:00 | 30703.2174 | 222 | 276 | 967 | 3150 | 3.11 | 20.13 | 0.92 | 23.21 | 279.9704 | 0.9119% | 6.2957 | 50.6619 | 8.1123 | 666.6747 | 731.7445 | 2.6136
2018-03-01 02:00 | 29875.2799 | 221 | 225 | 1505 | 3150 | 2.61 | 15 | 0.95 | 18 | 259.7405 | 0.8694% | 5.0149 | 29.3428 | 12.4305 | 492.959 | 539.7471 | 2.078
2018-03-01 03:00 | 29424.6705 | 230 | 193 | 1505 | 3150 | 3.11 | 10.31 | 0.95 | 18 | 261.0844 | 0.8873% | 6.3468 | 17.6557 | 12.6861 | 503.0978 | 539.7865 | 2.0675
2018-03-01 04:00 | 29836.6567 | 299 | 261 | 1505 | 3150 | 10 | 15 | 0.95 | 17.25 | 272.2961 | 0.9126% | 27.2874 | 35.7292 | 13.0482 | 495.8964 | 571.9612 | 2.1005
2018-03-01 05:00 | 31766.8925 | 477 | 405 | 1505 | 3150 | 25 | 40 | 0.95 | 21 | 295.6499 | 0.9307% | 110.9843 | 150.7711 | 13.3065 | 615.6485 | 890.7103 | 3.0127
2018-03-01 06:00 | 35224.9788 | 578 | 318 | 2111 | 2957 | 18.76 | 4.09 | 2.99 | 18.91 | 356.4625 | 1.012% | 109.7296 | 13.1617 | 63.8738 | 565.8561 | 752.6212 | 2.1114
2018-03-01 07:00 | 36248.2503 | 357 | 293 | 2111 | 2957 | 6.45 | 3.85 | 3.78 | 10.35 | 373.1529 | 1.029% | 23.7043 | 11.6126 | 82.1447 | 315.0587 | 432.5203 | 1.1591
2018-03-01 08:00 | 36415.5309 | 362 | 234 | 2111 | 2957 | 4 | 2.97 | 3.08 | 8.11 | 378.1498 | 1.038% | 15.0365 | 7.2169 | 67.5175 | 249.0287 | 338.7995 | 0.89594
2018-03-01 09:00 | 36968.2783 | 316 | 247 | 2111 | 2957 | 4 | 2.83 | 2.99 | 7.61 | 384.2621 | 1.039% | 13.1385 | 7.2658 | 65.6081 | 233.9022 | 319.9146 | 0.83254
2018-03-01 10:00 | 37477.1608 | 323 | 264 | 1819 | 2917 | 3 | 2.62 | 1 | 4.25 | 408.673 | 1.09% | 10.5665 | 7.5425 | 19.8354 | 135.1869 | 173.1314 | 0.42364
2018-03-01 11:00 | 37789.9563 | 365 | 220 | 1819 | 2917 | 3.11 | 2.37 | 2.25 | 4.34 | 410.4396 | 1.086% | 12.329 | 5.663 | 44.4517 | 137.4988 | 199.9424 | 0.48714
2018-03-01 12:00 | 37876.6227 | 299 | 217 | 1819 | 2917 | 3.33 | 1.76 | 2.25 | 4 | 416.4103 | 1.099% | 10.9463 | 4.1988 | 44.9951 | 128.2764 | 188.4165 | 0.45248
2018-03-01 13:00 | 38208.8981 | 295 | 208 | 1819 | 2917 | 4 | 1.33 | 2.41 | 4.38 | 415.0086 | 1.086% | 12.8167 | 3.0047 | 47.6148 | 138.7724 | 202.2087 | 0.48724
2018-03-01 14:00 | 38178.7666 | 263 | 208 | 1572 | 2917 | 3.58 | 1.66 | 1.58 | 4.18 | 415.5436 | 1.088% | 10.2479 | 3.7581 | 27.0336 | 132.7111 | 173.7507 | 0.41813
2018-03-01 15:00 | 38206.7311 | 278 | 221 | 1572 | 2917 | 3.77 | 2.61 | 1 | 4.97 | 411.5504 | 1.077% | 11.2894 | 6.2132 | 16.9331 | 156.1622 | 190.5978 | 0.46312
2018-03-01 16:00 | 38061.3248 | 282 | 240 | 1572 | 2917 | 5.06 | 1.75 | 1.2 | 8.77 | 421.4351 | 1.107% | 15.7996 | 4.6505 | 20.8872 | 283.2584 | 324.5957 | 0.77022
2018-03-01 17:00 | 37640.0807 | 235 | 244 | 1572 | 2917 | 6 | 2.11 | 1.18 | 11.34 | 439.9664 | 1.169% | 16.4812 | 6.0178 | 21.6822 | 386.6504 | 430.8317 | 0.97924
2018-03-01 18:00 | 38368.4983 | 307 | 318 | 1387 | 2917 | 22.93 | 4.27 | 2.84 | 31.19 | 480.5506 | 1.252% | 88.1671 | 17.0067 | 49.3355 | 1139.5047 | 1294.014 | 2.6928
2018-03-01 19:00 | 39353.2399 | 335 | 341 | 1387 | 2917 | 6.19 | 3.5 | 1.43 | 10.21 | 506.2758 | 1.286% | 26.6773 | 15.3543 | 25.5164 | 383.15 | 450.698 | 0.89022
2018-03-01 20:00 | 38901.6357 | 234 | 390 | 1387 | 2917 | 3.62 | 4.01 | 0.99 | 5.26 | 498.0598 | 1.28% | 10.8452 | 20.0227 | 17.5803 | 196.4427 | 244.8908 | 0.49169
2018-03-01 21:00 | 37562.3131 | 221 | 493 | 1387 | 2917 | 1.8 | 6.27 | 0.99 | 3.91 | 472.8187 | 1.259% | 5.0073 | 38.9096 | 17.2844 | 143.5673 | 204.7686 | 0.43308
2018-03-01 22:00 | 35235.5309 | 305 | 527 | 967 | 3150 | 4 | 17.76 | 0.92 | 6.03 | 428.676 | 1.217% | 14.8425 | 113.8681 | 10.8234 | 231.0874 | 370.6213 | 0.86457
2018-03-01 23:00 | 32904.636 | 291 | 417 | 967 | 3150 | 5.51 | 9.11 | 0.92 | 8 | 381.5251 | 1.159% | 18.5913 | 44.0474 | 10.3153 | 292.1909 | 365.1449 | 0.95707
2018-03-02 | 31249.4988 | 250 | 330 | 967 | 3150 | 1 | 3.5 | 0.89 | 4.83 | 351.0762 | 1.123% | 2.8087 | 12.976 | 9.6688 | 170.9291 | 196.3826 | 0.55937
2018-03-02 01:00 | 30402.9279 | 222 | 276 | 967 | 3150 | 1 | 1.62 | 0.93 | 3.11 | 338.5816 | 1.114% | 2.4723 | 4.9793 | 10.0151 | 109.0985 | 126.5653 | 0.37381
2018-03-02 02:00 | 30038.2972 | 221 | 225 | 1505 | 3150 | 1 | 1 | 0.95 | 3.11 | 336.7368 | 1.121% | 2.4775 | 2.5223 | 16.0279 | 109.8212 | 130.8488 | 0.38858
2018-03-02 03:00 | 30143.2592 | 230 | 193 | 1505 | 3150 | 1.09 | 0.22 | 0.95 | 3.11 | 346.9641 | 1.151% | 2.8857 | 0.48874 | 16.4571 | 112.7626 | 132.5942 | 0.38216
2018-03-02 04:00 | 31095.9736 | 299 | 261 | 1505 | 3150 | 2.85 | 1 | 0.95 | 3.11 | 368.917 | 1.186% | 10.1098 | 3.0965 | 16.9623 | 116.2239 | 146.3924 | 0.39682
2018-03-02 05:00 | 33618.6097 | 477 | 405 | 1505 | 3150 | 5.06 | 8 | 0.97 | 5.06 | 413.2369 | 1.229% | 29.668 | 39.8258 | 17.9443 | 195.9207 | 283.3588 | 0.68571
2018-03-02 06:00 | 37598.3936 | 578 | 318 | 2111 | 2957 | 26.64 | 3.5 | 6.22 | 26.64 | 494.6209 | 1.316% | 202.5654 | 14.6419 | 172.7356 | 1036.3078 | 1426.2507 | 2.8835
2018-03-02 07:00 | 38563.2766 | 357 | 293 | 2111 | 2957 | 9.61 | 3.11 | 5 | 13.11 | 524.1079 | 1.359% | 46.6271 | 12.3844 | 143.4515 | 526.8667 | 729.3297 | 1.3916
2018-03-02 08:00 | 37781.4671 | 362 | 234 | 2111 | 2957 | 5.97 | 0.59 | 2.99 | 9.71 | 510.8082 | 1.352% | 29.2188 | 1.8666 | 85.3372 | 388.1947 | 504.6173 | 0.98788
2018-03-02 09:00 | 37365.3225 | 316 | 247 | 2111 | 2957 | 4 | 1 | 2.25 | 6.86 | 491.3887 | 1.315% | 16.6228 | 3.2483 | 62.4636 | 266.7668 | 349.1015 | 0.71044
2018-03-02 10:00 | 36982.5761 | 323 | 264 | 1819 | 2917 | 4 | 1 | 1.47 | 5.4 | 461.3731 | 1.248% | 16.1182 | 3.2935 | 33.3584 | 196.5103 | 249.2804 | 0.5403
2018-03-02 11:00 | 36711.1598 | 365 | 220 | 1819 | 2917 | 4 | 0.55 | 2.25 | 4.94 | 431.4017 | 1.175% | 17.1568 | 1.4219 | 48.0949 | 169.3351 | 236.0088 | 0.54707
2018-03-02 12:00 | 36566.9078 | 299 | 217 | 1819 | 2917 | 3 | 1 | 2.12 | 3.95 | 419.3872 | 1.147% | 10.2877 | 2.4888 | 44.2278 | 132.148 | 189.1523 | 0.45102
2018-03-02 13:00 | 36840.9492 | 295 | 208 | 1819 | 2917 | 3 | 0.57 | 2.25 | 4 | 421.6865 | 1.145% | 10.1298 | 1.3571 | 46.8462 | 133.5535 | 191.8866 | 0.45505
2018-03-02 14:00 | 36995.927 | 263 | 208 | 1572 | 2917 | 2.86 | 0.92 | 1.41 | 4.32 | 425.1814 | 1.149% | 8.6445 | 2.1992 | 25.4737 | 144.824 | 181.1415 | 0.42603
2018-03-02 15:00 | 36954.5797 | 278 | 221 | 1572 | 2917 | 2.75 | 2.11 | 1.32 | 6.55 | 423.7777 | 1.147% | 8.7669 | 5.3474 | 23.7956 | 219.1026 | 257.0125 | 0.60648
2018-03-02 16:00 | 36896.2747 | 282 | 240 | 1572 | 2917 | 2.61 | 2.41 | 1.12 | 4 | 428.1496 | 1.16% | 8.5409 | 6.7118 | 20.4307 | 135.3971 | 171.0805 | 0.39958
2018-03-02 17:00 | 36597.6588 | 235 | 244 | 1572 | 2917 | 2.73 | 2.33 | 1.29 | 8 | 437.3983 | 1.195% | 7.6675 | 6.7947 | 24.2363 | 278.9011 | 317.5995 | 0.72611
2018-03-02 18:00 | 36733.9091 | 307 | 318 | 1387 | 2917 | 6 | 3.5 | 2.06 | 9.23 | 461.4794 | 1.256% | 23.1406 | 13.9824 | 35.8946 | 338.2387 | 411.2562 | 0.89117
2018-03-02 19:00 | 37210.5247 | 335 | 341 | 1387 | 2917 | 4 | 4.01 | 1 | 6.04 | 476.0942 | 1.279% | 17.1448 | 17.4955 | 17.7461 | 225.4242 | 277.8105 | 0.58352
2018-03-02 20:00 | 36498.512 | 234 | 390 | 1387 | 2917 | 2.61 | 5.92 | 1 | 7.11 | 447.1425 | 1.225% | 7.4822 | 28.2851 | 16.9921 | 254.0837 | 306.843 | 0.68623
2018-03-02 21:00 | 35509.5351 | 221 | 493 | 1387 | 2917 | 2.01 | 40 | 0.98 | 6.12 | 421.8401 | 1.188% | 5.277 | 234.2663 | 16.1475 | 212.0756 | 467.7664 | 1.1089
2018-03-02 22:00 | 33978.9729 | 305 | 527 | 967 | 3150 | 4.82 | 40 | 0.97 | 9.82 | 368.2458 | 1.084% | 15.9321 | 228.4537 | 10.1654 | 335.2351 | 589.7864 | 1.6016
2018-03-02 23:00 | 32154.7145 | 291 | 417 | 967 | 3150 | 4 | 5 | 0.97 | 9.75 | 311.327 | 0.9682% | 11.27 | 20.1873 | 9.0818 | 297.3633 | 337.9024 | 1.0854
2018-03-03 | 30589.9422 | 250 | 330 | 967 | 3150 | 5.62 | 12.51 | 0.88 | 15.25 | 284.7097 | 0.9307% | 13.0768 | 38.4233 | 7.9201 | 447.0993 | 506.5195 | 1.7791
2018-03-03 01:00 | 29573.7721 | 222 | 276 | 967 | 3150 | 5 | 11.26 | 0.9 | 18 | 270.5294 | 0.9148% | 10.1538 | 28.4286 | 7.9612 | 518.6696 | 565.2132 | 2.0893
2018-03-03 02:00 | 29015.2202 | 221 | 225 | 1505 | 3150 | 3.9 | 8.83 | 0.94 | 18 | 265.6663 | 0.9156% | 7.8916 | 18.1909 | 12.9531 | 519.1509 | 558.1865 | 2.1011
2018-03-03 03:00 | 28900.3199 | 230 | 193 | 1505 | 3150 | 5 | 5.52 | 0.94 | 15.25 | 265.8827 | 0.92% | 10.58 | 9.8013 | 13.0152 | 441.9446 | 475.3411 | 1.7878
2018-03-03 04:00 | 29114.3947 | 299 | 261 | 1505 | 3150 | 8.61 | 10.03 | 0.94 | 15.25 | 271.0032 | 0.9308% | 23.963 | 24.3673 | 13.1683 | 447.1437 | 508.6424 | 1.8769
2018-03-03 05:00 | 30079.7384 | 477 | 405 | 1505 | 3150 | 20 | 26.87 | 0.96 | 15.25 | 289.2558 | 0.9616% | 91.7395 | 104.648 | 13.8936 | 461.9431 | 672.2242 | 2.324
2018-03-03 06:00 | 31528.0867 | 578 | 318 | 2111 | 2957 | 13.31 | 26.43 | 3.81 | 10.68 | 328.0008 | 1.04% | 80.0356 | 87.4383 | 83.674 | 328.5487 | 579.6966 | 1.7674
2018-03-03 07:00 | 32623.372 | 357 | 293 | 2111 | 2957 | 6.47 | 9.99 | 4.25 | 8 | 374.2857 | 1.147% | 26.5001 | 33.5821 | 102.9323 | 271.4037 | 434.4181 | 1.1607
2018-03-03 08:00 | 33837.3457 | 362 | 234 | 2111 | 2957 | 6.96 | 4.01 | 2.99 | 8.58 | 397.9071 | 1.176% | 29.6281 | 11.0343 | 74.2241 | 298.3486 | 413.2351 | 1.0385
2018-03-03 09:00 | 34602.8463 | 316 | 247 | 2111 | 2957 | 4 | 4.01 | 2.53 | 8.97 | 410.2901 | 1.186% | 14.9874 | 11.7441 | 63.3269 | 314.5017 | 404.5601 | 0.98603
2018-03-03 10:00 | 34869.875 | 323 | 264 | 1819 | 2917 | 4 | 3.5 | 1 | 8.5 | 409.7028 | 1.175% | 15.1803 | 10.8565 | 21.3723 | 291.3224 | 338.7315 | 0.82677
2018-03-03 11:00 | 34898.2165 | 365 | 220 | 1819 | 2917 | 4 | 3.5 | 2.25 | 5.59 | 406.0609 | 1.164% | 16.9879 | 8.9594 | 47.6215 | 189.7301 | 263.2989 | 0.64842
2018-03-03 12:00 | 34804.9983 | 299 | 217 | 1819 | 2917 | 3.98 | 2.61 | 2.25 | 10.5 | 388.3485 | 1.116% | 13.278 | 6.3195 | 45.6662 | 341.7478 | 407.0115 | 1.0481
2018-03-03 13:00 | 34585.3551 | 295 | 208 | 1819 | 2917 | 4 | 3.5 | 2.25 | 10.14 | 382.6706 | 1.106% | 13.0561 | 8.055 | 45.2843 | 327.2708 | 393.6663 | 1.0287
2018-03-03 14:00 | 34616.0071 | 263 | 208 | 1572 | 2917 | 4 | 3.5 | 0.99 | 11 | 372.1869 | 1.075% | 11.311 | 7.8274 | 16.7329 | 344.9953 | 380.8666 | 1.0233
2018-03-03 15:00 | 34581.0725 | 278 | 221 | 1572 | 2917 | 3.51 | 4.01 | 0.99 | 8.5 | 378.7323 | 1.095% | 10.6868 | 9.7058 | 17.0444 | 271.5496 | 308.9866 | 0.81584
2018-03-03 16:00 | 34634.1839 | 282 | 240 | 1572 | 2917 | 4 | 4.21 | 1.22 | 8.5 | 381.0526 | 1.1% | 12.4105 | 11.1166 | 21.1005 | 272.7944 | 317.422 | 0.83301
2018-03-03 17:00 | 34862.8291 | 235 | 244 | 1572 | 2917 | 5.48 | 6.57 | 1.36 | 15 | 406.0992 | 1.165% | 15.0009 | 18.6735 | 24.9035 | 509.6795 | 568.2574 | 1.3993
2018-03-03 18:00 | 35754.8135 | 307 | 318 | 1387 | 2917 | 7.12 | 12.01 | 0.99 | 15.99 | 420.585 | 1.176% | 25.7121 | 44.9251 | 16.1522 | 548.661 | 635.4504 | 1.5109
2018-03-03 19:00 | 36179.2734 | 335 | 341 | 1387 | 2917 | 6.31 | 9.11 | 0.99 | 11.15 | 446.7581 | 1.235% | 26.1028 | 38.3606 | 16.956 | 401.6279 | 483.0473 | 1.0812
2018-03-03 20:00 | 35531.3404 | 234 | 390 | 1387 | 2917 | 4 | 15.91 | 0.99 | 14 | 462.2209 | 1.301% | 12.1763 | 80.7184 | 17.8628 | 531.2543 | 642.0118 | 1.389
2018-03-03 21:00 | 34601.0071 | 221 | 493 | 1387 | 2917 | 4 | 24.97 | 0.97 | 20 | 405.2409 | 1.171% | 10.3533 | 144.175 | 15.757 | 683.2678 | 853.553 | 2.1063
2018-03-03 22:00 | 33219.2627 | 305 | 527 | 967 | 3150 | 9.11 | 40 | 0.9 | 34 | 354.1337 | 1.066% | 29.6207 | 224.7232 | 9.2778 | 1141.7388 | 1405.3605 | 3.9684
2018-03-03 23:00 | 31533.8898 | 291 | 417 | 967 | 3150 | 8.61 | 19.51 | 0.9 | 34 | 306.0091 | 0.9704% | 24.3138 | 78.9496 | 8.4455 | 1039.3126 | 1151.0215 | 3.7614
2018-03-04 | 30066.9275 | 250 | 330 | 967 | 3150 | 10 | 15 | 0.9 | 18.25 | 275.7823 | 0.9172% | 22.9307 | 45.4028 | 7.9826 | 527.2914 | 603.6075 | 2.1887
2018-03-04 01:00 | 28989.5501 | 222 | 276 | 967 | 3150 | 4.4 | 11.39 | 0.89 | 22.25 | 260.0606 | 0.8971% | 8.7627 | 28.2011 | 7.7206 | 628.7438 | 673.4282 | 2.5895
2018-03-04 02:00 | 28199.761 | 221 | 225 | 1505 | 3150 | 4.34 | 9.11 | 0.93 | 22.25 | 249.8903 | 0.8861% | 8.4994 | 18.1637 | 12.4029 | 621.0757 | 660.1417 | 2.6417
2018-03-04 03:00 | 27774.2257 | 230 | 193 | 1505 | 3150 | 7.25 | 5.86 | 0.93 | 28.25 | 243.3577 | 0.8762% | 14.6106 | 9.9096 | 12.2637 | 779.7083 | 816.4923 | 3.3551
2018-03-04 04:00 | 27697.7384 | 299 | 261 | 1505 | 3150 | 10 | 9.11 | 0.93 | 28.25 | 244.2167 | 0.8817% | 26.3635 | 20.9648 | 12.341 | 784.6213 | 844.2905 | 3.4571
2018-03-04 05:00 | 27959.99 | 477 | 405 | 1505 | 3150 | 20 | 40 | 0.95 | 19.84 | 263.7556 | 0.9433% | 89.9939 | 152.8199 | 13.4873 | 589.545 | 845.8461 | 3.2069
2018-03-04 06:00 | 28769.4853 | 578 | 318 | 2111 | 2957 | 15 | 16.68 | 4.25 | 14.32 | 305.3753 | 1.061% | 92.0282 | 56.3022 | 95.2311 | 449.4653 | 693.0268 | 2.2694
2018-03-04 07:00 | 29544.1443 | 357 | 293 | 2111 | 2957 | 8 | 11.51 | 4.37 | 11.25 | 348.2169 | 1.179% | 33.6617 | 39.7486 | 108.7297 | 392.0868 | 574.2268 | 1.649
2018-03-04 08:00 | 31208.059 | 362 | 234 | 2111 | 2957 | 6.33 | 6.81 | 3.75 | 9.34 | 377.5709 | 1.21% | 27.7232 | 19.2795 | 95.7748 | 334.1411 | 476.9186 | 1.2631
2018-03-04 09:00 | 32945.1235 | 316 | 247 | 2111 | 2957 | 5.35 | 8.11 | 3.75 | 8.5 | 401.768 | 1.22% | 20.617 | 24.4288 | 96.5392 | 306.517 | 448.1019 | 1.1153
2018-03-04 10:00 | 34168.791 | 323 | 264 | 1819 | 2917 | 4 | 9.11 | 2.79 | 10.53 | 404.1886 | 1.183% | 15.2833 | 28.4496 | 60.0332 | 363.345 | 467.1111 | 1.1557
2018-03-04 11:00 | 35035.3743 | 365 | 220 | 1819 | 2917 | 9.46 | 6.16 | 2.99 | 11.2 | 410.8279 | 1.173% | 40.489 | 15.8912 | 63.776 | 383.096 | 503.2521 | 1.225
2018-03-04 12:00 | 35682.8717 | 299 | 217 | 1819 | 2917 | 4 | 4.7 | 2.33 | 9.23 | 428.6244 | 1.201% | 14.3664 | 12.2511 | 50.9103 | 323.4113 | 400.9391 | 0.93541
2018-03-04 13:00 | 36079.3239 | 295 | 208 | 1819 | 2917 | 4 | 4.01 | 2.22 | 9.25 | 436.7466 | 1.211% | 14.2841 | 10.0967 | 48.8829 | 326.6249 | 399.8886 | 0.91561
2018-03-04 14:00 | 36344.5579 | 263 | 208 | 1572 | 2917 | 4 | 4.01 | 0.98 | 8.5 | 426.7228 | 1.174% | 12.3516 | 9.793 | 18.0878 | 291.1131 | 331.3454 | 0.77649
2018-03-04 15:00 | 36660.2662 | 278 | 221 | 1572 | 2917 | 4 | 5.51 | 0.98 | 8.5 | 422.0774 | 1.151% | 12.8027 | 14.0198 | 17.7368 | 285.4643 | 330.0236 | 0.7819
2018-03-04 16:00 | 36953.7272 | 282 | 240 | 1572 | 2917 | 4 | 6 | 1.62 | 9.57 | 421.3193 | 1.14% | 12.8606 | 16.4178 | 29.0349 | 318.2742 | 376.5876 | 0.89383
2018-03-04 17:00 | 37412.6269 | 235 | 244 | 1572 | 2917 | 6 | 10 | 1.61 | 15 | 443.0022 | 1.184% | 16.6958 | 28.892 | 29.9686 | 518.1021 | 593.6584 | 1.3401
2018-03-04 18:00 | 38259.0647 | 307 | 318 | 1387 | 2917 | 13.36 | 40 | 1.52 | 22.64 | 483.4134 | 1.264% | 51.8238 | 160.7206 | 26.6382 | 834.444 | 1073.6265 | 2.2209
2018-03-04 19:00 | 39267.9323 | 335 | 341 | 1387 | 2917 | 16.46 | 10 | 0.98 | 21 | 506.0077 | 1.289% | 71.0549 | 43.9414 | 17.5155 | 789.3595 | 921.8712 | 1.8219
2018-03-04 20:00 | 38665.0273 | 234 | 390 | 1387 | 2917 | 4 | 10 | 0.98 | 14.49 | 479.9616 | 1.241% | 11.6189 | 48.412 | 16.8729 | 524.6782 | 601.5819 | 1.2534
2018-03-04 21:00 | 37421.5735 | 221 | 493 | 1387 | 2917 | 4 | 40 | 0.96 | 14 | 438.0009 | 1.17% | 10.3468 | 230.8128 | 15.5848 | 477.9884 | 734.7327 | 1.6775
2018-03-04 22:00 | 35275.205 | 305 | 527 | 967 | 3150 | 10 | 44.49 | 0.89 | 44 | 379.1719 | 1.075% | 32.7843 | 252.0227 | 9.2509 | 1489.8065 | 1783.8644 | 4.7046
2018-03-04 23:00 | 32815.0572 | 291 | 417 | 967 | 3150 | 5 | 40 | 0.89 | 34 | 322.1754 | 0.9818% | 14.2851 | 163.7628 | 8.4496 | 1051.4985 | 1237.996 | 3.8426
2018-03-05 | 30879.8562 | 250 | 330 | 967 | 3150 | 5.87 | 15 | 0.9 | 25.25 | 287.3253 | 0.9305% | 13.6545 | 46.0579 | 8.0978 | 740.066 | 807.8762 | 2.8117
2018-03-05 01:00 | 29731.2711 | 222 | 276 | 967 | 3150 | 3.7 | 15 | 0.9 | 148.29 | 282.479 | 0.9501% | 7.8042 | 39.3344 | 8.2688 | 4438.08 | 4493.4874 | 15.9073
2018-03-05 02:00 | 29099.7996 | 221 | 225 | 1505 | 3150 | 3.89 | 8.64 | 1.22 | 11.25 | 272.1474 | 0.9352% | 8.04 | 18.1807 | 17.1716 | 331.4189 | 374.8111 | 1.3772
2018-03-05 03:00 | 28903.6832 | 230 | 193 | 1505 | 3150 | 3.82 | 5.51 | 1.22 | 15.25 | 252.3732 | 0.8732% | 7.6715 | 9.2854 | 16.0319 | 419.4405 | 452.4294 | 1.7927
2018-03-05 04:00 | 29416.3146 | 299 | 261 | 1505 | 3150 | 8.76 | 9.11 | 1.22 | 15.25 | 272.2863 | 0.9256% | 24.2445 | 22.0088 | 16.9955 | 444.6497 | 507.8985 | 1.8653
2018-03-05 05:00 | 31386.057 | 477 | 405 | 1505 | 3150 | 22.69 | 25.41 | 1.19 | 22.89 | 315.4811 | 1.005% | 108.7901 | 103.4418 | 18.002 | 724.7578 | 954.9917 | 3.0271
2018-03-05 06:00 | 35022.8141 | 578 | 318 | 2111 | 2957 | 8.61 | 3.5 | 5.87 | 8.11 | 357.0957 | 1.02% | 50.7416 | 11.3482 | 126.3455 | 244.5151 | 432.9506 | 1.2124
2018-03-05 07:00 | 36124.5175 | 357 | 293 | 2111 | 2957 | 6.13 | 2.61 | 4.25 | 7.64 | 398.696 | 1.104% | 24.1529 | 8.4401 | 99.0187 | 249.3357 | 380.9473 | 0.95548
2018-03-05 08:00 | 36607.7301 | 362 | 234 | 2111 | 2957 | 4.49 | 2.47 | 3.69 | 6.23 | 404.1328 | 1.104% | 17.9435 | 6.3806 | 85.9936 | 203.3718 | 313.6894 | 0.7762
2018-03-05 09:00 | 37758.0309 | 316 | 247 | 2111 | 2957 | 4.95 | 3.11 | 4.25 | 9.67 | 412.0993 | 1.091% | 17.072 | 8.384 | 97.9196 | 312.0832 | 435.4588 | 1.0567
2018-03-05 10:00 | 38833.7649 | 323 | 264 | 1819 | 2917 | 4 | 3.31 | 2.99 | 9.73 | 427.1597 | 1.1% | 14.2116 | 9.612 | 59.8253 | 312.1979 | 395.8468 | 0.9267
2018-03-05 11:00 | 39515.6289 | 365 | 220 | 1819 | 2917 | 4.99 | 2.11 | 2.99 | 12.44 | 446.8974 | 1.131% | 20.5983 | 5.2498 | 61.5096 | 410.389 | 497.7468 | 1.1138
2018-03-05 12:00 | 39937.735 | 299 | 217 | 1819 | 2917 | 4 | 1.92 | 3.2 | 8.75 | 472.1139 | 1.182% | 14.1382 | 4.9252 | 68.8091 | 301.7226 | 389.5951 | 0.82521
2018-03-05 13:00 | 40347.1396 | 295 | 208 | 1819 | 2917 | 5.53 | 1 | 4.25 | 10.5 | 493.325 | 1.223% | 19.9465 | 2.5432 | 94.524 | 374.4951 | 491.5088 | 0.99632
2018-03-05 14:00 | 40595.7529 | 263 | 208 | 1572 | 2917 | 4 | 1.19 | 2.99 | 11 | 508.1873 | 1.252% | 13.1692 | 3.0985 | 58.8392 | 401.6727 | 476.7796 | 0.9382
2018-03-05 15:00 | 40628.3619 | 278 | 221 | 1572 | 2917 | 4 | 1.63 | 2.99 | 10.45 | 515.7994 | 1.27% | 14.1175 | 4.5733 | 59.6726 | 386.994 | 465.3574 | 0.90221
2018-03-05 16:00 | 40280.7838 | 282 | 240 | 1572 | 2917 | 4.82 | 1.97 | 2.99 | 12.28 | 504.996 | 1.254% | 17.0407 | 5.9274 | 58.9269 | 449.0812 | 530.9762 | 1.0514
2018-03-05 17:00 | 39871.637 | 235 | 244 | 1572 | 2917 | 8 | 1.72 | 2.99 | 16.84 | 504.1491 | 1.264% | 23.7713 | 5.3066 | 59.4318 | 621.1171 | 709.6267 | 1.4076
2018-03-05 18:00 | 40348.8535 | 307 | 318 | 1387 | 2917 | 34.21 | 3.11 | 1.35 | 43.1 | 523.6982 | 1.298% | 136.3143 | 12.8362 | 24.303 | 1631.7874 | 1805.2409 | 3.4471
2018-03-05 19:00 | 40828.5495 | 335 | 341 | 1387 | 2917 | 20.66 | 3.5 | 0.97 | 22.47 | 540.1542 | 1.323% | 91.5649 | 15.7898 | 17.7993 | 867.1481 | 992.302 | 1.8371
2018-03-05 20:00 | 39702.9124 | 234 | 390 | 1387 | 2917 | 5.9 | 4.01 | 0.97 | 12.86 | 516.9522 | 1.302% | 17.9761 | 20.3628 | 17.5177 | 488.4335 | 544.2901 | 1.0529
2018-03-05 21:00 | 37698.7575 | 221 | 493 | 1387 | 2917 | 6.49 | 6.11 | 0.97 | 10.8 | 473.3623 | 1.256% | 18.0096 | 37.8229 | 16.8933 | 395.5732 | 468.2989 | 0.9893
2018-03-05 22:00 | 35077.2129 | 305 | 527 | 967 | 3150 | 8.18 | 11 | 0.9 | 13.18 | 415.1063 | 1.183% | 29.5248 | 68.6021 | 10.2992 | 491.3152 | 599.7413 | 1.4448
2018-03-05 23:00 | 32247.5657 | 291 | 417 | 967 | 3150 | 5.52 | 5 | 0.9 | 8.92 | 353.3885 | 1.096% | 17.603 | 22.8487 | 9.5373 | 307.915 | 357.904 | 1.0128
2018-03-06 | 30451.9721 | 250 | 330 | 967 | 3150 | 4.32 | 3.5 | 0.89 | 5 | 317.7834 | 1.044% | 11.2704 | 12.0531 | 8.9812 | 164.3601 | 196.6647 | 0.61886
2018-03-06 01:00 | 29453.4327 | 222 | 276 | 967 | 3150 | 2.61 | 2.61 | 0.89 | 5 | 300.4864 | 1.02% | 5.9113 | 7.3492 | 8.7802 | 160.6829 | 182.7235 | 0.60809
2018-03-06 02:00 | 29109.4495 | 221 | 225 | 1505 | 3150 | 2.37 | 0.14 | 0.99 | 5 | 293.4005 | 1.008% | 5.2792 | 0.3175 | 15.0175 | 158.7477 | 179.3619 | 0.61132
2018-03-06 03:00 | 29214.4319 | 230 | 193 | 1505 | 3150 | 2.61 | 0.19 | 0.99 | 5 | 296.8157 | 1.016% | 6.099 | 0.37256 | 15.1377 | 160.0184 | 181.6277 | 0.61192
2018-03-06 04:00 | 30100.5786 | 299 | 261 | 1505 | 3150 | 4.8 | 1.62 | 0.99 | 5 | 315.1328 | 1.047% | 15.0256 | 4.4266 | 15.5988 | 164.8919 | 199.9429 | 0.63447
2018-03-06 05:00 | 32715.0893 | 477 | 405 | 1505 | 3150 | 7.96 | 5.62 | 1.11 | 8 | 365.9625 | 1.119% | 42.4737 | 25.4613 | 18.6874 | 281.896 | 368.5183 | 1.007
2018-03-06 06:00 | 37009.1611 | 578 | 318 | 2111 | 2957 | 23.99 | 3.5 | 9.25 | 23.99 | 458.4238 | 1.239% | 171.7576 | 13.7865 | 241.8733 | 878.6977 | 1306.115 | 2.8491
2018-03-06 07:00 | 38096.0348 | 357 | 293 | 2111 | 2957 | 13.55 | 3.5 | 6.99 | 16 | 498.4172 | 1.308% | 63.2879 | 13.4168 | 193.0539 | 618.9913 | 888.75 | 1.7831
2018-03-06 08:00 | 37402.7936 | 362 | 234 | 2111 | 2957 | 7.18 | 2.61 | 3.28 | 8.98 | 471.3544 | 1.26% | 32.7549 | 7.6966 | 87.2581 | 334.6349 | 462.3445 | 0.98089
2018-03-06 09:00 | 36863.5478 | 316 | 247 | 2111 | 2957 | 4.78 | 2.61 | 3.98 | 5.64 | 454.0849 | 1.232% | 18.6061 | 7.941 | 103.4931 | 205.433 | 335.4732 | 0.73879
2018-03-06 10:00 | 36488.0983 | 323 | 264 | 1819 | 2917 | 4 | 2.61 | 1.42 | 5 | 427.0004 | 1.17% | 15.1196 | 8.0635 | 30.2272 | 170.6803 | 224.0906 | 0.5248
2018-03-06 11:00 | 36104.8281 | 365 | 220 | 1819 | 2917 | 4.82 | 2.11 | 1.62 | 5.41 | 421.2272 | 1.167% | 20.5254 | 5.4157 | 34.3794 | 184.1132 | 244.4337 | 0.58029
2018-03-06 12:00 | 35909.7197 | 299 | 217 | 1819 | 2917 | 4 | 2.11 | 1.62 | 5.49 | 415.6466 | 1.157% | 13.8434 | 5.2997 | 34.1083 | 185.3621 | 238.6136 | 0.57408
2018-03-06 13:00 | 35948.6575 | 295 | 208 | 1819 | 2917 | 4 | 1.05 | 2.74 | 5.52 | 414.6664 | 1.153% | 13.6113 | 2.5192 | 57.4909 | 185.7341 | 259.3556 | 0.62546
2018-03-06 14:00 | 35925.5423 | 263 | 208 | 1572 | 2917 | 3 | 1.73 | 0.99 | 5.23 | 412.9456 | 1.149% | 9.0691 | 4.1362 | 17.8886 | 175.3588 | 206.4528 | 0.49995
2018-03-06 15:00 | 35886.3496 | 278 | 221 | 1572 | 2917 | 3 | 2.1 | 0.99 | 5.54 | 415.2488 | 1.157% | 9.6504 | 5.3702 | 18.0081 | 186.993 | 220.0216 | 0.52985
2018-03-06 16:00 | 36070.3684 | 282 | 240 | 1572 | 2917 | 3 | 2.24 | 0.99 | 5.59 | 420.9583 | 1.167% | 9.8732 | 6.274 | 18.1625 | 190.2991 | 224.6089 | 0.53357
2018-03-06 17:00 | 36163.3147 | 235 | 244 | 1572 | 2917 | 5.94 | 2.81 | 0.99 | 8.62 | 435.9201 | 1.205% | 16.8265 | 8.2648 | 18.7597 | 303.0975 | 346.9485 | 0.7959
2018-03-06 18:00 | 37179.525 | 307 | 318 | 1387 | 2917 | 24.77 | 6 | 1.32 | 32.56 | 475.5518 | 1.279% | 97.2654 | 24.4046 | 23.4177 | 1214.8282 | 1359.9159 | 2.8597
2018-03-06 19:00 | 38394.2441 | 335 | 341 | 1387 | 2917 | 10.79 | 3.5 | 0.97 | 14 | 512.3719 | 1.335% | 48.2376 | 15.9273 | 17.9543 | 544.9839 | 627.103 | 1.2239
2018-03-06 20:00 | 37909.1751 | 234 | 390 | 1387 | 2917 | 4 | 4.01 | 0.97 | 9.96 | 499.1102 | 1.317% | 12.3233 | 20.5902 | 17.7133 | 382.5145 | 433.1414 | 0.86783
2018-03-06 21:00 | 36586.3727 | 221 | 493 | 1387 | 2917 | 4.29 | 5.51 | 0.96 | 8.92 | 465.1033 | 1.271% | 12.0526 | 34.5325 | 16.9269 | 330.774 | 394.286 | 0.84774
2018-03-06 22:00 | 34318.9645 | 305 | 527 | 967 | 3150 | 8.01 | 9.11 | 0.89 | 8.49 | 411.3267 | 1.199% | 29.2809 | 57.5416 | 10.315 | 320.5317 | 417.6692 | 1.0154
2018-03-06 23:00 | 32124.8458 | 291 | 417 | 967 | 3150 | 7.35 | 5 | 0.89 | 8.11 | 366.7754 | 1.142% | 24.4197 | 23.8048 | 9.826 | 291.6692 | 349.7196 | 0.9535
2018-03-07 | 30724.8164 | 250 | 330 | 967 | 3150 | 3.59 | 3.5 | 0.88 | 3.79 | 338.8297 | 1.103% | 9.8975 | 12.7372 | 9.3843 | 131.6564 | 163.6754 | 0.48306
2018-03-07 01:00 | 30152.8575 | 222 | 276 | 967 | 3150 | 2.61 | 2.12 | 0.88 | 3.11 | 317.1819 | 1.052% | 6.095 | 6.155 | 8.9514 | 103.0507 | 124.252 | 0.39174
2018-03-07 02:00 | 29976.3416 | 221 | 225 | 1505 | 3150 | 2.61 | 0.76 | 0.98 | 3.11 | 318.8147 | 1.064% | 6.1347 | 1.8187 | 15.6864 | 104.1911 | 127.8308 | 0.40096
2018-03-07 03:00 | 30236.8755 | 230 | 193 | 1505 | 3150 | 2.01 | 0.01 | 0.98 | 3.11 | 345.2328 | 1.142% | 5.2784 | 0.022036 | 16.8398 | 111.8526 | 133.9928 | 0.38812
2018-03-07 04:00 | 31475.5361 | 299 | 261 | 1505 | 3150 | 4.8 | 2.11 | 0.98 | 5 | 381.8438 | 1.213% | 17.4111 | 6.6809 | 17.8927 | 191.0703 | 233.0549 | 0.61034
2018-03-07 05:00 | 34582.2031 | 477 | 405 | 1505 | 3150 | 9.28 | 3.5 | 1.49 | 9.48 | 441.2078 | 1.276% | 56.4751 | 18.0848 | 28.6097 | 380.9863 | 484.1559 | 1.0973
2018-03-07 06:00 | 39005.9899 | 578 | 318 | 2111 | 2957 | 47.84 | 4 | 20 | 52.84 | 547.1566 | 1.403% | 387.8818 | 17.843 | 592.2412 | 2191.7676 | 3189.7335 | 5.8297
2018-03-07 07:00 | 40022.2526 | 357 | 293 | 2111 | 2957 | 25.29 | 2.58 | 16.67 | 35.25 | 589.6269 | 1.473% | 133.0126 | 11.1369 | 518.4413 | 1535.6288 | 2198.2196 | 3.7282
2018-03-07 08:00 | 39143.2581 | 362 | 234 | 2111 | 2957 | 6.21 | 2.61 | 5.41 | 10.32 | 564.5018 | 1.442% | 32.4197 | 8.8077 | 164.7001 | 440.0879 | 646.0154 | 1.1444
2018-03-07 09:00 | 38419.5716 | 316 | 247 | 2111 | 2957 | 5.78 | 2.61 | 4.98 | 8.98 | 530.7515 | 1.381% | 25.2321 | 8.9059 | 145.23 | 366.8313 | 546.1993 | 1.0291
2018-03-07 10:00 | 37740.2067 | 323 | 264 | 1819 | 2917 | 7.51 | 2.61 | 1.63 | 9.17 | 500.07 | 1.325% | 32.1417 | 9.13 | 39.2868 | 354.4315 | 434.99 | 0.86986
2018-03-07 11:00 | 37014.832 | 365 | 220 | 1819 | 2917 | 5.69 | 1.75 | 1.71 | 7.07 | 471.5617 | 1.274% | 26.4587 | 4.9048 | 39.627 | 262.7354 | 333.7259 | 0.7077
2018-03-07 12:00 | 36329.5084 | 299 | 217 | 1819 | 2917 | 4 | 1.25 | 1.74 | 6.65 | 447.3848 | 1.231% | 14.7283 | 3.3403 | 38.9766 | 238.88 | 295.9252 | 0.66146
2018-03-07 13:00 | 35941.2835 | 295 | 208 | 1819 | 2917 | 3.69 | 2.11 | 2.25 | 5.42 | 433.5533 | 1.206% | 13.131 | 5.2941 | 49.3701 | 190.7149 | 258.5101 | 0.59626
2018-03-07 14:00 | 35613.3196 | 263 | 208 | 1572 | 2917 | 2.57 | 2.04 | 0.98 | 4.12 | 422.9915 | 1.188% | 8.028 | 5.0398 | 18.2978 | 142.7424 | 174.1079 | 0.41161
2018-03-07 15:00 | 35441.5758 | 278 | 221 | 1572 | 2917 | 2.01 | 2.11 | 0.98 | 3.11 | 419.5811 | 1.184% | 6.6152 | 5.5205 | 18.2382 | 107.3989 | 137.7728 | 0.32836
2018-03-07 16:00 | 35478.5641 | 282 | 240 | 1572 | 2917 | 2.01 | 2.61 | 0.98 | 3.04 | 426.3016 | 1.202% | 6.8108 | 7.5267 | 18.511 | 106.5518 | 139.4003 | 0.327
2018-03-07 17:00 | 35766.7132 | 235 | 244 | 1572 | 2917 | 3.77 | 2.61 | 0.98 | 6.75 | 444.6279 | 1.243% | 11.0135 | 7.9168 | 19.1512 | 244.7698 | 282.8513 | 0.63615
2018-03-07 18:00 | 37092.6305 | 307 | 318 | 1387 | 2917 | 19.51 | 5 | 1.35 | 26.33 | 478.9048 | 1.291% | 77.3316 | 20.5286 | 24.1753 | 991.6281 | 1113.6636 | 2.3254
2018-03-07 19:00 | 38601.3216 | 335 | 341 | 1387 | 2917 | 7.75 | 3.5 | 0.97 | 11.17 | 522.6942 | 1.354% | 35.1554 | 16.161 | 18.2177 | 441.1996 | 510.7337 | 0.97712
2018-03-07 20:00 | 38468.7682 | 234 | 390 | 1387 | 2917 | 4 | 4.18 | 0.97 | 6.1 | 517.8965 | 1.346% | 12.6012 | 21.947 | 18.1127 | 239.5526 | 292.2135 | 0.56423
2018-03-07 21:00 | 37440.428 | 221 | 493 | 1387 | 2917 | 2.61 | 6.43 | 0.97 | 4.94 | 476.4672 | 1.273% | 7.3405 | 40.3413 | 17.1214 | 183.3815 | 248.1848 | 0.52089
2018-03-07 22:00 | 35407.1513 | 305 | 527 | 967 | 3150 | 7.61 | 7.01 | 0.88 | 8.66 | 422.6742 | 1.194% | 27.7076 | 44.1005 | 10.1584 | 325.6441 | 407.6106 | 0.96436
2018-03-07 23:00 | 33318.9607 | 291 | 417 | 967 | 3150 | 8.61 | 5.16 | 0.88 | 10.85 | 378.4419 | 1.136% | 28.458 | 24.4396 | 9.6653 | 388.1934 | 450.7562 | 1.1911
2018-03-08 | 32044.8662 | 250 | 330 | 967 | 3150 | 2.61 | 3.65 | 0.87 | 3 | 348.7304 | 1.088% | 7.1009 | 13.1081 | 9.1554 | 102.8403 | 132.2046 | 0.3791
2018-03-08 01:00 | 31448.7142 | 222 | 276 | 967 | 3150 | 2.01 | 3.11 | 0.87 | 2.36 | 340.0504 | 1.081% | 4.8249 | 9.2813 | 9.0967 | 80.3828 | 103.5858 | 0.30462
2018-03-08 02:00 | 31325.3133 | 221 | 225 | 1505 | 3150 | 2 | 2.11 | 0.97 | 2.2 | 337.187 | 1.076% | 4.7577 | 5.1102 | 15.7139 | 74.5948 | 100.1766 | 0.2971
2018-03-08 03:00 | 31523.9871 | 230 | 193 | 1505 | 3150 | 2.01 | 0.01 | 0.97 | 2.21 | 353.3255 | 1.121% | 5.1815 | 0.021632 | 16.3622 | 78.0255 | 99.5909 | 0.28187
2018-03-08 04:00 | 32557.255 | 299 | 261 | 1505 | 3150 | 2.61 | 3.01 | 0.97 | 2.81 | 371.2839 | 1.14% | 8.8996 | 8.9591 | 16.6482 | 100.9428 | 135.4497 | 0.36481
2018-03-08 05:00 | 35295.7477 | 477 | 405 | 1505 | 3150 | 6 | 4.01 | 1.34 | 3.56 | 423.9816 | 1.201% | 34.3791 | 19.5085 | 24.2251 | 134.7054 | 212.8181 | 0.50195
2018-03-08 06:00 | 39377.7877 | 578 | 318 | 2111 | 2957 | 30.28 | 3.11 | 13.89 | 30.48 | 512.9343 | 1.303% | 227.9786 | 12.8824 | 381.945 | 1174.0232 | 1796.8293 | 3.503
2018-03-08 07:00 | 40253.9752 | 357 | 293 | 2111 | 2957 | 17.83 | 9.11 | 10 | 21.59 | 534.7065 | 1.328% | 84.5525 | 35.4562 | 280.4109 | 848.0289 | 1248.4485 | 2.3348
2018-03-08 08:00 | 39499.2321 | 362 | 234 | 2111 | 2957 | 6.99 | 3.5 | 6.19 | 7.69 | 515.3023 | 1.305% | 33.011 | 10.6846 | 170.4717 | 296.6546 | 510.8219 | 0.99131
2018-03-08 09:00 | 38621.0423 | 316 | 247 | 2111 | 2957 | 5.1 | 4.01 | 4.3 | 6.05 | 499.756 | 1.294% | 20.8541 | 12.8167 | 117.4602 | 231.4945 | 382.6255 | 0.76562
2018-03-08 10:00 | 37869.9831 | 323 | 264 | 1819 | 2917 | 6.99 | 4.18 | 2.25 | 8.98 | 457.9069 | 1.209% | 27.2999 | 13.3433 | 49.4877 | 316.7341 | 406.8651 | 0.88853
2018-03-08 11:00 | 36974.4231 | 365 | 220 | 1819 | 2917 | 9.38 | 6.29 | 2.25 | 10.5 | 432.8074 | 1.171% | 40.0764 | 16.1982 | 47.9081 | 358.5247 | 462.7073 | 1.0691
2018-03-08 12:00 | 36183.1491 | 299 | 217 | 1819 | 2917 | 9.36 | 8.11 | 1.82 | 500 | 412.3408 | 1.14% | 31.8931 | 20.0554 | 37.7272 | 16620.9718 | 16710.6474 | 40.5263
2018-03-08 13:00 | 35921.8925 | 295 | 208 | 1819 | 2917 | 5.5 | 4.23 | 2.25 | 10.5 | 395.1487 | 1.1% | 17.8479 | 9.6784 | 45.0212 | 336.9203 | 409.4677 | 1.0362
2018-03-08 14:00 | 35621.1005 | 263 | 208 | 1572 | 2917 | 3.98 | 4.01 | 0.97 | 8.11 | 376.12 | 1.056% | 11.0524 | 8.807 | 16.1006 | 249.7907 | 285.7508 | 0.75973
2018-03-08 15:00 | 35518.9489 | 278 | 221 | 1572 | 2917 | 3 | 3.04 | 0.97 | 4.5 | 367.6305 | 1.035% | 8.6321 | 6.9537 | 15.7825 | 135.8627 | 167.2311 | 0.45489
2018-03-08 16:00 | 35542.2304 | 282 | 240 | 1572 | 2917 | 3 | 3.11 | 0.97 | 4.5 | 371.6017 | 1.046% | 8.8451 | 7.8038 | 15.9425 | 137.2404 | 169.8318 | 0.45703
2018-03-08 17:00 | 35652.2688 | 235 | 244 | 1572 | 2917 | 3.11 | 2.11 | 0.97 | 8.11 | 386.0203 | 1.083% | 7.9132 | 5.5744 | 16.51 | 256.1417 | 286.1392 | 0.74125
2018-03-08 18:00 | 36819.2148 | 307 | 318 | 1387 | 2917 | 8 | 5.47 | 0.99 | 15 | 427.3361 | 1.161% | 28.5052 | 20.1888 | 15.937 | 507.8351 | 572.4661 | 1.3396
2018-03-08 19:00 | 38038.0364 | 335 | 341 | 1387 | 2917 | 5.56 | 3.5 | 0.96 | 10.56 | 465.029 | 1.223% | 22.771 | 14.591 | 16.2783 | 376.5844 | 430.2247 | 0.92516
2018-03-08 20:00 | 37835.9638 | 234 | 390 | 1387 | 2917 | 2.85 | 4.01 | 0.96 | 7.85 | 456.8465 | 1.207% | 8.0524 | 18.8832 | 16.0773 | 276.485 | 319.4979 | 0.69935
2018-03-08 21:00 | 36689.111 | 221 | 493 | 1387 | 2917 | 2.24 | 5.51 | 0.96 | 7.29 | 424.3614 | 1.157% | 5.7258 | 31.4193 | 15.4009 | 245.9589 | 298.505 | 0.70342
2018-03-08 22:00 | 34599.6715 | 305 | 527 | 967 | 3150 | 9.11 | 17.49 | 0.87 | 19 | 373.9277 | 1.081% | 30.0285 | 99.613 | 9.092 | 646.8146 | 785.5481 | 2.1008
2018-03-08 23:00 | 32418.2145 | 291 | 417 | 967 | 3150 | 8.11 | 12.51 | 0.87 | 21 | 325.3926 | 1.004% | 23.6882 | 52.3615 | 8.4443 | 663.97 | 748.464 | 2.3002
2018-03-09 | 31016.3253 | 250 | 330 | 967 | 3150 | 6 | 10.51 | 0.86 | 18 | 297.5711 | 0.9594% | 14.391 | 33.2749 | 7.9786 | 543.9807 | 599.6252 | 2.0151
2018-03-09 01:00 | 30315.9361 | 222 | 276 | 967 | 3150 | 3.54 | 10.51 | 0.86 | 18 | 286.6524 | 0.9456% | 7.4309 | 27.4281 | 7.8634 | 536.1269 | 578.8493 | 2.0193
2018-03-09 02:00 | 30028.7179 | 221 | 225 | 1505 | 3150 | 4.05 | 8.61 | 0.97 | 18 | 305.1687 | 1.016% | 9.096 | 19.6874 | 14.8358 | 576.2172 | 619.8364 | 2.0311
2018-03-09 03:00 | 30103.9873 | 230 | 193 | 1505 | 3150 | 3.45 | 7.13 | 0.97 | 18 | 281.9871 | 0.9367% | 7.4328 | 12.89 | 13.6746 | 531.1146 | 565.1119 | 2.004
2018-03-09 04:00 | 30874.0323 | 299 | 261 | 1505 | 3150 | 6 | 6.16 | 0.97 | 18 | 291.1356 | 0.943% | 16.917 | 15.1608 | 13.7661 | 534.669 | 580.5129 | 1.994
2018-03-09 05:00 | 33205.8308 | 477 | 405 | 1505 | 3150 | 19.01 | 15.51 | 0.99 | 18.75 | 330.9993 | 0.9968% | 90.3885 | 62.6152 | 14.852 | 588.7414 | 756.597 | 2.2858
2018-03-09 06:00 | 36652.2652 | 578 | 318 | 2111 | 2957 | 16.75 | 10 | 8.22 | 14.1 | 404.3803 | 1.103% | 106.8149 | 35.0846 | 191.4473 | 460.0019 | 793.3487 | 1.9619
2018-03-09 07:00 | 37426.2011 | 357 | 293 | 2111 | 2957 | 6 | 10 | 2.99 | 8 | 433.1481 | 1.157% | 24.7902 | 33.91 | 73.05 | 273.7802 | 405.5304 | 0.93624
2018-03-09 08:00 | 37041.9075 | 362 | 234 | 2111 | 2957 | 4.82 | 4.01 | 4.02 | 6.8 | 428.0261 | 1.156% | 20.1619 | 10.8427 | 98.0598 | 232.347 | 361.4115 | 0.84437
2018-03-09 09:00 | 36665.792 | 316 | 247 | 2111 | 2957 | 3.46 | 4.01 | 3.46 | 4.26 | 421.7358 | 1.15% | 12.576 | 11.3925 | 84.0125 | 144.8906 | 252.8716 | 0.5996
2018-03-09 10:00 | 36518.9505 | 323 | 264 | 1819 | 2917 | 3.78 | 4.01 | 2.15 | 4 | 412.576 | 1.13% | 13.7937 | 11.9601 | 44.1832 | 131.8202 | 201.7572 | 0.48902
2018-03-09 11:00 | 36336.2955 | 365 | 220 | 1819 | 2917 | 3.8 | 2.61 | 0.99 | 4 | 404.0734 | 1.112% | 15.424 | 6.3853 | 20.0257 | 129.7526 | 171.5876 | 0.42464
2018-03-09 12:00 | 36101.7038 | 299 | 217 | 1819 | 2917 | 3.11 | 2.61 | 1.64 | 4 | 405.7343 | 1.124% | 10.4507 | 6.3652 | 33.5267 | 131.1325 | 181.4752 | 0.44728
2018-03-09 13:00 | 36199.8717 | 295 | 208 | 1819 | 2917 | 4 | 2.18 | 2.25 | 4.27 | 414.8178 | 1.146% | 13.5217 | 5.196 | 46.8992 | 142.7298 | 208.3468 | 0.50226
2018-03-09 14:00 | 36021.7715 | 263 | 208 | 1572 | 2917 | 3.61 | 2.11 | 0.96 | 4 | 413.7237 | 1.149% | 10.9046 | 5.0407 | 17.3328 | 134.0114 | 167.2895 | 0.40435
2018-03-09 15:00 | 35751.8652 | 278 | 221 | 1572 | 2917 | 3.19 | 2.61 | 0.96 | 4.36 | 406.4743 | 1.137% | 10.0825 | 6.5579 | 17.1577 | 144.5963 | 178.3945 | 0.43888
2018-03-09 16:00 | 35630.04 | 282 | 240 | 1572 | 2917 | 3.22 | 2.61 | 0.97 | 4.24 | 416.2322 | 1.168% | 10.6078 | 7.3176 | 17.8133 | 144.4846 | 180.2233 | 0.43299
2018-03-09 17:00 | 35707.4219 | 235 | 244 | 1572 | 2917 | 4.21 | 3.5 | 0.97 | 5.78 | 435.2015 | 1.219% | 12.0582 | 10.4085 | 18.5847 | 205.4926 | 246.544 | 0.56651
2018-03-09 18:00 | 36463.3173 | 307 | 318 | 1387 | 2917 | 13.91 | 10 | 0.98 | 16.2 | 459.4201 | 1.26% | 53.8046 | 40.0665 | 17.126 | 595.3951 | 706.3921 | 1.5376
2018-03-09 19:00 | 36849.1634 | 335 | 341 | 1387 | 2917 | 4.83 | 5 | 0.95 | 6.43 | 460.7299 | 1.25% | 20.2307 | 21.3178 | 16.4747 | 234.5126 | 292.5358 | 0.63494
2018-03-09 20:00 | 36342.374 | 234 | 390 | 1387 | 2917 | 2.61 | 5 | 0.95 | 6.19 | 437.0298 | 1.203% | 7.3444 | 23.4494 | 15.8452 | 217.1325 | 263.7715 | 0.60355
2018-03-09 21:00 | 35210.79 | 221 | 493 | 1387 | 2917 | 2.61 | 40 | 0.95 | 8.12 | 400.1988 | 1.137% | 6.5559 | 224.1336 | 14.9761 | 269.2108 | 514.8765 | 1.2866
2018-03-09 22:00 | 33766.9948 | 305 | 527 | 967 | 3150 | 4 | 40 | 0.86 | 12 | 371.6844 | 1.101% | 13.4289 | 232.0345 | 9.1539 | 416.077 | 670.6943 | 1.8045
2018-03-09 23:00 | 31821.6735 | 291 | 417 | 967 | 3150 | 4 | 12.02 | 0.86 | 12 | 330.706 | 1.039% | 12.0968 | 52.0906 | 8.6426 | 392.8356 | 465.6656 | 1.4081
2018-03-10 | 30211.8945 | 250 | 330 | 967 | 3150 | 4.75 | 8.61 | 0.85 | 9.75 | 303.1049 | 1.003% | 11.9138 | 28.5057 | 8.2463 | 308.1273 | 356.7931 | 1.1771
2018-03-10 01:00 | 29137.9969 | 222 | 276 | 967 | 3150 | 3.11 | 6 | 0.85 | 8.75 | 284.9961 | 0.9781% | 6.7529 | 16.1972 | 8.0394 | 269.5863 | 300.5759 | 1.0547
2018-03-10 02:00 | 28474.1839 | 221 | 225 | 1505 | 3150 | 3.11 | 4.01 | 0.96 | 14.25 | 264.7871 | 0.9299% | 6.3914 | 8.3902 | 13.4355 | 417.4178 | 445.6349 | 1.683
2018-03-10 03:00 | 28192.7204 | 230 | 193 | 1505 | 3150 | 3.11 | 3.47 | 0.96 | 8.25 | 259.8793 | 0.9218% | 6.5936 | 6.1734 | 13.3181 | 239.5517 | 265.6368 | 1.0222
2018-03-10 04:00 | 28257.4203 | 299 | 261 | 1505 | 3150 | 6 | 6 | 0.96 | 8.59 | 268.5786 | 0.9505% | 17.0515 | 14.8844 | 13.7324 | 257.1832 | 302.8514 | 1.1276
2018-03-10 05:00 | 28973.7122 | 477 | 405 | 1505 | 3150 | 19.45 | 14.15 | 1.02 | 14.25 | 279.274 | 0.9639% | 89.4261 | 55.238 | 14.7966 | 432.6651 | 592.1258 | 2.1202
2018-03-10 06:00 | 30189.8009 | 578 | 318 | 2111 | 2957 | 11.27 | 3.5 | 5.4 | 5.61 | 291.473 | 0.9655% | 62.8912 | 10.7457 | 110.0576 | 160.1593 | 343.8538 | 1.1797
2018-03-10 07:00 | 31279.9718 | 357 | 293 | 2111 | 2957 | 6 | 3.5 | 5.99 | 6.2 | 321.9058 | 1.029% | 22.0436 | 10.5535 | 130.13 | 188.6711 | 351.3982 | 1.0916
2018-03-10 08:00 | 33020.1905 | 362 | 234 | 2111 | 2957 | 5.05 | 1 | 4.08 | 8.25 | 377.447 | 1.143% | 20.8966 | 2.6748 | 98.4521 | 278.8571 | 400.8806 | 1.0621
2018-03-10 09:00 | 34586.1432 | 316 | 247 | 2111 | 2957 | 7.42 | 1.75 | 6.62 | 11.37 | 429.7345 | 1.243% | 29.1333 | 5.3707 | 173.6378 | 417.7437 | 625.8855 | 1.4564
2018-03-10 10:00 | 35846.1168 | 323 | 264 | 1819 | 2917 | 4.81 | 2.11 | 2.99 | 8.11 | 467.0705 | 1.303% | 20.2436 | 7.2582 | 70.867 | 308.2461 | 406.6149 | 0.87056
2018-03-10 11:00 | 37028.499 | 365 | 220 | 1819 | 2917 | 8.83 | 1 | 3.02 | 11.28 | 496.1164 | 1.34% | 43.1818 | 2.9476 | 73.6016 | 440.8522 | 560.5832 | 1.1299
2018-03-10 12:00 | 38108.1162 | 299 | 217 | 1819 | 2917 | 7.53 | 0.84 | 3.2 | 11.18 | 517.1069 | 1.357% | 30.5513 | 2.4734 | 78.9852 | 442.5283 | 554.5382 | 1.0724
2018-03-10 13:00 | 39183.7418 | 295 | 208 | 1819 | 2917 | 5.29 | 0.85 | 3.2 | 10.29 | 543.8325 | 1.388% | 21.6589 | 2.4538 | 80.7871 | 416.5921 | 521.4919 | 0.95892
2018-03-10 14:00 | 40337.7552 | 263 | 208 | 1572 | 2917 | 5.06 | 1 | 2.99 | 10.89 | 574.4723 | 1.424% | 18.9524 | 2.9622 | 66.9393 | 452.399 | 541.2529 | 0.94217
2018-03-10 15:00 | 41257.0686 | 278 | 221 | 1572 | 2917 | 14.67 | 1 | 3.24 | 20.3 | 603.4903 | 1.463% | 59.655 | 3.2327 | 74.5023 | 866.1725 | 1003.5625 | 1.6629
2018-03-10 16:00 | 41647.1503 | 282 | 240 | 1572 | 2917 | 7.65 | 1.22 | 2.99 | 12.6 | 624.9784 | 1.501% | 32.3735 | 4.3939 | 70.5348 | 551.5523 | 658.8545 | 1.0542
2018-03-10 17:00 | 41248.7913 | 235 | 244 | 1572 | 2917 | 6.46 | 1.22 | 2.99 | 14.64 | 634.0461 | 1.537% | 23.3351 | 4.5757 | 72.2493 | 656.4281 | 756.5882 | 1.1933
2018-03-10 18:00 | 40711.1875 | 307 | 318 | 1387 | 2917 | 12.73 | 2.11 | 2.99 | 18.11 | 608.1842 | 1.494% | 58.3832 | 10.0238 | 61.954 | 789.1803 | 919.5413 | 1.5119
2018-03-10 19:00 | 40699.8984 | 335 | 341 | 1387 | 2917 | 8.61 | 2.61 | 1.23 | 10.77 | 601.5449 | 1.478% | 42.6307 | 13.1544 | 25.2148 | 464.3301 | 545.33 | 0.90655
2018-03-10 20:00 | 39460.9232 | 234 | 390 | 1387 | 2917 | 2.25 | 4.2 | 0.97 | 10.9 | 573.6791 | 1.454% | 7.6542 | 23.8131 | 19.5592 | 462.237 | 513.2635 | 0.89469
2018-03-10 21:00 | 37938.0452 | 221 | 493 | 1387 | 2917 | 2.61 | 8.11 | 0.95 | 7.46 | 540.2436 | 1.424% | 8.2139 | 56.9354 | 18.7635 | 309.8774 | 393.7902 | 0.72891
2018-03-10 22:00 | 36128.7044 | 305 | 527 | 967 | 3150 | 5 | 35.09 | 0.85 | 8 | 487.4674 | 1.349% | 20.5761 | 249.5096 | 11.0902 | 340.0116 | 621.1874 | 1.2743
2018-03-10 23:00 | 34107.1308 | 291 | 417 | 967 | 3150 | 7 | 13.09 | 0.85 | 12 | 424.109 | 1.243% | 25.3293 | 67.8747 | 10.2206 | 470.0284 | 573.4531 | 1.3521
2018-03-11 | 32194.1866 | 250 | 330 | 967 | 3150 | 5.07 | 14 | 0.97 | 14.25 | 374.4605 | 1.163% | 14.7427 | 53.7366 | 10.91 | 522.1003 | 601.4896 | 1.6063
2018-03-11 01:00 | 30959.6725 | 222 | 276 | 967 | 3150 | 5 | 14 | 0.9 | 14.25 | 332.4164 | 1.074% | 11.9182 | 41.4881 | 9.3445 | 481.9605 | 544.7112 | 1.6386
2018-03-11 02:00 | 30460.7539 | 0 | 0 | 0 | 0 | 0 | 0 | 0 | 0 | 305.8447 | 1.004% | 0 | 0 | 0 | 0 | 0 | 0
2018-03-11 03:00 | 30116.4197 | 230 | 193 | 1505 | 3150 | 5 | 5.31 | 1.12 | 18 | 285.1186 | 0.9467% | 10.8873 | 9.7023 | 15.9579 | 536.7911 | 573.3386 | 2.0109
2018-03-11 04:00 | 29683.3528 | 299 | 261 | 1505 | 3150 | 9.54 | 14 | 1.12 | 20.25 | 281.4018 | 0.948% | 27.0417 | 34.6404 | 15.9797 | 604.7133 | 682.375 | 2.4249
2018-03-11 05:00 | 29641.869 | 477 | 405 | 1505 | 3150 | 24.53 | 38.56 | 1.41 | 24 | 289.0774 | 0.9752% | 114.1102 | 152.3003 | 20.6949 | 737.2765 | 1024.3819 | 3.5436
2018-03-11 06:00 | 30049.3128 | 578 | 318 | 2111 | 2957 | 26.95 | 10.03 | 5.13 | 16.16 | 312.2929 | 1.039% | 161.8878 | 33.1479 | 112.5468 | 496.6155 | 804.1979 | 2.5751
2018-03-11 07:00 | 30784.9568 | 357 | 293 | 2111 | 2957 | 8.51 | 14.09 | 5.93 | 11.23 | 334.0601 | 1.085% | 32.9673 | 44.7986 | 135.8404 | 360.3439 | 573.9503 | 1.7181
2018-03-11 08:00 | 31499.053 | 362 | 234 | 2111 | 2957 | 6.06 | 5.01 | 2.99 | 9.25 | 354.8085 | 1.126% | 24.7103 | 13.2054 | 71.0978 | 308.0985 | 417.1119 | 1.1756
2018-03-11 09:00 | 32928.7475 | 316 | 247 | 2111 | 2957 | 6.82 | 3.5 | 6.02 | 12.25 | 404.2775 | 1.228% | 26.4591 | 10.6138 | 156.0232 | 444.7252 | 637.8213 | 1.5777
2018-03-11 10:00 | 34069.3463 | 323 | 264 | 1819 | 2917 | 7.51 | 3.5 | 2.75 | 12.25 | 398.8828 | 1.171% | 28.4004 | 10.8182 | 58.5662 | 418.3637 | 516.1485 | 1.294
2018-03-11 11:00 | 34979.902 | 365 | 220 | 1819 | 2917 | 9.22 | 2.83 | 2.57 | 13 | 388.9697 | 1.112% | 37.4215 | 6.9232 | 51.9832 | 421.6742 | 518.002 | 1.3317
2018-03-11 12:00 | 35859.0911 | 299 | 217 | 1819 | 2917 | 6.62 | 2.82 | 2.25 | 12 | 387.5549 | 1.081% | 21.3926 | 6.6137 | 44.2333 | 378.3133 | 450.5529 | 1.1626
2018-03-11 13:00 | 36220.8232 | 295 | 208 | 1819 | 2917 | 4 | 2.11 | 2.18 | 10.5 | 384.4775 | 1.061% | 12.5255 | 4.6586 | 42.0922 | 325.116 | 384.3924 | 0.99978
2018-03-11 14:00 | 35996.0895 | 263 | 208 | 1572 | 2917 | 4 | 2.11 | 1.9 | 13.75 | 387.9432 | 1.078% | 11.3378 | 4.73 | 32.1899 | 432.2669 | 480.5245 | 1.2386
2018-03-11 15:00 | 35630.7753 | 278 | 221 | 1572 | 2917 | 4 | 2.11 | 0.99 | 11.01 | 388.7163 | 1.091% | 12.1314 | 5.0872 | 16.9783 | 350.3735 | 384.5705 | 0.98933
2018-03-11 16:00 | 35265.4612 | 282 | 240 | 1572 | 2917 | 4.08 | 2.11 | 2.03 | 11 | 392.761 | 1.114% | 12.8141 | 5.6399 | 35.5408 | 357.3616 | 411.3564 | 1.0473
2018-03-11 17:00 | 34845.9313 | 235 | 244 | 1572 | 2917 | 2.14 | 2.11 | 2.45 | 6.45 | 409.455 | 1.175% | 5.9093 | 6.0496 | 45.2556 | 221.0804 | 278.2949 | 0.67967
2018-03-11 18:00 | 34577.0175 | 307 | 318 | 1387 | 2917 | 6 | 10 | 2.52 | 9.92 | 457.1737 | 1.322% | 24.3547 | 42.0456 | 46.2137 | 382.5972 | 495.2112 | 1.0832
2018-03-11 19:00 | 35166.0908 | 335 | 341 | 1387 | 2917 | 16.14 | 3.72 | 1.48 | 20.43 | 464.3205 | 1.32% | 71.3908 | 16.7491 | 27.1039 | 786.862 | 902.1058 | 1.9429
2018-03-11 20:00 | 36039.6435 | 234 | 390 | 1387 | 2917 | 5.05 | 6 | 0.99 | 11.08 | 428.4553 | 1.189% | 14.0486 | 27.819 | 16.3244 | 384.2388 | 442.4308 | 1.0326
2018-03-11 21:00 | 35367.9251 | 221 | 493 | 1387 | 2917 | 2.14 | 17.27 | 1.02 | 5 | 398.7983 | 1.128% | 5.3327 | 96.0026 | 15.9522 | 164.4562 | 281.7437 | 0.70648
2018-03-11 22:00 | 33782.0026 | 305 | 527 | 967 | 3150 | 4.17 | 40 | 0.97 | 8 | 364.2808 | 1.078% | 13.7147 | 227.3116 | 10.1146 | 271.7387 | 522.8796 | 1.4354
2018-03-11 23:00 | 31766.9664 | 291 | 417 | 967 | 3150 | 5 | 14.55 | 0.97 | 10.76 | 339.2044 | 1.068% | 15.5363 | 64.7865 | 10.0158 | 361.9166 | 452.2553 | 1.3333
2018-03-12 | 30094.9928 | 250 | 330 | 967 | 3150 | 5 | 6 | 0.84 | 8.25 | 326.6812 | 1.086% | 13.5688 | 21.4929 | 8.8173 | 282.0943 | 325.9733 | 0.99783
2018-03-12 01:00 | 29194.4521 | 222 | 276 | 967 | 3150 | 5 | 6 | 0.84 | 8.25 | 323.7976 | 1.109% | 12.3111 | 18.3668 | 9.0091 | 288.2291 | 327.916 | 1.0127
2018-03-12 02:00 | 28845.0296 | 221 | 225 | 1505 | 3150 | 4.92 | 3.82 | 0.97 | 8.25 | 336.8299 | 1.168% | 12.6969 | 10.0366 | 17.047 | 303.4619 | 343.2424 | 1.019
2018-03-12 03:00 | 28977.3567 | 230 | 193 | 1505 | 3150 | 4.6 | 3.1 | 0.97 | 8.25 | 345.9555 | 1.194% | 12.6313 | 7.143 | 17.4289 | 310.2601 | 347.4633 | 1.0044
2018-03-12 04:00 | 29868.8842 | 299 | 261 | 1505 | 3150 | 6 | 6 | 0.97 | 8.25 | 391.8272 | 1.312% | 23.5341 | 20.5432 | 19.1507 | 340.9103 | 404.1382 | 1.0314
2018-03-12 05:00 | 31856.2241 | 477 | 405 | 1505 | 3150 | 11.7 | 8.11 | 1 | 10.7 | 456.5324 | 1.433% | 79.98 | 47.071 | 21.5682 | 483.0273 | 631.6465 | 1.3836
2018-03-12 06:00 | 34911.4091 | 578 | 318 | 2111 | 2957 | 24.8 | 2 | 6.99 | 24.8 | 509.4991 | 1.459% | 209.1971 | 9.2818 | 215.3483 | 1070.2348 | 1504.062 | 2.952
2018-03-12 07:00 | 37331.1386 | 357 | 293 | 2111 | 2957 | 20.93 | 2.11 | 6.99 | 25 | 540.8976 | 1.449% | 108.2633 | 8.9576 | 213.8007 | 1071.1126 | 1402.1343 | 2.5922
2018-03-12 08:00 | 38102.6569 | 362 | 234 | 2111 | 2957 | 11.04 | 1 | 6.99 | 12.89 | 540.4091 | 1.418% | 56.682 | 3.3188 | 209.2824 | 540.5945 | 809.8778 | 1.4986
2018-03-12 09:00 | 38201.8187 | 316 | 247 | 2111 | 2957 | 7.6 | 2.04 | 6.8 | 9.94 | 522.6154 | 1.368% | 32.8548 | 6.8933 | 196.3791 | 402.1017 | 638.2289 | 1.2212
2018-03-12 10:00 | 38030.6917 | 323 | 264 | 1819 | 2917 | 7.33 | 1.99 | 2.92 | 7.86 | 498.5136 | 1.311% | 31.0348 | 6.8865 | 69.6239 | 300.5397 | 408.0849 | 0.8186
2018-03-12 11:00 | 37474.6959 | 365 | 220 | 1819 | 2917 | 6.67 | 1.21 | 2.76 | 7.01 | 467.9799 | 1.249% | 30.4024 | 3.3243 | 62.6947 | 255.3545 | 351.7759 | 0.75169
2018-03-12 12:00 | 36667.7949 | 299 | 217 | 1819 | 2917 | 4 | 1.31 | 2.5 | 4.31 | 443.2375 | 1.209% | 14.4572 | 3.4362 | 54.9698 | 151.9727 | 224.8359 | 0.50726
2018-03-12 13:00 | 36076.1276 | 295 | 208 | 1819 | 2917 | 4 | 1.33 | 2.5 | 4.45 | 429.0744 | 1.189% | 14.0344 | 3.2902 | 54.0861 | 154.3864 | 225.7972 | 0.52624
2018-03-12 14:00 | 35564.7929 | 263 | 208 | 1572 | 2917 | 4 | 1.77 | 1 | 5.81 | 418.2255 | 1.176% | 12.371 | 4.3294 | 18.486 | 199.298 | 234.4844 | 0.56066
2018-03-12 15:00 | 35263.5345 | 278 | 221 | 1572 | 2917 | 3.52 | 1.84 | 1 | 5.77 | 419.1012 | 1.188% | 11.63 | 4.8328 | 18.683 | 200.0347 | 235.1805 | 0.56115
2018-03-12 16:00 | 35003.375 | 282 | 240 | 1572 | 2917 | 4 | 1.92 | 1 | 6.89 | 430.4094 | 1.23% | 13.8701 | 5.6661 | 19.3297 | 247.1311 | 285.997 | 0.66448
2018-03-12 17:00 | 34836.3545 | 235 | 244 | 1572 | 2917 | 6 | 2.11 | 1 | 9.53 | 447.7029 | 1.285% | 18.1208 | 6.6165 | 20.2027 | 357.2618 | 402.2018 | 0.89837
2018-03-12 18:00 | 34895.2181 | 307 | 318 | 1387 | 2917 | 17.79 | 6 | 0.99 | 23.17 | 474.7225 | 1.36% | 74.2999 | 25.9569 | 18.6804 | 919.4674 | 1038.4045 | 2.1874
2018-03-12 19:00 | 35762.3955 | 335 | 341 | 1387 | 2917 | 27.87 | 3.5 | 1.59 | 29.03 | 496.3256 | 1.388% | 129.5752 | 16.5639 | 30.6065 | 1175.2318 | 1351.9774 | 2.724
2018-03-12 20:00 | 36941.7841 | 234 | 390 | 1387 | 2917 | 12.38 | 5 | 0.97 | 16.95 | 480.6514 | 1.301% | 37.692 | 25.3715 | 17.5049 | 643.3072 | 723.8757 | 1.506
2018-03-12 21:00 | 36305.4645 | 221 | 493 | 1387 | 2917 | 5.25 | 7.49 | 0.97 | 7.48 | 444.06 | 1.223% | 14.1913 | 45.1646 | 16.4558 | 266.8749 | 342.6865 | 0.77171
2018-03-12 22:00 | 34760.4267 | 305 | 527 | 967 | 3150 | 6.15 | 9.11 | 0.84 | 9.91 | 401.256 | 1.154% | 21.6527 | 55.4199 | 9.3765 | 360.3468 | 446.7958 | 1.1135
2018-03-12 23:00 | 32698.8447 | 291 | 417 | 967 | 3150 | 5.18 | 5 | 0.87 | 9.69 | 369.4368 | 1.13% | 17.0306 | 23.5567 | 9.505 | 344.8594 | 394.9518 | 1.0691
2018-03-13 | 31367.2205 | 250 | 330 | 967 | 3150 | 3.85 | 3.8 | 0.83 | 4.05 | 355.9303 | 1.135% | 10.9217 | 14.2294 | 9.1074 | 144.762 | 179.0204 | 0.50296
2018-03-13 01:00 | 30635.5036 | 222 | 276 | 967 | 3150 | 2.61 | 3.11 | 0.83 | 4.05 | 366.4386 | 1.196% | 6.9306 | 10.267 | 9.6002 | 152.5955 | 179.3933 | 0.48956
2018-03-13 02:00 | 30476.6406 | 221 | 225 | 1505 | 3150 | 2.61 | 2.11 | 0.97 | 4.05 | 377.0926 | 1.237% | 7.137 | 5.8742 | 18.063 | 157.8507 | 188.9248 | 0.501
2018-03-13 03:00 | 30632.3069 | 230 | 193 | 1505 | 3150 | 3.11 | 1 | 0.97 | 3.61 | 396.5943 | 1.295% | 9.2609 | 2.4988 | 18.9006 | 147.226 | 177.8863 | 0.44853
2018-03-13 04:00 | 31291.0561 | 299 | 261 | 1505 | 3150 | 4 | 2.61 | 0.97 | 4.05 | 436.4472 | 1.395% | 16.6818 | 9.5015 | 20.362 | 177.9414 | 224.4867 | 0.51435
2018-03-13 05:00 | 33246.561 | 477 | 405 | 1505 | 3150 | 9.95 | 5.37 | 1 | 8.19 | 495.3937 | 1.49% | 70.7205 | 32.4066 | 22.4254 | 384.4131 | 509.9655 | 1.0294
2018-03-13 06:00 | 35932.9342 | 578 | 318 | 2111 | 2957 | 30.85 | 3.11 | 6.99 | 30.85 | 556.6955 | 1.549% | 276.2537 | 15.3219 | 228.6075 | 1413.2908 | 1933.4738 | 3.4731
2018-03-13 07:00 | 37910.485 | 357 | 293 | 2111 | 2957 | 24.47 | 3.5 | 6.99 | 33.39 | 579.8912 | 1.53% | 133.6255 | 15.6864 | 225.7109 | 1510.2711 | 1885.2939 | 3.2511
2018-03-13 08:00 | 38147.8678 | 362 | 234 | 2111 | 2957 | 12.41 | 1 | 6.74 | 14.55 | 558.5422 | 1.464% | 65.7758 | 3.4261 | 208.3214 | 629.9412 | 907.4645 | 1.6247
2018-03-13 09:00 | 37754.3584 | 316 | 247 | 2111 | 2957 | 9.17 | 2.29 | 6.99 | 15 | 523.2986 | 1.386% | 40.1642 | 7.84 | 204.5257 | 614.7876 | 867.3174 | 1.6574
2018-03-13 10:00 | 37211.5719 | 323 | 264 | 1819 | 2917 | 6.9 | 2.11 | 2.99 | 9.25 | 485.6208 | 1.305% | 29.0851 | 7.2695 | 70.9779 | 352.1255 | 459.458 | 0.94613
2018-03-13 11:00 | 36533.0735 | 365 | 220 | 1819 | 2917 | 6.38 | 1.46 | 2.9 | 9.39 | 447.2907 | 1.224% | 28.5113 | 3.9326 | 64.5854 | 335.3557 | 432.385 | 0.96668
2018-03-13 12:00 | 35971.0963 | 299 | 217 | 1819 | 2917 | 3.85 | 1.21 | 2.99 | 7.2 | 422.3409 | 1.174% | 13.5158 | 3.0829 | 63.8577 | 246.5917 | 327.048 | 0.77437
2018-03-13 13:00 | 35653.261 | 295 | 208 | 1819 | 2917 | 3.59 | 1 | 2.99 | 6.43 | 413.7338 | 1.16% | 12.2896 | 2.4137 | 63.114 | 217.6553 | 295.4726 | 0.71416
2018-03-13 14:00 | 35309.8978 | 263 | 208 | 1572 | 2917 | 3 | 1.86 | 1 | 6.2 | 409.1948 | 1.159% | 9.1435 | 4.4834 | 18.2174 | 209.5858 | 241.43 | 0.59001
2018-03-13 15:00 | 35129.595 | 278 | 221 | 1572 | 2917 | 2.91 | 1.6 | 1.46 | 4.05 | 414.3471 | 1.179% | 9.5418 | 4.1706 | 27.0705 | 139.3422 | 180.1251 | 0.43472
2018-03-13 16:00 | 35165.0364 | 282 | 240 | 1572 | 2917 | 3 | 1.77 | 1.35 | 4.05 | 420.9631 | 1.197% | 10.1275 | 5.0853 | 25.405 | 141.4244 | 182.0423 | 0.43244
2018-03-13 17:00 | 35110.4179 | 235 | 244 | 1572 | 2917 | 1.49 | 2.11 | 1.49 | 5.73 | 429.592 | 1.224% | 4.2842 | 6.2993 | 28.6589 | 204.5084 | 243.7509 | 0.5674
2018-03-13 18:00 | 35025.5218 | 307 | 318 | 1387 | 2917 | 6.02 | 4.73 | 0.98 | 14.54 | 451.2964 | 1.288% | 23.8129 | 19.3805 | 17.5138 | 546.4849 | 607.1921 | 1.3454
2018-03-13 19:00 | 35652.7754 | 335 | 341 | 1387 | 2917 | 19.65 | 3.5 | 1.53 | 23.22 | 474.8364 | 1.332% | 87.6714 | 15.8955 | 28.263 | 902.0888 | 1033.9187 | 2.1774
2018-03-13 20:00 | 36891.8112 | 234 | 390 | 1387 | 2917 | 4 | 5 | 0.96 | 11.65 | 462.8675 | 1.255% | 11.7436 | 24.4659 | 16.7061 | 426.3724 | 479.288 | 1.0355
2018-03-13 21:00 | 36224.9908 | 221 | 493 | 1387 | 2917 | 2.12 | 5 | 0.96 | 5.95 | 429.2702 | 1.185% | 5.552 | 29.2105 | 15.7787 | 205.6723 | 256.2135 | 0.59686
2018-03-13 22:00 | 34519.8352 | 305 | 527 | 967 | 3150 | 5.64 | 7.81 | 0.83 | 7.38 | 389.9351 | 1.13% | 19.4313 | 46.4928 | 9.0663 | 262.5975 | 337.5878 | 0.86575
2018-03-13 23:00 | 32623.6274 | 291 | 417 | 967 | 3150 | 4.8 | 4.01 | 0.86 | 7.04 | 363.102 | 1.113% | 15.5464 | 18.6113 | 9.256 | 246.8196 | 290.2332 | 0.79932
2018-03-14 | 31204.4717 | 250 | 330 | 967 | 3150 | 2 | 2.61 | 0.82 | 2.76 | 358.4657 | 1.149% | 5.7438 | 9.8943 | 9.109 | 99.8735 | 124.6206 | 0.34765
2018-03-14 01:00 | 30514.2687 | 222 | 276 | 967 | 3150 | 2 | 1.7 | 0.82 | 2.62 | 367.8749 | 1.206% | 5.3528 | 5.6566 | 9.5596 | 99.4968 | 120.0657 | 0.32638
2018-03-14 02:00 | 30317.8986 | 221 | 225 | 1505 | 3150 | 2 | 0.57 | 0.97 | 2.62 | 381.4777 | 1.258% | 5.5615 | 1.6137 | 18.3687 | 103.8441 | 129.388 | 0.33918
2018-03-14 03:00 | 30627.1015 | 230 | 193 | 1505 | 3150 | 2 | 1 | 0.97 | 2.62 | 408.6701 | 1.334% | 6.138 | 2.5753 | 19.4794 | 110.1232 | 138.3158 | 0.33845
2018-03-14 04:00 | 31625.0102 | 299 | 261 | 1505 | 3150 | 2.42 | 2.11 | 0.97 | 2.62 | 451.234 | 1.427% | 10.3242 | 7.8577 | 20.8295 | 117.756 | 156.7674 | 0.34742
2018-03-14 05:00 | 33862.2077 | 477 | 405 | 1505 | 3150 | 7.58 | 4.01 | 1.4 | 4.76 | 520.2365 | 1.536% | 55.5486 | 24.9508 | 32.3706 | 230.3579 | 343.2279 | 0.65975
2018-03-14 06:00 | 36996.7447 | 578 | 318 | 2111 | 2957 | 23.6 | 3.11 | 6.99 | 22.28 | 572.8364 | 1.548% | 211.2063 | 15.3128 | 228.4718 | 1020.0786 | 1475.0695 | 2.575
2018-03-14 07:00 | 39172.4599 | 357 | 293 | 2111 | 2957 | 21.73 | 3.5 | 6.99 | 29.26 | 586.2275 | 1.497% | 116.0949 | 15.3469 | 220.8263 | 1294.8246 | 1647.0928 | 2.8096
2018-03-14 08:00 | 39246.2727 | 362 | 234 | 2111 | 2957 | 5.86 | 1 | 5 | 12.78 | 551.5363 | 1.405% | 29.8114 | 3.2885 | 148.3317 | 531.0774 | 712.5089 | 1.2919
2018-03-14 09:00 | 38451.5182 | 316 | 247 | 2111 | 2957 | 5.67 | 2.11 | 5.07 | 9.55 | 500.0112 | 1.3% | 23.299 | 6.7771 | 139.1754 | 367.2155 | 536.467 | 1.0729
2018-03-14 10:00 | 37659.7223 | 323 | 264 | 1819 | 2917 | 4.07 | 2.11 | 2.99 | 7.83 | 457.8123 | 1.216% | 15.9811 | 6.7717 | 66.1172 | 277.657 | 366.5269 | 0.80061
2018-03-14 11:00 | 36863.4694 | 365 | 220 | 1819 | 2917 | 4 | 0.88 | 2.99 | 5.66 | 426.9306 | 1.158% | 16.9088 | 2.2422 | 62.989 | 191.2115 | 273.3515 | 0.64027
2018-03-14 12:00 | 36203.4716 | 299 | 217 | 1819 | 2917 | 4 | 0.79 | 2.99 | 5.6 | 408.4863 | 1.128% | 13.4946 | 1.9343 | 61.3665 | 184.3112 | 261.1065 | 0.6392
2018-03-14 13:00 | 35892.8893 | 295 | 208 | 1819 | 2917 | 3.59 | 0.96 | 2.99 | 4.37 | 398.2655 | 1.11% | 11.7512 | 2.2156 | 60.3487 | 141.4432 | 215.7588 | 0.54175
2018-03-14 14:00 | 35773.3942 | 263 | 208 | 1572 | 2917 | 3.62 | 1 | 1.59 | 5.82 | 389.1924 | 1.088% | 10.3578 | 2.2629 | 27.1928 | 184.6986 | 224.5121 | 0.57687
2018-03-14 15:00 | 35779.5026 | 278 | 221 | 1572 | 2917 | 3 | 1.26 | 1.59 | 6.9 | 398.3224 | 1.113% | 9.2847 | 3.1 | 27.826 | 224.0711 | 264.2818 | 0.66349
2018-03-14 16:00 | 35909.9531 | 282 | 240 | 1572 | 2917 | 3.97 | 1.69 | 1.64 | 8.05 | 410.4863 | 1.143% | 12.7975 | 4.6364 | 29.47 | 268.4208 | 315.3247 | 0.76817
2018-03-14 17:00 | 35843.9625 | 235 | 244 | 1572 | 2917 | 4.09 | 2.11 | 1.7 | 9.71 | 418.7394 | 1.168% | 11.2284 | 6.0145 | 31.2197 | 330.8898 | 379.3525 | 0.90594
2018-03-14 18:00 | 35573.2344 | 307 | 318 | 1387 | 2917 | 6 | 9.64 | 1.35 | 9.85 | 438.0892 | 1.232% | 22.6845 | 37.7523 | 23.0595 | 353.844 | 437.3403 | 0.99829
2018-03-14 19:00 | 36046.054 | 335 | 341 | 1387 | 2917 | 11.29 | 3.5 | 1.32 | 12.91 | 456.0657 | 1.265% | 47.8529 | 15.1005 | 23.1643 | 476.4665 | 562.5843 | 1.2336
2018-03-14 20:00 | 36944.3837 | 234 | 390 | 1387 | 2917 | 4 | 4.84 | 0.95 | 16.94 | 424.9457 | 1.15% | 10.7662 | 21.7118 | 15.156 | 568.3748 | 616.0088 | 1.4496
2018-03-14 21:00 | 36209.6233 | 221 | 493 | 1387 | 2917 | 3.51 | 9.51 | 0.95 | 15.99 | 377.2675 | 1.042% | 8.0821 | 48.8487 | 13.7286 | 485.9709 | 556.6303 | 1.4754
2018-03-14 22:00 | 34508.6233 | 305 | 527 | 967 | 3150 | 10 | 19.76 | 0.82 | 25 | 332.6725 | 0.964% | 29.4028 | 100.3892 | 7.6442 | 759.1714 | 896.6075 | 2.6952
2018-03-14 23:00 | 32482.2389 | 291 | 417 | 967 | 3150 | 9.11 | 9.51 | 0.85 | 25 | 303.5736 | 0.9346% | 24.7759 | 37.0625 | 7.6818 | 735.9844 | 805.5046 | 2.6534
2018-03-15 | 30745.9487 | 250 | 330 | 967 | 3150 | 9.11 | 20 | 0.81 | 22 | 285.8233 | 0.9296% | 21.1723 | 61.3555 | 7.2815 | 644.233 | 734.0423 | 2.5682
2018-03-15 01:00 | 29897.556 | 222 | 276 | 967 | 3150 | 4.46 | 16.14 | 0.81 | 22 | 280.1353 | 0.937% | 9.2773 | 41.7393 | 7.3391 | 649.3298 | 707.6854 | 2.5262
2018-03-15 02:00 | 29484.0805 | 221 | 225 | 1505 | 3150 | 3.11 | 9.17 | 0.97 | 22 | 281.3159 | 0.9541% | 6.5578 | 19.686 | 13.9288 | 661.2107 | 701.3834 | 2.4932
2018-03-15 03:00 | 29590.7552 | 230 | 193 | 1505 | 3150 | 4.57 | 12.95 | 0.97 | 22 | 296.3823 | 1.002% | 10.5279 | 25.0336 | 14.6219 | 694.1118 | 744.2952 | 2.5113
2018-03-15 04:00 | 30281.1914 | 299 | 261 | 1505 | 3150 | 10 | 15.39 | 0.97 | 18 | 330.2926 | 1.091% | 32.6135 | 43.8132 | 15.9233 | 618.4562 | 710.8062 | 2.1521
2018-03-15 05:00 | 32049.9845 | 477 | 405 | 1505 | 3150 | 26 | 22.9 | 0.99 | 24 | 382.1333 | 1.192% | 147.8696 | 110.5803 | 17.7647 | 901.3821 | 1177.5966 | 3.0816
2018-03-15 06:00 | 34849.1103 | 578 | 318 | 2111 | 2957 | 25 | 10 | 6.04 | 25 | 427.2141 | 1.226% | 177.1421 | 38.9835 | 156.3072 | 906.2442 | 1278.677 | 2.9931
2018-03-15 07:00 | 36679.0153 | 357 | 293 | 2111 | 2957 | 10 | 10 | 5.42 | 19 | 438.4719 | 1.195% | 42.6768 | 35.0261 | 136.7766 | 671.6284 | 886.1079 | 2.0209
2018-03-15 08:00 | 36845.3919 | 362 | 234 | 2111 | 2957 | 10 | 10 | 5 | 19 | 422.0629 | 1.145% | 41.467 | 26.8046 | 120.9072 | 643.5746 | 832.7535 | 1.9731
2018-03-15 09:00 | 36810.4078 | 316 | 247 | 2111 | 2957 | 10 | 11.66 | 3.46 | 15 | 404.1358 | 1.098% | 34.6932 | 31.6193 | 80.1901 | 486.9667 | 633.4693 | 1.5675
2018-03-15 10:00 | 36873.1712 | 323 | 264 | 1819 | 2917 | 10 | 8.51 | 2.5 | 14 | 391.4529 | 1.062% | 34.2903 | 23.8508 | 48.2772 | 433.5444 | 539.9626 | 1.3794
2018-03-15 11:00 | 36840.4915 | 365 | 220 | 1819 | 2917 | 10 | 6.57 | 1.66 | 13 | 379.6902 | 1.031% | 37.6181 | 14.8968 | 31.1204 | 390.8263 | 474.4615 | 1.2496
2018-03-15 12:00 | 36630.7402 | 299 | 217 | 1819 | 2917 | 9.29 | 5.54 | 1.74 | 10.65 | 376.5309 | 1.028% | 28.5523 | 12.3573 | 32.534 | 319.3309 | 392.7745 | 1.0431
2018-03-15 13:00 | 36744.1302 | 295 | 208 | 1819 | 2917 | 8 | 4.01 | 2.25 | 10.5 | 373.2945 | 1.016% | 23.9759 | 8.4737 | 41.5795 | 311.164 | 385.1931 | 1.0319
2018-03-15 14:00 | 36736.8024 | 263 | 208 | 1572 | 2917 | 6.75 | 4.01 | 1.22 | 11 | 377.5454 | 1.028% | 18.2443 | 8.5719 | 19.7097 | 329.7592 | 376.2851 | 0.99666
2018-03-15 15:00 | 36718.2516 | 278 | 221 | 1572 | 2917 | 8 | 8.11 | 1.41 | 11 | 375.5145 | 1.023% | 22.7447 | 18.3298 | 22.6682 | 328.1511 | 391.8937 | 1.0436
2018-03-15 16:00 | 36781.8301 | 282 | 240 | 1572 | 2917 | 8 | 4.89 | 1.22 | 11.29 | 383.4871 | 1.043% | 23.521 | 12.2359 | 19.9954 | 343.3585 | 399.1109 | 1.0407
2018-03-15 17:00 | 36723.5651 | 235 | 244 | 1572 | 2917 | 6.58 | 4.94 | 0.99 | 16 | 394.5645 | 1.074% | 16.6137 | 12.9506 | 16.721 | 501.4523 | 547.7376 | 1.3882
2018-03-15 18:00 | 36669.2526 | 307 | 318 | 1387 | 2917 | 9.51 | 10 | 1.32 | 27 | 412.6387 | 1.125% | 32.8539 | 35.7845 | 20.6024 | 886.2741 | 975.5149 | 2.3641
2018-03-15 19:00 | 37266.2236 | 335 | 341 | 1387 | 2917 | 10 | 10 | 1.32 | 17.06 | 424.9502 | 1.14% | 38.2004 | 38.8845 | 20.8772 | 567.4637 | 665.4259 | 1.5659
2018-03-15 20:00 | 37824.6302 | 234 | 390 | 1387 | 2917 | 8.55 | 10 | 0.95 | 18.21 | 406.7577 | 1.075% | 21.5151 | 41.9397 | 14.1697 | 571.2253 | 648.8498 | 1.5952
2018-03-15 21:00 | 37003.873 | 221 | 493 | 1387 | 2917 | 6.69 | 12.01 | 0.95 | 21 | 364.247 | 0.9843% | 14.5535 | 58.2826 | 12.9703 | 602.9823 | 688.7886 | 1.891
2018-03-15 22:00 | 35288.9521 | 305 | 527 | 967 | 3150 | 8.11 | 30.88 | 0.81 | 25 | 316.801 | 0.8977% | 22.2059 | 146.0951 | 7.0317 | 706.9656 | 882.2983 | 2.785
2018-03-15 23:00 | 33092.8343 | 291 | 417 | 967 | 3150 | 8.11 | 18.35 | 0.84 | 25 | 299.8072 | 0.906% | 21.3807 | 69.3235 | 7.3589 | 713.4421 | 811.5052 | 2.7068
2018-03-16 | 31271.7641 | 250 | 330 | 967 | 3150 | 8 | 12.66 | 0.8 | 18 | 281.9905 | 0.9017% | 18.0348 | 37.673 | 6.9759 | 511.2874 | 573.9711 | 2.0354
2018-03-16 01:00 | 30050.1142 | 222 | 276 | 967 | 3150 | 5.38 | 10 | 0.8 | 18 | 274.8088 | 0.9145% | 10.9224 | 25.2402 | 7.0746 | 518.5224 | 561.7597 | 2.0442
2018-03-16 02:00 | 29275.7236 | 221 | 225 | 1505 | 3150 | 3.77 | 8.77 | 0.97 | 18 | 260.766 | 0.8907% | 7.4212 | 17.5762 | 13.0032 | 505.0407 | 543.0415 | 2.0825
2018-03-16 03:00 | 28968.1264 | 230 | 193 | 1505 | 3150 | 3.68 | 8.56 | 0.97 | 17 | 271.8905 | 0.9386% | 7.9442 | 15.5062 | 13.7019 | 502.6123 | 539.7646 | 1.9852
2018-03-16 04:00 | 29226.5286 | 299 | 261 | 1505 | 3150 | 8.11 | 10 | 0.97 | 17 | 301.3464 | 1.031% | 25.0023 | 26.911 | 15.0521 | 552.1388 | 619.1042 | 2.0545
2018-03-16 05:00 | 30394.2656 | 477 | 405 | 1505 | 3150 | 21.26 | 30 | 0.98 | 18.26 | 347.772 | 1.144% | 116.0338 | 139.0206 | 16.8758 | 658.134 | 930.0643 | 2.6744
2018-03-16 06:00 | 32534.2438 | 578 | 318 | 2111 | 2957 | 25 | 9.93 | 2.99 | 22 | 382.8786 | 1.177% | 170.0546 | 37.1618 | 74.2814 | 765.5868 | 1047.0845 | 2.7348
2018-03-16 07:00 | 34221.5296 | 357 | 293 | 2111 | 2957 | 5 | 11.41 | 2.99 | 15.88 | 408.6122 | 1.194% | 21.3133 | 39.9177 | 75.3653 | 560.6783 | 697.2745 | 1.7064
2018-03-16 08:00 | 34919.5712 | 362 | 234 | 2111 | 2957 | 5.7 | 4.01 | 3.83 | 14.21 | 435.445 | 1.247% | 25.7305 | 11.701 | 100.8211 | 523.974 | 662.2266 | 1.5208
2018-03-16 09:00 | 36035.8639 | 316 | 247 | 2111 | 2957 | 5.54 | 4.01 | 2.99 | 11.16 | 453.995 | 1.26% | 22.0553 | 12.4784 | 79.5198 | 415.7494 | 529.8029 | 1.167
2018-03-16 10:00 | 37107.8795 | 323 | 264 | 1819 | 2917 | 5 | 5.36 | 2.2 | 10.26 | 463.8856 | 1.25% | 20.1891 | 17.6894 | 50.0265 | 374.1352 | 462.0402 | 0.99602
2018-03-16 11:00 | 38075.0097 | 365 | 220 | 1819 | 2917 | 5.48 | 3.11 | 1.82 | 10 | 469.5955 | 1.233% | 24.6693 | 8.4385 | 40.8308 | 359.7662 | 433.7049 | 0.92357
2018-03-16 12:00 | 39053.6233 | 299 | 217 | 1819 | 2917 | 5.16 | 2.61 | 2.5 | 5.61 | 486.6032 | 1.246% | 19.2236 | 7.0569 | 56.6613 | 203.898 | 286.8398 | 0.58947
2018-03-16 13:00 | 40130.6451 | 295 | 208 | 1819 | 2917 | 8.37 | 2.61 | 2.99 | 10 | 506.7749 | 1.263% | 31.1807 | 6.8556 | 68.682 | 368.3625 | 475.0808 | 0.93746
2018-03-16 14:00 | 41162.0875 | 263 | 208 | 1572 | 2917 | 14.05 | 1.19 | 2.5 | 15.88 | 538.3647 | 1.308% | 48.3294 | 3.2373 | 51.401 | 605.8514 | 708.8192 | 1.3166
2018-03-16 15:00 | 42160.1816 | 278 | 221 | 1572 | 2917 | 20.45 | 1.88 | 2.99 | 23.08 | 570.1787 | 1.352% | 76.8859 | 5.619 | 63.5671 | 910.5017 | 1056.5736 | 1.8531
2018-03-16 16:00 | 43050.5094 | 282 | 240 | 1572 | 2917 | 24.82 | 2.65 | 2.99 | 25.02 | 593.8256 | 1.379% | 96.5454 | 8.7728 | 64.8342 | 1006.71 | 1176.8624 | 1.9818
2018-03-16 17:00 | 43186.8665 | 235 | 244 | 1572 | 2917 | 13.75 | 2 | 2.99 | 18.81 | 591.6071 | 1.37% | 44.2642 | 6.685 | 64.3881 | 751.6348 | 866.972 | 1.4655
2018-03-16 18:00 | 42222.0065 | 307 | 318 | 1387 | 2917 | 8.91 | 3 | 1 | 9.11 | 575.1635 | 1.362% | 37.2622 | 12.9957 | 18.8942 | 361.9989 | 431.1511 | 0.74961
2018-03-16 19:00 | 41188.7926 | 335 | 341 | 1387 | 2917 | 11.82 | 3 | 1.5 | 12 | 566.9816 | 1.377% | 54.507 | 14.082 | 28.639 | 481.8453 | 579.0733 | 1.0213
2018-03-16 20:00 | 40935.8216 | 234 | 390 | 1387 | 2917 | 9.66 | 3.5 | 1.21 | 10.91 | 534.0968 | 1.305% | 29.4924 | 17.8094 | 21.8967 | 415.2194 | 484.4178 | 0.90699
2018-03-16 21:00 | 39400.8893 | 221 | 493 | 1387 | 2917 | 7.05 | 6.78 | 1 | 8.05 | 479.1061 | 1.216% | 18.9455 | 40.6445 | 16.8656 | 285.5341 | 361.9898 | 0.75555
2018-03-16 22:00 | 37279.3493 | 305 | 527 | 967 | 3150 | 6.62 | 8.11 | 0.8 | 7.68 | 417.1784 | 1.119% | 22.5949 | 47.8283 | 8.6571 | 270.7231 | 349.8034 | 0.8385
2018-03-16 23:00 | 34779.9974 | 291 | 417 | 967 | 3150 | 7.38 | 6 | 0.83 | 8.32 | 371.2467 | 1.067% | 22.9236 | 26.7067 | 8.5672 | 279.748 | 337.9454 | 0.9103
2018-03-17 | 32504.6718 | 250 | 330 | 967 | 3150 | 3.11 | 3.11 | 0.79 | 4.26 | 327.3671 | 1.007% | 7.8305 | 10.3363 | 7.6938 | 135.1479 | 161.0085 | 0.49183
2018-03-17 01:00 | 30961.5685 | 222 | 276 | 967 | 3150 | 2 | 2.11 | 0.79 | 2.59 | 301.7623 | 0.9746% | 4.3274 | 5.6759 | 7.4455 | 79.5156 | 96.9644 | 0.32133
2018-03-17 02:00 | 29956.7838 | 221 | 225 | 1505 | 3150 | 2 | 1 | 0.97 | 3 | 295.0686 | 0.985% | 4.3536 | 2.2162 | 14.3792 | 93.0807 | 114.0298 | 0.38645
2018-03-17 03:00 | 29387.4902 | 230 | 193 | 1505 | 3150 | 2 | 0.01 | 0.97 | 2.55 | 287.4354 | 0.9781% | 4.4992 | 0.018877 | 14.2786 | 78.5649 | 97.3616 | 0.33873
2018-03-17 04:00 | 29296.29 | 299 | 261 | 1505 | 3150 | 3.27 | 1.38 | 0.97 | 3.61 | 303.4015 | 1.036% | 10.1257 | 3.7301 | 15.1187 | 117.7668 | 146.7413 | 0.48365
2018-03-17 05:00 | 29762.4406 | 477 | 405 | 1505 | 3150 | 4.83 | 5 | 1.18 | 4.83 | 337.2531 | 1.133% | 26.1068 | 22.9463 | 20.1236 | 172.4031 | 241.5797 | 0.71632
2018-03-17 06:00 | 30743.0649 | 578 | 318 | 2111 | 2957 | 9.88 | 4.3 | 4.25 | 4.9 | 366.3222 | 1.192% | 68.0457 | 16.2934 | 106.9038 | 172.6488 | 363.8917 | 0.99337
2018-03-17 07:00 | 31950.1544 | 357 | 293 | 2111 | 2957 | 6.36 | 6.54 | 5.36 | 7.34 | 406.0388 | 1.271% | 28.8549 | 24.3523 | 143.7963 | 275.8303 | 472.8337 | 1.1645
2018-03-17 08:00 | 33046.2417 | 362 | 234 | 2111 | 2957 | 6.73 | 2.61 | 5.73 | 6.93 | 452.398 | 1.369% | 33.352 | 8.3609 | 165.5928 | 280.5325 | 487.8383 | 1.0783
2018-03-17 09:00 | 34599.7217 | 316 | 247 | 2111 | 2957 | 6 | 2.66 | 5 | 7.64 | 482.7456 | 1.395% | 26.4536 | 9.1669 | 147.2665 | 315.2031 | 498.0901 | 1.0318
2018-03-17 10:00 | 35851.4147 | 323 | 264 | 1819 | 2917 | 6.85 | 2.56 | 4 | 10 | 504.473 | 1.407% | 31.1333 | 9.5099 | 102.3822 | 410.4574 | 553.4827 | 1.0972
2018-03-17 11:00 | 36735.4983 | 365 | 220 | 1819 | 2917 | 8.77 | 1.09 | 4.91 | 10.14 | 510.8087 | 1.391% | 44.5107 | 3.3344 | 124.19 | 411.2886 | 583.3238 | 1.142
2018-03-17 12:00 | 37362.1878 | 299 | 217 | 1819 | 2917 | 9.65 | 1.23 | 6.99 | 10.5 | 516.0603 | 1.381% | 39.8535 | 3.6867 | 175.6217 | 423.0522 | 642.214 | 1.2445
2018-03-17 13:00 | 38084.9114 | 295 | 208 | 1819 | 2917 | 12.58 | 1.15 | 7.5 | 14.3 | 525.0079 | 1.379% | 51.1582 | 3.2974 | 188.0645 | 575.0232 | 817.5433 | 1.5572
2018-03-17 14:00 | 39195.0823 | 263 | 208 | 1572 | 2917 | 13.23 | 1.57 | 6.99 | 15.26 | 545.5466 | 1.392% | 48.4302 | 4.5453 | 152.9431 | 619.5712 | 825.4898 | 1.5131
2018-03-17 15:00 | 40236.1149 | 278 | 221 | 1572 | 2917 | 24.77 | 1.72 | 6.36 | 26.42 | 563.1864 | 1.4% | 96.3844 | 5.3206 | 139.9413 | 1078.7116 | 1320.3578 | 2.3444
2018-03-17 16:00 | 40792.3024 | 282 | 240 | 1572 | 2917 | 32.51 | 2.11 | 6.99 | 35.13 | 586.087 | 1.437% | 131.7195 | 7.2757 | 157.8751 | 1472.3072 | 1769.1775 | 3.0186
2018-03-17 17:00 | 40910.3066 | 235 | 244 | 1572 | 2917 | 15 | 2.13 | 6.99 | 19.61 | 576.821 | 1.41% | 49.7013 | 7.3279 | 154.9309 | 806.5334 | 1018.4934 | 1.7657
2018-03-17 18:00 | 40068.153 | 307 | 318 | 1387 | 2917 | 8 | 3.11 | 2.99 | 9.37 | 550.5716 | 1.374% | 33.7476 | 13.5895 | 56.9852 | 375.5697 | 479.8919 | 0.87162
2018-03-17 19:00 | 39275.5904 | 335 | 341 | 1387 | 2917 | 13.84 | 3.11 | 2.99 | 14.77 | 546.1126 | 1.39% | 64.4674 | 14.746 | 57.6643 | 599.0684 | 735.9461 | 1.3476
2018-03-17 20:00 | 39288.8147 | 234 | 390 | 1387 | 2917 | 10 | 3.5 | 2.99 | 13.01 | 518.5943 | 1.32% | 30.8869 | 18.0174 | 54.7402 | 500.9248 | 604.5693 | 1.1658
2018-03-17 21:00 | 38028.0416 | 221 | 493 | 1387 | 2917 | 6.59 | 8.61 | 2.94 | 10.39 | 487.1721 | 1.281% | 18.6576 | 54.3787 | 52.2399 | 388.2669 | 513.5431 | 1.0541
2018-03-17 22:00 | 36389.7965 | 305 | 527 | 967 | 3150 | 6.76 | 10 | 0.83 | 8.93 | 439.863 | 1.209% | 24.9221 | 63.7013 | 9.7016 | 340.0163 | 438.3413 | 0.99654
2018-03-17 23:00 | 34293.568 | 291 | 417 | 967 | 3150 | 6.53 | 5.55 | 1 | 10.06 | 394.3515 | 1.15% | 21.8513 | 26.6134 | 11.1198 | 364.4008 | 423.9853 | 1.0751
2018-03-18 | 32304.7257 | 250 | 330 | 967 | 3150 | 2.15 | 4.01 | 0.78 | 7.36 | 351.0227 | 1.087% | 5.8405 | 14.379 | 8.1958 | 251.917 | 280.3323 | 0.79862
2018-03-18 01:00 | 30845.304 | 222 | 276 | 967 | 3150 | 2 | 3.11 | 0.78 | 4.25 | 326.9087 | 1.06% | 4.7057 | 9.0972 | 7.9939 | 141.8851 | 163.6819 | 0.5007
2018-03-18 02:00 | 29800.9972 | 221 | 225 | 1505 | 3150 | 2 | 1 | 0.96 | 5.29 | 309.1589 | 1.037% | 4.5854 | 2.3342 | 14.9885 | 172.869 | 194.7771 | 0.63002
2018-03-18 03:00 | 29158.0897 | 230 | 193 | 1505 | 3150 | 2 | 0.01 | 0.97 | 4.93 | 301.083 | 1.033% | 4.7499 | 0.019929 | 15.0742 | 160.3558 | 180.1999 | 0.59851
2018-03-18 04:00 | 28830.7631 | 299 | 261 | 1505 | 3150 | 2.61 | 2.61 | 0.96 | 5.39 | 303.2341 | 1.052% | 8.2079 | 7.1648 | 15.196 | 178.5753 | 209.144 | 0.68971
2018-03-18 05:00 | 28994.521 | 477 | 405 | 1505 | 3150 | 7.5 | 5.39 | 1.46 | 7.5 | 317.0762 | 1.094% | 39.1226 | 23.8722 | 24.0291 | 258.3566 | 345.3804 | 1.0893
2018-03-18 06:00 | 29652.7215 | 578 | 318 | 2111 | 2957 | 10.37 | 3.63 | 5.5 | 7.5 | 349.3076 | 1.178% | 70.6074 | 13.5981 | 136.7711 | 261.2499 | 482.2264 | 1.3805
2018-03-18 07:00 | 30606.4536 | 357 | 293 | 2111 | 2957 | 6.71 | 3.5 | 5.4 | 7.68 | 388.8176 | 1.27% | 30.4315 | 13.0277 | 144.8155 | 288.4998 | 476.7745 | 1.2262
2018-03-18 08:00 | 31620.035 | 362 | 234 | 2111 | 2957 | 6.67 | 2.11 | 6.05 | 7.5 | 426.4416 | 1.349% | 32.5635 | 6.6588 | 172.2427 | 299.0955 | 510.5605 | 1.1973
2018-03-18 09:00 | 33451.0664 | 316 | 247 | 2111 | 2957 | 7.27 | 2.11 | 5.68 | 8.78 | 456.4787 | 1.365% | 31.3496 | 7.112 | 163.624 | 354.2879 | 556.3735 | 1.2188
2018-03-18 10:00 | 34966.5384 | 323 | 264 | 1819 | 2917 | 5.41 | 2.61 | 3.41 | 8.85 | 471.2739 | 1.348% | 23.5516 | 9.2868 | 83.6003 | 347.9369 | 464.3756 | 0.98536
2018-03-18 11:00 | 36207.2926 | 365 | 220 | 1819 | 2917 | 8.5 | 1 | 4.75 | 10 | 488.2045 | 1.348% | 41.8329 | 2.9664 | 116.5016 | 393.3165 | 554.6174 | 1.136
2018-03-18 12:00 | 37232.2233 | 299 | 217 | 1819 | 2917 | 7.42 | 1.03 | 4.31 | 10 | 500.6821 | 1.345% | 29.8345 | 3.0057 | 105.4273 | 392.265 | 530.5324 | 1.0596
2018-03-18 13:00 | 38010.4436 | 295 | 208 | 1819 | 2917 | 6.4 | 1 | 4.77 | 10.5 | 524.9782 | 1.381% | 26.076 | 2.8728 | 119.8366 | 423.023 | 571.8084 | 1.0892
2018-03-18 14:00 | 39054.5407 | 263 | 208 | 1572 | 2917 | 5.85 | 1.52 | 4.75 | 11 | 549.4549 | 1.407% | 21.6457 | 4.448 | 105.0526 | 451.4292 | 582.5755 | 1.0603
2018-03-18 15:00 | 40683.1809 | 278 | 221 | 1572 | 2917 | 11.68 | 1.85 | 4.95 | 16.68 | 578.0126 | 1.421% | 46.1328 | 5.8088 | 110.5554 | 691.2814 | 853.7785 | 1.4771
2018-03-18 16:00 | 41858.4169 | 282 | 240 | 1572 | 2917 | 14.19 | 2.11 | 3.9 | 18.86 | 595.7282 | 1.423% | 56.9504 | 7.2071 | 87.2534 | 782.9671 | 934.378 | 1.5685
2018-03-18 17:00 | 42424.7171 | 235 | 244 | 1572 | 2917 | 7.95 | 2.11 | 3.95 | 18.91 | 577.1291 | 1.36% | 25.4149 | 7.0037 | 84.4702 | 750.3813 | 867.2701 | 1.5027
2018-03-18 18:00 | 42076.7806 | 307 | 318 | 1387 | 2917 | 6.58 | 3.5 | 1.62 | 14.14 | 572.4495 | 1.36% | 27.4827 | 15.1422 | 30.5693 | 561.152 | 634.3462 | 1.1081
2018-03-18 19:00 | 41645.0368 | 335 | 341 | 1387 | 2917 | 7.55 | 3.5 | 0.99 | 12 | 578.2165 | 1.388% | 35.1171 | 16.571 | 19.0651 | 486.0097 | 556.763 | 0.9629
2018-03-18 20:00 | 42182.0836 | 234 | 390 | 1387 | 2917 | 4.4 | 8.61 | 2.71 | 11.14 | 529.6316 | 1.256% | 12.9275 | 42.1613 | 47.1945 | 408.0068 | 510.2901 | 0.96348
2018-03-18 21:00 | 40800.3467 | 221 | 493 | 1387 | 2917 | 4 | 9.11 | 2 | 9.29 | 453.9969 | 1.113% | 9.8365 | 49.9752 | 30.8671 | 301.5374 | 392.2161 | 0.86392
2018-03-18 22:00 | 38057.3945 | 305 | 527 | 967 | 3150 | 8.42 | 10.43 | 0.94 | 13.67 | 378.452 | 0.9944% | 25.5378 | 54.6596 | 9.0391 | 428.2041 | 517.4407 | 1.3673
2018-03-18 23:00 | 35009.2298 | 291 | 417 | 967 | 3150 | 5.02 | 8.61 | 1.25 | 16.36 | 341.9104 | 0.9766% | 14.2668 | 35.0646 | 11.805 | 503.2961 | 564.4325 | 1.6508
2018-03-19 | 32622.0857 | 250 | 330 | 967 | 3150 | 4.98 | 5 | 0.8 | 8.18 | 306.8094 | 0.9405% | 11.7092 | 15.5182 | 7.2757 | 242.3376 | 276.8406 | 0.90232
2018-03-19 01:00 | 31125.0817 | 222 | 276 | 967 | 3150 | 2.61 | 5 | 0.78 | 8.31 | 286.7901 | 0.9214% | 5.3388 | 12.7155 | 6.9498 | 241.1933 | 266.1975 | 0.9282
2018-03-19 02:00 | 30181.493 | 221 | 225 | 1505 | 3150 | 2.11 | 3.11 | 0.97 | 8.01 | 280.0168 | 0.9278% | 4.3263 | 6.4921 | 13.5441 | 234.0919 | 258.4545 | 0.923
2018-03-19 03:00 | 29773.6085 | 230 | 193 | 1505 | 3150 | 2.61 | 0.01 | 1.41 | 8.11 | 292.6605 | 0.983% | 5.9007 | 0.018971 | 20.8588 | 251.1101 | 277.8884 | 0.94952
2018-03-19 04:00 | 30184.6971 | 299 | 261 | 1505 | 3150 | 6 | 4.01 | 1.43 | 8.11 | 309.0837 | 1.024% | 18.3701 | 10.717 | 22.0375 | 261.5897 | 312.7143 | 1.0117
2018-03-19 05:00 | 32033.59 | 477 | 405 | 1505 | 3150 | 15.31 | 10 | 1.48 | 10.31 | 356.4086 | 1.113% | 81.2524 | 45.0607 | 24.7822 | 361.3364 | 512.4317 | 1.4378
2018-03-19 06:00 | 35388.6598 | 578 | 318 | 2111 | 2957 | 20 | 8.61 | 6.99 | 13.78 | 395.9404 | 1.119% | 129.3372 | 30.6335 | 165.0939 | 455.8965 | 780.9611 | 1.9724
2018-03-19 07:00 | 36762.5569 | 357 | 293 | 2111 | 2957 | 8.25 | 8.11 | 6.25 | 10 | 391.1951 | 1.064% | 31.3408 | 25.2858 | 140.3964 | 314.6582 | 511.6812 | 1.308
2018-03-19 08:00 | 36704.6862 | 362 | 234 | 2111 | 2957 | 8.28 | 2.61 | 6.28 | 10.39 | 393.9165 | 1.073% | 32.1678 | 6.5545 | 142.2756 | 329.7232 | 510.7212 | 1.2965
2018-03-19 09:00 | 37465.4404 | 316 | 247 | 2111 | 2957 | 6.34 | 3.11 | 5.72 | 8.11 | 396.7538 | 1.059% | 21.2162 | 8.1348 | 127.8717 | 253.9583 | 411.181 | 1.0364
2018-03-19 10:00 | 38359.6927 | 323 | 264 | 1819 | 2917 | 4.32 | 3.5 | 2.99 | 8.83 | 407.225 | 1.062% | 14.8131 | 9.8091 | 57.7382 | 273.4365 | 355.7969 | 0.87371
2018-03-19 11:00 | 39050.6809 | 365 | 220 | 1819 | 2917 | 5.99 | 2.11 | 3.99 | 9.72 | 416.5727 | 1.067% | 23.3229 | 4.9518 | 77.4226 | 302.4579 | 408.1552 | 0.97979
2018-03-19 12:00 | 39681.982 | 299 | 217 | 1819 | 2917 | 6.01 | 2.11 | 4.01 | 10 | 431.7039 | 1.088% | 19.5496 | 4.9812 | 79.3542 | 317.3431 | 421.228 | 0.97573
2018-03-19 13:00 | 40475.8069 | 295 | 208 | 1819 | 2917 | 5.07 | 1.8 | 2.99 | 10.3 | 455.7966 | 1.126% | 16.8425 | 4.2161 | 61.2462 | 338.3368 | 420.6416 | 0.92287
2018-03-19 14:00 | 41052.3411 | 263 | 208 | 1572 | 2917 | 7.59 | 1.69 | 3.1 | 12.55 | 470.7666 | 1.147% | 22.891 | 4.031 | 55.8833 | 419.8053 | 502.6107 | 1.0676
2018-03-19 15:00 | 41393.0478 | 278 | 221 | 1572 | 2917 | 10.82 | 1.72 | 3.38 | 11.82 | 483.7964 | 1.169% | 35.1566 | 4.4428 | 62.1018 | 402.9853 | 504.6865 | 1.0432
2018-03-19 16:00 | 41783.7399 | 282 | 240 | 1572 | 2917 | 20.67 | 2.11 | 2.43 | 28.13 | 512.0932 | 1.226% | 71.4383 | 6.2063 | 46.8167 | 1005.6523 | 1130.1136 | 2.2069
2018-03-19 17:00 | 41660.166 | 235 | 244 | 1572 | 2917 | 8.05 | 2.11 | 3.12 | 18.55 | 517.9246 | 1.243% | 23.5185 | 6.4006 | 60.9751 | 672.7069 | 763.6011 | 1.4743
2018-03-19 18:00 | 40930.5921 | 307 | 318 | 1387 | 2917 | 10.01 | 8.11 | 1.42 | 17.14 | 517.1339 | 1.263% | 38.8264 | 32.5839 | 24.884 | 631.6875 | 727.9818 | 1.4077
2018-03-19 19:00 | 40273.205 | 335 | 341 | 1387 | 2917 | 9.4 | 3.5 | 1.34 | 12 | 517.7746 | 1.286% | 40.4853 | 15.3443 | 23.8949 | 450.0308 | 529.7553 | 1.0231
2018-03-19 20:00 | 40666.1149 | 234 | 390 | 1387 | 2917 | 8.72 | 8.11 | 2.16 | 14 | 464.5203 | 1.142% | 23.308 | 36.1291 | 34.2218 | 466.4837 | 560.1426 | 1.2059
2018-03-19 21:00 | 39076.5468 | 221 | 493 | 1387 | 2917 | 4 | 7.92 | 0.99 | 6.62 | 403.1063 | 1.032% | 9.1192 | 40.2787 | 14.165 | 199.2039 | 262.7667 | 0.65185
2018-03-19 22:00 | 36066.2562 | 305 | 527 | 967 | 3150 | 10.79 | 10 | 0.95 | 11.84 | 336.2057 | 0.9322% | 30.6779 | 49.1264 | 8.5636 | 347.6692 | 436.037 | 1.2969
2018-03-19 23:00 | 32886.4492 | 291 | 417 | 967 | 3150 | 9.12 | 8.11 | 1.11 | 12.6 | 288.5702 | 0.8775% | 23.2875 | 29.675 | 9.4185 | 348.2696 | 410.6506 | 1.4231
2018-03-20 | 30674.0108 | 250 | 330 | 967 | 3150 | 2.61 | 4.01 | 0.79 | 7.5 | 268.1607 | 0.8742% | 5.7043 | 11.5687 | 6.6785 | 206.5363 | 230.4878 | 0.85951
2018-03-20 01:00 | 29328.8821 | 222 | 276 | 967 | 3150 | 2.61 | 3.11 | 0.77 | 7.11 | 250.5477 | 0.8543% | 4.9498 | 7.3327 | 6.3608 | 191.3265 | 209.9698 | 0.83804
2018-03-20 02:00 | 28625.9425 | 221 | 225 | 1505 | 3150 | 2.11 | 1 | 1.33 | 7.5 | 246.1603 | 0.8599% | 4.0099 | 1.9348 | 17.2126 | 203.1562 | 226.3135 | 0.91937
2018-03-20 03:00 | 28417.4423 | 230 | 193 | 1505 | 3150 | 2.61 | 0.01 | 1.37 | 7.11 | 253.197 | 0.891% | 5.3486 | 0.017196 | 18.3709 | 199.5509 | 223.2877 | 0.88187
2018-03-20 04:00 | 29035.804 | 299 | 261 | 1505 | 3150 | 6 | 2.61 | 1.35 | 7.5 | 294.8377 | 1.015% | 18.2168 | 6.9172 | 20.631 | 239.8949 | 285.6598 | 0.96887
2018-03-20 05:00 | 31218.2231 | 477 | 405 | 1505 | 3150 | 9.11 | 4.01 | 1.29 | 7.5 | 372.4369 | 1.193% | 51.8419 | 19.3751 | 23.1617 | 281.8489 | 376.2277 | 1.0102
2018-03-20 06:00 | 35196.6888 | 578 | 318 | 2111 | 2957 | 12.15 | 3.5 | 5.34 | 8.55 | 419.4229 | 1.192% | 83.6863 | 13.2631 | 134.3321 | 301.2782 | 532.5598 | 1.2697
2018-03-20 07:00 | 37096.1643 | 357 | 293 | 2111 | 2957 | 6.22 | 6.15 | 4.22 | 7.22 | 442.5385 | 1.193% | 26.4899 | 21.4964 | 106.273 | 254.6892 | 408.9485 | 0.9241
2018-03-20 08:00 | 36597.0078 | 362 | 234 | 2111 | 2957 | 5.87 | 2.61 | 4.07 | 6.07 | 446.3083 | 1.22% | 25.9141 | 7.4481 | 104.7785 | 218.8917 | 357.0324 | 0.79997
2018-03-20 09:00 | 36545.5543 | 316 | 247 | 2111 | 2957 | 5.42 | 3.5 | 4.42 | 6.42 | 443.4528 | 1.213% | 20.7826 | 10.4901 | 113.2201 | 230.3558 | 374.8485 | 0.8453
2018-03-20 10:00 | 36458.9993 | 323 | 264 | 1819 | 2917 | 4.68 | 3.5 | 2.96 | 5.68 | 434.3683 | 1.191% | 18.0095 | 11.0084 | 64.1472 | 197.3959 | 290.5611 | 0.66893
2018-03-20 11:00 | 36245.4082 | 365 | 220 | 1819 | 2917 | 5.39 | 2.33 | 3.39 | 6.39 | 420.2858 | 1.16% | 22.8125 | 5.9439 | 71.503 | 216.1369 | 316.3963 | 0.75281
2018-03-20 12:00 | 36067.9423 | 299 | 217 | 1819 | 2917 | 5.37 | 2.11 | 3.37 | 6.88 | 413.8678 | 1.147% | 18.4241 | 5.2539 | 70.3401 | 230.2847 | 324.3028 | 0.78359
2018-03-20 13:00 | 36090.9567 | 295 | 208 | 1819 | 2917 | 4.7 | 2.11 | 2.7 | 7.11 | 411.7523 | 1.141% | 15.8182 | 5.0071 | 56.0317 | 236.6158 | 313.4728 | 0.76131
2018-03-20 14:00 | 36183.5595 | 263 | 208 | 1572 | 2917 | 4.4 | 1.44 | 2.4 | 9.13 | 413.9257 | 1.144% | 13.2379 | 3.4264 | 43.1594 | 304.662 | 364.4857 | 0.88056
2018-03-20 15:00 | 36357.9365 | 278 | 221 | 1572 | 2917 | 5.56 | 1.05 | 2.46 | 11 | 425.3525 | 1.17% | 18.083 | 2.7148 | 45.2415 | 375.3867 | 441.426 | 1.0378
2018-03-20 16:00 | 36924.8994 | 282 | 240 | 1572 | 2917 | 9.4 | 2.11 | 2.48 | 15.06 | 445.4568 | 1.206% | 31.9789 | 6.1091 | 47.0317 | 529.9656 | 615.0853 | 1.3808
2018-03-20 17:00 | 37221.859 | 235 | 244 | 1572 | 2917 | 6.45 | 2.11 | 2.45 | 14.57 | 461.0824 | 1.239% | 18.7762 | 6.3775 | 47.7089 | 526.4734 | 599.336 | 1.2998
2018-03-20 18:00 | 37156.7219 | 307 | 318 | 1387 | 2917 | 10.14 | 3 | 1.38 | 14.14 | 474.2127 | 1.276% | 39.7294 | 12.1754 | 24.4282 | 526.407 | 602.74 | 1.271
2018-03-20 19:00 | 37345.3948 | 335 | 341 | 1387 | 2917 | 19.96 | 3 | 1.35 | 21.77 | 494.9765 | 1.325% | 88.6243 | 13.5589 | 24.8175 | 841.6711 | 968.6717 | 1.957
2018-03-20 20:00 | 38332.0354 | 234 | 390 | 1387 | 2917 | 7.58 | 3.5 | 1.76 | 13.84 | 464.0998 | 1.211% | 21.4751 | 16.5265 | 29.5555 | 488.7897 | 556.3468 | 1.1988
2018-03-20 21:00 | 37197.7054 | 221 | 493 | 1387 | 2917 | 4 | 6 | 1.36 | 8.15 | 404.1926 | 1.087% | 9.6056 | 32.1418 | 20.4969 | 258.3249 | 320.5692 | 0.79311
2018-03-20 22:00 | 34630.4593 | 305 | 527 | 967 | 3150 | 8.91 | 12.91 | 0.94 | 9.91 | 341.1016 | 0.985% | 26.7672 | 67.0135 | 8.9532 | 307.4749 | 410.2088 | 1.2026
2018-03-20 23:00 | 32078.3149 | 291 | 417 | 967 | 3150 | 7.91 | 6 | 0.97 | 15 | 304.6191 | 0.9496% | 21.8582 | 23.7593 | 8.9073 | 448.691 | 503.2157 | 1.652
2018-03-21 | 30193.7368 | 250 | 330 | 967 | 3150 | 3.51 | 5.51 | 0.78 | 11.5 | 272.7602 | 0.9034% | 7.927 | 16.4259 | 6.8137 | 327.2447 | 358.4114 | 1.314
2018-03-21 01:00 | 29247.9908 | 222 | 276 | 967 | 3150 | 2.11 | 3.69 | 0.76 | 7.5 | 263.8622 | 0.9022% | 4.2259 | 9.1879 | 6.6301 | 213.1341 | 233.178 | 0.88371
2018-03-21 02:00 | 28854.7413 | 221 | 225 | 1505 | 3150 | 2.11 | 3.11 | 1.32 | 7.5 | 272.2836 | 0.9436% | 4.4003 | 6.6031 | 18.7463 | 222.9339 | 252.6836 | 0.92802
2018-03-21 03:00 | 28991.6204 | 230 | 193 | 1505 | 3150 | 2.11 | 1.77 | 1.38 | 7.5 | 287.9131 | 0.9931% | 4.8195 | 3.3925 | 20.6255 | 234.6177 | 263.4552 | 0.91505
2018-03-21 04:00 | 29819.5948 | 299 | 261 | 1505 | 3150 | 6 | 3.8 | 1.38 | 9.45 | 335.1898 | 1.124% | 20.1656 | 11.1484 | 23.3456 | 334.6042 | 389.2638 | 1.1613
2018-03-21 05:00 | 32287.7428 | 477 | 405 | 1505 | 3150 | 15 | 14.71 | 1.24 | 15.2 | 424.0004 | 1.313% | 93.959 | 78.2341 | 24.5068 | 628.7568 | 825.4567 | 1.9468
2018-03-21 06:00 | 36293.2578 | 578 | 318 | 2111 | 2957 | 12.67 | 3.49 | 4.98 | 12.87 | 476.9772 | 1.314% | 96.2445 | 14.5856 | 138.1622 | 500.1515 | 749.1438 | 1.5706
2018-03-21 07:00 | 38063.6282 | 357 | 293 | 2111 | 2957 | 6.65 | 3.5 | 4.65 | 14 | 463.8999 | 1.219% | 28.9337 | 12.4983 | 119.6342 | 504.5376 | 665.6037 | 1.4348
2018-03-21 08:00 | 37381.7692 | 362 | 234 | 2111 | 2957 | 6.25 | 2.11 | 4.25 | 10.28 | 432.5283 | 1.157% | 26.1784 | 5.7129 | 103.8082 | 351.7217 | 487.4212 | 1.1269
2018-03-21 09:00 | 36745.1162 | 316 | 247 | 2111 | 2957 | 5.44 | 2.11 | 3.44 | 10 | 404.9728 | 1.102% | 18.9458 | 5.7439 | 80.0337 | 325.8949 | 430.6182 | 1.0633
2018-03-21 10:00 | 36416.3414 | 323 | 264 | 1819 | 2917 | 4.5 | 3.5 | 2.5 | 8.94 | 384.7638 | 1.057% | 15.3572 | 9.7627 | 48.0475 | 275.5319 | 348.6993 | 0.90627
2018-03-21 11:00 | 36228.4254 | 365 | 220 | 1819 | 2917 | 6.65 | 1.93 | 2.15 | 8.65 | 385.9624 | 1.065% | 25.8589 | 4.5235 | 41.6645 | 268.8116 | 340.8586 | 0.88314
2018-03-21 12:00 | 35987.8206 | 299 | 217 | 1819 | 2917 | 4.15 | 1.75 | 2.15 | 8.24 | 385.6573 | 1.072% | 13.2974 | 4.0695 | 41.9099 | 257.5785 | 316.8553 | 0.8216
2018-03-21 13:00 | 36235.1438 | 295 | 208 | 1819 | 2917 | 4.2 | 1 | 2.2 | 9.69 | 383.5018 | 1.058% | 13.1132 | 2.2014 | 42.3538 | 299.1559 | 356.8244 | 0.93044
2018-03-21 14:00 | 36565.4254 | 263 | 208 | 1572 | 2917 | 3.64 | 1.19 | 2 | 8.64 | 388.5321 | 1.063% | 10.1722 | 2.6301 | 33.4071 | 267.7974 | 314.0068 | 0.80819
2018-03-21 15:00 | 36950.9046 | 278 | 221 | 1572 | 2917 | 5.05 | 2.11 | 2.25 | 11 | 401.8524 | 1.088% | 15.2678 | 5.0713 | 38.466 | 348.956 | 407.7611 | 1.0147
2018-03-21 16:00 | 37614.5628 | 282 | 240 | 1572 | 2917 | 6.23 | 2.11 | 2.45 | 12.81 | 422.0682 | 1.122% | 19.7135 | 5.6823 | 43.2161 | 419.2878 | 487.8996 | 1.156
2018-03-21 17:00 | 37896.6123 | 235 | 244 | 1572 | 2917 | 4.33 | 2.11 | 2.15 | 8.55 | 424.5068 | 1.12% | 11.3983 | 5.7671 | 37.8595 | 279.3746 | 334.3995 | 0.78774
2018-03-21 18:00 | 37611.6888 | 307 | 318 | 1387 | 2917 | 5 | 4.48 | 1.4 | 8 | 439.3508 | 1.168% | 17.9307 | 16.6415 | 22.6826 | 272.5932 | 329.848 | 0.75076
2018-03-21 19:00 | 37546.0296 | 335 | 341 | 1387 | 2917 | 4 | 3.5 | 1.37 | 8.6 | 453.1003 | 1.207% | 16.1709 | 14.403 | 22.9312 | 302.7368 | 356.242 | 0.78623
2018-03-21 20:00 | 38601.5612 | 234 | 390 | 1387 | 2917 | 3.24 | 4.71 | 1.52 | 6.77 | 423.3288 | 1.097% | 8.3145 | 20.1446 | 23.1203 | 216.5699 | 268.1492 | 0.63343
2018-03-21 21:00 | 37577.2294 | 221 | 493 | 1387 | 2917 | 3.11 | 8.41 | 1.32 | 5.52 | 364.7015 | 0.9705% | 6.6706 | 40.2398 | 17.769 | 156.2746 | 220.954 | 0.60585
2018-03-21 22:00 | 35110.1526 | 305 | 527 | 967 | 3150 | 9.41 | 21.89 | 0.93 | 25.5 | 300.5941 | 0.8561% | 24.5718 | 98.7652 | 7.6994 | 687.6991 | 818.7356 | 2.7237
2018-03-21 23:00 | 32258.7921 | 291 | 417 | 967 | 3150 | 5.95 | 8.11 | 0.96 | 21 | 271.2864 | 0.841% | 14.561 | 28.4405 | 7.8069 | 556.3009 | 607.1092 | 2.2379
2018-03-22 | 30239.0428 | 250 | 330 | 967 | 3150 | 5.92 | 15.51 | 0.77 | 35 | 258.7876 | 0.8558% | 12.6659 | 43.8027 | 6.3722 | 943.5265 | 1006.3674 | 3.8888
2018-03-22 01:00 | 29099.9633 | 222 | 276 | 967 | 3150 | 3.36 | 9.11 | 0.75 | 36.5 | 249.8768 | 0.8587% | 6.4051 | 21.5904 | 6.2276 | 987.2723 | 1021.4954 | 4.088
2018-03-22 02:00 | 28470.6785 | 221 | 225 | 1505 | 3150 | 3.11 | 5 | 1.36 | 36.5 | 249.1423 | 0.8751% | 6.0145 | 9.8447 | 17.9112 | 1006.1277 | 1039.8981 | 4.1739
2018-03-22 03:00 | 28317.6471 | 230 | 193 | 1505 | 3150 | 3.39 | 5 | 1.34 | 36.5 | 260.1477 | 0.9187% | 7.1629 | 8.8652 | 18.527 | 1056.249 | 1090.8042 | 4.193
2018-03-22 04:00 | 28948.102 | 299 | 261 | 1505 | 3150 | 6 | 9.11 | 1.35 | 36.5 | 285.6235 | 0.9867% | 17.7009 | 23.4603 | 20.0468 | 1134.429 | 1195.6369 | 4.1861
2018-03-22 05:00 | 31186.3878 | 477 | 405 | 1505 | 3150 | 39.25 | 40 | 1.46 | 38.96 | 357.5812 | 1.147% | 214.6682 | 185.7482 | 25.1941 | 1407.1458 | 1832.7563 | 5.1254
2018-03-22 06:00 | 35071.2213 | 578 | 318 | 2111 | 2957 | 20 | 4.86 | 6.25 | 19.98 | 396.3381 | 1.13% | 130.639 | 17.4654 | 149.1019 | 667.6698 | 964.876 | 2.4345
2018-03-22 07:00 | 36651.6819 | 357 | 293 | 2111 | 2957 | 8 | 4.98 | 6 | 16.5 | 385.2423 | 1.051% | 30.0191 | 15.3369 | 133.1311 | 512.8322 | 691.3193 | 1.7945
2018-03-22 08:00 | 36256.4309 | 362 | 234 | 2111 | 2957 | 8.08 | 2.55 | 6.08 | 10.93 | 379.9885 | 1.048% | 30.6553 | 6.2538 | 134.517 | 338.7325 | 510.1586 | 1.3426
2018-03-22 09:00 | 36249.2545 | 316 | 247 | 2111 | 2957 | 5.43 | 3.5 | 3.43 | 14.16 | 376.706 | 1.039% | 17.8316 | 8.984 | 75.2464 | 435.1291 | 537.1911 | 1.426
2018-03-22 10:00 | 36663.6198 | 323 | 264 | 1819 | 2917 | 4 | 2.85 | 1.52 | 8.11 | 372.619 | 1.016% | 13.1308 | 7.6468 | 28.1 | 240.429 | 289.3066 | 0.77641
2018-03-22 11:00 | 36865.6461 | 365 | 220 | 1819 | 2917 | 7.27 | 1 | 2.12 | 9.5 | 374.7094 | 1.016% | 26.9712 | 2.2361 | 39.196 | 281.6649 | 350.0682 | 0.93424
2018-03-22 12:00 | 37170.6826 | 299 | 217 | 1819 | 2917 | 4.15 | 1.5 | 2.15 | 12.86 | 386.999 | 1.041% | 12.919 | 3.3889 | 40.7174 | 390.5591 | 447.5844 | 1.1566
2018-03-22 13:00 | 37783.5934 | 295 | 208 | 1819 | 2917 | 5.73 | 0.26 | 2.25 | 9.37 | 402.8247 | 1.066% | 18.0214 | 0.57657 | 43.6343 | 291.3996 | 353.6319 | 0.87788
2018-03-22 14:00 | 38330.5202 | 263 | 208 | 1572 | 2917 | 7.45 | 0.44 | 1.56 | 11.73 | 412.1788 | 1.075% | 21.0694 | 0.98414 | 26.3705 | 367.9386 | 416.3627 | 1.0102
2018-03-22 15:00 | 39003.903 | 278 | 221 | 1572 | 2917 | 8.64 | 1 | 1.32 | 12.93 | 419.3264 | 1.075% | 25.8228 | 2.3759 | 22.3085 | 405.489 | 455.9962 | 1.0874
2018-03-22 16:00 | 39482.8281 | 282 | 240 | 1572 | 2917 | 11.79 | 1.38 | 2.32 | 16.16 | 434.0959 | 1.099% | 36.5545 | 3.6414 | 40.0976 | 518.2689 | 598.5623 | 1.3789
2018-03-22 17:00 | 39429.2796 | 235 | 244 | 1572 | 2917 | 6 | 1.35 | 2.04 | 14.29 | 441.2358 | 1.119% | 15.7787 | 3.6862 | 35.8868 | 466.4666 | 521.8183 | 1.1826
2018-03-22 18:00 | 39009.9401 | 307 | 318 | 1387 | 2917 | 5 | 3.5 | 1.35 | 11.12 | 447.0223 | 1.146% | 17.5899 | 12.7541 | 21.4568 | 371.7022 | 423.5029 | 0.94739
2018-03-22 19:00 | 38835.5061 | 335 | 341 | 1387 | 2917 | 10.87 | 4.08 | 1.34 | 13.09 | 467.0685 | 1.203% | 43.7951 | 16.7327 | 22.3528 | 459.2273 | 542.108 | 1.1607
2018-03-22 20:00 | 39793.5618 | 234 | 390 | 1387 | 2917 | 4 | 8 | 1.32 | 14 | 441.0364 | 1.108% | 10.3738 | 34.5793 | 20.2914 | 452.612 | 517.8565 | 1.1742
2018-03-22 21:00 | 38489.775 | 221 | 493 | 1387 | 2917 | 4 | 15 | 1.26 | 15 | 383.6671 | 0.9968% | 8.8117 | 73.7136 | 17.4203 | 436.151 | 536.0966 | 1.3973
2018-03-22 22:00 | 36029.0885 | 305 | 527 | 967 | 3150 | 10 | 21.55 | 0.92 | 25 | 319.7254 | 0.8874% | 27.066 | 100.7817 | 7.8947 | 698.8347 | 834.5771 | 2.6103
2018-03-22 23:00 | 33098.9565 | 291 | 417 | 967 | 3150 | 5.88 | 8.11 | 0.95 | 21.84 | 275.7309 | 0.8331% | 14.2542 | 28.1727 | 7.6528 | 573.1051 | 623.1848 | 2.2601
2018-03-23 | 30941.6424 | 250 | 330 | 967 | 3150 | 6.09 | 16.61 | 0.76 | 36.5 | 263.9581 | 0.8531% | 12.9882 | 46.7601 | 6.2695 | 980.8328 | 1046.8506 | 3.966
2018-03-23 01:00 | 29505.0138 | 222 | 276 | 967 | 3150 | 4.05 | 9.75 | 0.74 | 36.5 | 254.733 | 0.8634% | 7.7624 | 23.2329 | 6.178 | 992.6423 | 1029.8156 | 4.0427
2018-03-23 02:00 | 28704.9602 | 221 | 225 | 1505 | 3150 | 4.29 | 5.51 | 0.99 | 36.5 | 249.2538 | 0.8683% | 8.2326 | 10.7651 | 12.9377 | 998.3624 | 1030.2978 | 4.1335
2018-03-23 03:00 | 28428.3095 | 230 | 193 | 1505 | 3150 | 4.2 | 5 | 1.06 | 36.5 | 255.4007 | 0.8984% | 8.6786 | 8.6696 | 14.3322 | 1032.9386 | 1064.619 | 4.1684
2018-03-23 04:00 | 28874.8864 | 299 | 261 | 1505 | 3150 | 8.11 | 9.64 | 0.99 | 27.3 | 269.4205 | 0.9331% | 22.6257 | 23.4762 | 13.9022 | 802.3864 | 862.3905 | 3.2009
2018-03-23 05:00 | 30744.4207 | 477 | 405 | 1505 | 3150 | 41.5 | 40 | 1.35 | 36.5 | 331.7204 | 1.079% | 213.5858 | 174.7917 | 21.9218 | 1240.5356 | 1650.8349 | 4.9766
2018-03-23 06:00 | 34175.1588 | 578 | 318 | 2111 | 2957 | 19.48 | 4.01 | 5.01 | 19.29 | 368.4266 | 1.078% | 121.3828 | 13.7471 | 114.0162 | 614.9276 | 864.0737 | 2.3453
2018-03-23 07:00 | 35822.6751 | 357 | 293 | 2111 | 2957 | 7 | 4.01 | 5 | 16.5 | 374.3157 | 1.045% | 26.1124 | 12.277 | 110.2905 | 509.8181 | 658.498 | 1.7592
2018-03-23 08:00 | 35906.8984 | 362 | 234 | 2111 | 2957 | 7.3 | 3.5 | 4.28 | 19 | 383.8249 | 1.069% | 28.2479 | 8.7547 | 96.58 | 600.5652 | 734.1478 | 1.9127
2018-03-23 09:00 | 36727.4459 | 316 | 247 | 2111 | 2957 | 7.13 | 3.5 | 4.25 | 24.88 | 389.8036 | 1.061% | 23.9129 | 9.1753 | 95.2209 | 780.8307 | 909.1398 | 2.3323
2018-03-23 10:00 | 37550.6705 | 323 | 264 | 1819 | 2917 | 8.11 | 4.01 | 1.74 | 16.68 | 391.3406 | 1.042% | 27.2999 | 11.0328 | 32.9852 | 507.0721 | 578.39 | 1.478
2018-03-23 11:00 | 38177.9843 | 365 | 220 | 1819 | 2917 | 12 | 2.11 | 2.15 | 13 | 389.9867 | 1.021% | 44.7415 | 4.7418 | 39.9492 | 387.3616 | 476.7942 | 1.2226
2018-03-23 12:00 | 38544.5869 | 299 | 217 | 1819 | 2917 | 7.74 | 1 | 1.27 | 12.18 | 397.9018 | 1.032% | 23.8905 | 2.2401 | 23.8478 | 366.772 | 416.7505 | 1.0474
2018-03-23 13:00 | 39284.263 | 295 | 208 | 1819 | 2917 | 11.71 | 0.66 | 2.19 | 18.56 | 395.0312 | 1.006% | 34.737 | 1.3804 | 40.058 | 544.4114 | 620.5868 | 1.571
2018-03-23 14:00 | 39906.3457 | 263 | 208 | 1572 | 2917 | 10.13 | 1 | 0.99 | 20 | 398.8597 | 0.9995% | 26.6283 | 2.0789 | 15.5549 | 583.1022 | 627.3643 | 1.5729
2018-03-23 15:00 | 40359.1302 | 278 | 221 | 1572 | 2917 | 13.17 | 1.22 | 0.99 | 23.64 | 411.1176 | 1.019% | 37.2954 | 2.7465 | 15.853 | 702.4382 | 758.3331 | 1.8446
2018-03-23 16:00 | 40746.6481 | 282 | 240 | 1572 | 2917 | 14.03 | 2.11 | 1.69 | 30 | 437.8165 | 1.074% | 42.5116 | 5.4412 | 28.5456 | 940.2815 | 1016.7799 | 2.3224
2018-03-23 17:00 | 40389.2783 | 235 | 244 | 1572 | 2917 | 6 | 2.11 | 1.93 | 19 | 444.7009 | 1.101% | 15.5246 | 5.6686 | 33.405 | 610.2278 | 664.826 | 1.495
2018-03-23 18:00 | 39672.7067 | 307 | 318 | 1387 | 2917 | 8.13 | 8.51 | 1.37 | 27 | 458.729 | 1.156% | 28.8598 | 31.2911 | 21.9716 | 910.6773 | 992.7998 | 2.1642
2018-03-23 19:00 | 39207.5166 | 335 | 341 | 1387 | 2917 | 12.17 | 5.51 | 1.32 | 21.2 | 470.9005 | 1.201% | 48.9661 | 22.5666 | 21.9892 | 742.732 | 836.2539 | 1.7759
2018-03-23 20:00 | 39812.4397 | 234 | 390 | 1387 | 2917 | 4.58 | 10.96 | 0.99 | 29.11 | 444.7169 | 1.117% | 11.9714 | 47.7463 | 15.3383 | 948.5134 | 1023.5694 | 2.3016
2018-03-23 21:00 | 38929.9928 | 221 | 493 | 1387 | 2917 | 5 | 18.6 | 0.99 | 21 | 409.6963 | 1.052% | 11.6289 | 96.5023 | 14.4507 | 644.6641 | 767.246 | 1.8727
2018-03-23 22:00 | 37188.1149 | 305 | 527 | 967 | 3150 | 22.87 | 39.24 | 0.91 | 25.87 | 359.509 | 0.9667% | 67.4329 | 199.9149 | 8.5069 | 787.7939 | 1063.6487 | 2.9586
2018-03-23 23:00 | 34977.4437 | 291 | 417 | 967 | 3150 | 12 | 12 | 0.94 | 30 | 312.732 | 0.8941% | 31.2218 | 44.7406 | 8.1272 | 844.9208 | 929.0104 | 2.9706
2018-03-24 | 32733.7643 | 250 | 330 | 967 | 3150 | 6 | 5.78 | 0.78 | 18 | 285.4754 | 0.8721% | 13.0817 | 16.6347 | 6.578 | 494.4881 | 530.7825 | 1.8593
2018-03-24 01:00 | 31101.9105 | 222 | 276 | 967 | 3150 | 3.82 | 4.01 | 0.78 | 18 | 274.7831 | 0.8835% | 7.4924 | 9.7781 | 6.6638 | 500.9403 | 524.8746 | 1.9101
2018-03-24 02:00 | 30123.5747 | 221 | 225 | 1505 | 3150 | 3.51 | 3.11 | 1 | 18 | 267.9146 | 0.8894% | 6.899 | 6.2235 | 13.3852 | 504.2813 | 530.7891 | 1.9812
2018-03-24 03:00 | 29534.8906 | 230 | 193 | 1505 | 3150 | 6 | 1.18 | 1.54 | 18 | 271.7778 | 0.9202% | 12.6987 | 2.0956 | 21.3273 | 521.7491 | 557.8707 | 2.0527
2018-03-24 04:00 | 29322.1818 | 299 | 261 | 1505 | 3150 | 8.11 | 4.01 | 1.17 | 18 | 282.2292 | 0.9625% | 23.3398 | 10.0737 | 16.9484 | 545.7438 | 596.1057 | 2.1121
2018-03-24 05:00 | 29781.1912 | 477 | 405 | 1505 | 3150 | 16.8 | 11.91 | 1.46 | 17 | 310.4428 | 1.042% | 83.5348 | 50.2813 | 22.9049 | 558.2119 | 714.9328 | 2.3029
2018-03-24 06:00 | 30883.122 | 578 | 318 | 2111 | 2957 | 16.8 | 17 | 11.54 | 17 | 356.8999 | 1.156% | 112.218 | 62.4743 | 281.5265 | 580.9323 | 1037.1511 | 2.906
2018-03-24 07:00 | 32139.3932 | 357 | 293 | 2111 | 2957 | 9.5 | 17.23 | 7.5 | 16.5 | 401.1073 | 1.248% | 42.3267 | 63.0051 | 197.5934 | 608.917 | 911.8422 | 2.2733
2018-03-24 08:00 | 33467.2112 | 362 | 234 | 2111 | 2957 | 10.54 | 3.5 | 8.54 | 16.4 | 430.8504 | 1.287% | 49.1197 | 10.5436 | 232.0882 | 624.3126 | 916.0642 | 2.1262
2018-03-24 09:00 | 35255.4163 | 316 | 247 | 2111 | 2957 | 7.64 | 3.11 | 7.02 | 15 | 451.3798 | 1.28% | 30.9098 | 9.835 | 189.7325 | 567.883 | 798.3603 | 1.7687
2018-03-24 10:00 | 36802.4755 | 323 | 264 | 1819 | 2917 | 8.48 | 3.5 | 2.99 | 13.88 | 460.1454 | 1.25% | 34.2465 | 11.5529 | 68.002 | 506.2254 | 620.0268 | 1.3475
2018-03-24 11:00 | 37891.3772 | 365 | 220 | 1819 | 2917 | 10.88 | 2.11 | 6 | 14.35 | 469.3435 | 1.239% | 49.1895 | 5.7498 | 135.1868 | 518.488 | 708.6141 | 1.5098
2018-03-24 12:00 | 38771.1728 | 299 | 217 | 1819 | 2917 | 13.5 | 2.11 | 10 | 16 | 488.9104 | 1.261% | 50.9009 | 5.7738 | 229.3787 | 588.541 | 874.5944 | 1.7889
2018-03-24 13:00 | 39666.6383 | 295 | 208 | 1819 | 2917 | 7.54 | 1.77 | 7.54 | 20.91 | 523.6707 | 1.32% | 29.3647 | 4.8604 | 181.066 | 805.2363 | 1020.5275 | 1.9488
2018-03-24 14:00 | 40766.054 | 263 | 208 | 1572 | 2917 | 7.15 | 2.08 | 7.15 | 27.44 | 559.5753 | 1.373% | 25.812 | 5.9386 | 154.2831 | 1098.7031 | 1284.7369 | 2.2959
2018-03-24 15:00 | 41861.2636 | 278 | 221 | 1572 | 2917 | 15.39 | 2.11 | 15.39 | 44.69 | 592.368 | 1.415% | 60.5428 | 6.5986 | 342.35 | 1844.7011 | 2254.1926 | 3.8054
2018-03-24 16:00 | 42701.9573 | 282 | 240 | 1572 | 2917 | 19.15 | 2.85 | 19.15 | 48.61 | 608.2608 | 1.424% | 76.9237 | 9.7431 | 428.8085 | 2019.7802 | 2535.2555 | 4.168
2018-03-24 17:00 | 42832.9678 | 235 | 244 | 1572 | 2917 | 7.15 | 2.31 | 7.15 | 36.6 | 601.3131 | 1.404% | 23.5883 | 7.9127 | 157.7906 | 1498.7874 | 1688.079 | 2.8073
2018-03-24 18:00 | 42139.859 | 307 | 318 | 1387 | 2917 | 5.35 | 4 | 5.35 | 17.05 | 583.9706 | 1.386% | 22.7609 | 17.6273 | 102.832 | 689.2214 | 832.4416 | 1.4255
2018-03-24 19:00 | 41329.5071 | 335 | 341 | 1387 | 2917 | 10.94 | 3.5 | 7.15 | 14.49 | 577.2443 | 1.397% | 51.1872 | 16.6695 | 138.5103 | 590.3428 | 796.7097 | 1.3802
2018-03-24 20:00 | 41380.0647 | 234 | 390 | 1387 | 2917 | 10.6 | 8.11 | 4 | 17.17 | 543.2 | 1.313% | 32.5604 | 41.5197 | 72.8291 | 657.4691 | 804.3783 | 1.4808
2018-03-24 21:00 | 40002.026 | 221 | 493 | 1387 | 2917 | 6.37 | 14.29 | 2.15 | 11.97 | 493.6753 | 1.234% | 17.3737 | 86.9438 | 36.8022 | 430.9134 | 572.0331 | 1.1587
2018-03-24 22:00 | 38095.0641 | 305 | 527 | 967 | 3150 | 10 | 9.64 | 1 | 11 | 435.5376 | 1.143% | 34.8704 | 58.0824 | 11.0556 | 396.1505 | 500.1589 | 1.1484
2018-03-24 23:00 | 35690.748 | 291 | 417 | 967 | 3150 | 8.61 | 6 | 0.97 | 13.61 | 372.6874 | 1.044% | 26.1629 | 26.1262 | 9.7946 | 447.6698 | 509.7535 | 1.3678
2018-03-25 | 33381.9887 | 250 | 330 | 967 | 3150 | 5.54 | 5 | 0.81 | 6 | 332.1698 | 0.9951% | 13.7815 | 16.4184 | 7.794 | 188.0658 | 226.0597 | 0.68055
2018-03-25 01:00 | 31510.4707 | 222 | 276 | 967 | 3150 | 3.51 | 3.5 | 0.81 | 4.32 | 305.3131 | 0.9689% | 7.5501 | 9.3598 | 7.5893 | 131.8514 | 156.3506 | 0.5121
2018-03-25 02:00 | 30185.3632 | 221 | 225 | 1505 | 3150 | 3.51 | 2.08 | 1.27 | 3.87 | 308.9006 | 1.023% | 7.9382 | 4.7893 | 19.5597 | 124.751 | 157.0381 | 0.50838
2018-03-25 03:00 | 29387.3472 | 230 | 193 | 1505 | 3150 | 2.97 | 0.16 | 1.2 | 3.17 | 303.1995 | 1.032% | 7.0478 | 0.3186 | 18.6331 | 103.0239 | 129.0234 | 0.42554
2018-03-25 04:00 | 29041.0592 | 299 | 261 | 1505 | 3150 | 6 | 2.61 | 1.23 | 6.2 | 301.209 | 1.037% | 18.6071 | 7.0654 | 19.1998 | 202.5619 | 247.4341 | 0.82147
2018-03-25 05:00 | 29094.4383 | 477 | 405 | 1505 | 3150 | 9.93 | 10.65 | 1.25 | 9.59 | 309.0371 | 1.062% | 50.3116 | 45.8147 | 19.9824 | 320.8705 | 436.9793 | 1.414
2018-03-25 06:00 | 29677.1154 | 578 | 318 | 2111 | 2957 | 14 | 10.32 | 7.5 | 13 | 342.3648 | 1.154% | 93.3519 | 37.8594 | 182.6488 | 443.4678 | 757.328 | 2.212
2018-03-25 07:00 | 30468.6209 | 357 | 293 | 2111 | 2957 | 9 | 9.11 | 7 | 12.5 | 387.6808 | 1.272% | 40.882 | 33.9631 | 188.0216 | 470.3085 | 733.1753 | 1.8912
2018-03-25 08:00 | 31748.5539 | 362 | 234 | 2111 | 2957 | 9.83 | 2.68 | 7.45 | 10.83 | 433.7125 | 1.366% | 48.6116 | 8.567 | 214.8436 | 437.4796 | 709.5019 | 1.6359
2018-03-25 09:00 | 33672.1085 | 316 | 247 | 2111 | 2957 | 9.82 | 3.11 | 6.99 | 10.82 | 462.0851 | 1.372% | 42.5844 | 10.5417 | 202.4963 | 439.0665 | 694.6888 | 1.5034
2018-03-25 10:00 | 35521.5651 | 323 | 264 | 1819 | 2917 | 11.71 | 3.5 | 3.23 | 12.71 | 479.0599 | 1.349% | 51.0102 | 12.4615 | 79.2379 | 500.0112 | 642.7208 | 1.3416
2018-03-25 11:00 | 37089.4036 | 365 | 220 | 1819 | 2917 | 10.79 | 2.11 | 4.1 | 12.18 | 480.8559 | 1.296% | 51.0598 | 6.0183 | 96.69 | 460.6264 | 614.3945 | 1.2777
2018-03-25 12:00 | 38482.2217 | 299 | 217 | 1819 | 2917 | 8.37 | 2.86 | 4.77 | 13 | 488.778 | 1.27% | 31.7869 | 7.8827 | 110.2053 | 481.6497 | 631.5246 | 1.292
2018-03-25 13:00 | 39631.1461 | 295 | 208 | 1819 | 2917 | 10.68 | 2.11 | 6.99 | 15.68 | 494.4271 | 1.248% | 39.306 | 5.4753 | 158.6264 | 570.6215 | 774.0292 | 1.5655
2018-03-25 14:00 | 40603.6032 | 263 | 208 | 1572 | 2917 | 11.05 | 2.11 | 7 | 16.89 | 495.7095 | 1.221% | 35.4798 | 5.3581 | 134.3425 | 601.4905 | 776.6708 | 1.5668
2018-03-25 15:00 | 41211.2841 | 278 | 221 | 1572 | 2917 | 17.98 | 2.11 | 9.63 | 24.7 | 506.0835 | 1.228% | 61.3819 | 5.7264 | 185.9023 | 884.7884 | 1137.799 | 2.2482
2018-03-25 16:00 | 41639.1715 | 282 | 240 | 1572 | 2917 | 35 | 2.61 | 10 | 44.59 | 525.8845 | 1.263% | 124.6538 | 7.9112 | 198.5367 | 1642.7149 | 1973.8166 | 3.7533
2018-03-25 17:00 | 41970.0361 | 235 | 244 | 1572 | 2917 | 12.62 | 2.66 | 8 | 22.33 | 544.8522 | 1.298% | 38.5005 | 8.4258 | 163.2608 | 845.5991 | 1055.7862 | 1.9377
2018-03-25 18:00 | 41630.2893 | 307 | 318 | 1387 | 2917 | 11.35 | 5 | 4.21 | 16.74 | 563.0321 | 1.352% | 47.1257 | 21.5041 | 78.9737 | 660.413 | 808.0164 | 1.4351
2018-03-25 19:00 | 41399.8147 | 335 | 341 | 1387 | 2917 | 9.83 | 4.1 | 2.99 | 13 | 583.3587 | 1.409% | 46.4019 | 19.7004 | 58.4366 | 534.3392 | 658.8781 | 1.1295
2018-03-25 20:00 | 42251.4241 | 234 | 390 | 1387 | 2917 | 7.82 | 10 | 2.99 | 14 | 554.1583 | 1.312% | 24.0002 | 51.1514 | 54.3926 | 535.6202 | 665.1644 | 1.2003
2018-03-25 21:00 | 41123.9814 | 221 | 493 | 1387 | 2917 | 10.57 | 15.61 | 2 | 12.14 | 462.2603 | 1.124% | 26.2578 | 86.505 | 31.1816 | 398.0582 | 542.0026 | 1.1725
2018-03-25 22:00 | 38534.4104 | 305 | 527 | 967 | 3150 | 10.05 | 16.49 | 1.18 | 11.05 | 382.0055 | 0.9913% | 30.3869 | 86.1494 | 11.3117 | 345.0593 | 472.9074 | 1.238
2018-03-25 23:00 | 35516.4768 | 291 | 417 | 967 | 3150 | 12 | 10.03 | 0.96 | 15 | 326.8555 | 0.9203% | 32.1366 | 38.4913 | 8.5433 | 434.8383 | 514.0095 | 1.5726
2018-03-26 | 33109.2442 | 250 | 330 | 967 | 3150 | 8.11 | 5 | 0.97 | 12.5 | 303.5849 | 0.9169% | 18.5905 | 15.1292 | 8.6006 | 361.0367 | 403.357 | 1.3286
2018-03-26 01:00 | 31530.9956 | 222 | 276 | 967 | 3150 | 6 | 4.01 | 0.97 | 16.5 | 290.7776 | 0.9222% | 12.2837 | 10.2065 | 8.6501 | 479.3115 | 510.4517 | 1.7555
2018-03-26 02:00 | 30635.0802 | 221 | 225 | 1505 | 3150 | 6 | 2.61 | 1.53 | 16.5 | 282.2488 | 0.9213% | 12.2168 | 5.4105 | 21.2149 | 478.859 | 517.7011 | 1.8342
2018-03-26 03:00 | 30210.4202 | 230 | 193 | 1505 | 3150 | 6 | 0.36 | 1.5 | 16.5 | 278.7218 | 0.9226% | 12.7319 | 0.64102 | 20.8277 | 479.5221 | 513.7228 | 1.8431
2018-03-26 04:00 | 30532.5241 | 299 | 261 | 1505 | 3150 | 10 | 4.01 | 1.54 | 12.5 | 308.5407 | 1.011% | 30.2149 | 10.5763 | 23.4211 | 397.8967 | 462.1089 | 1.4977
2018-03-26 05:00 | 32401.6507 | 477 | 405 | 1505 | 3150 | 21.5 | 10.24 | 1.52 | 16.5 | 370.5589 | 1.144% | 117.2862 | 47.4291 | 26.162 | 594.408 | 785.2853 | 2.1192
2018-03-26 06:00 | 35728.4388 | 578 | 318 | 2111 | 2957 | 20 | 10 | 6.99 | 16.5 | 414.2706 | 1.159% | 134.038 | 36.872 | 171.0943 | 565.7249 | 907.7292 | 2.1912
2018-03-26 07:00 | 37379.1422 | 357 | 293 | 2111 | 2957 | 13.67 | 10 | 6.99 | 14.67 | 424.1822 | 1.135% | 55.3809 | 33.2499 | 167.4513 | 492.2713 | 748.3534 | 1.7642
2018-03-26 08:00 | 37336.9372 | 362 | 234 | 2111 | 2957 | 12.6 | 3.5 | 6.99 | 13.6 | 441.4611 | 1.182% | 53.9303 | 9.6836 | 174.4693 | 475.4928 | 713.5761 | 1.6164
2018-03-26 09:00 | 38344.6784 | 316 | 247 | 2111 | 2957 | 8.99 | 3.5 | 6.99 | 9.97 | 461.4855 | 1.204% | 34.1901 | 10.4044 | 177.59 | 354.813 | 576.9974 | 1.2503
2018-03-26 10:00 | 39743.8861 | 323 | 264 | 1819 | 2917 | 9.11 | 8.11 | 4.15 | 10.11 | 496.1284 | 1.248% | 36.732 | 26.7269 | 94.2333 | 368.1386 | 525.8308 | 1.0599
2018-03-26 11:00 | 41211.8717 | 365 | 220 | 1819 | 2917 | 11.18 | 2.61 | 5 | 12.18 | 533.9935 | 1.296% | 52.8748 | 7.4401 | 117.8464 | 460.3598 | 638.521 | 1.1957
2018-03-26 12:00 | 42607.7021 | 299 | 217 | 1819 | 2917 | 9.02 | 2.11 | 5 | 12.33 | 560.4209 | 1.315% | 35.4735 | 6.0224 | 119.6269 | 473.0704 | 634.1932 | 1.1316
2018-03-26 13:00 | 44033.7164 | 295 | 208 | 1819 | 2917 | 9.15 | 2.11 | 5 | 15.7 | 585.6221 | 1.33% | 35.8984 | 5.8368 | 120.9581 | 609.0714 | 771.7647 | 1.3179
2018-03-26 14:00 | 45375.4912 | 263 | 208 | 1572 | 2917 | 7.52 | 2.05 | 5.69 | 17.86 | 615.4748 | 1.356% | 26.8264 | 5.7837 | 121.326 | 706.654 | 860.59 | 1.3983
2018-03-26 15:00 | 46388.9423 | 278 | 221 | 1572 | 2917 | 15.99 | 2.11 | 6.99 | 25.12 | 650.0318 | 1.401% | 62.2893 | 6.5342 | 153.9749 | 1026.7771 | 1249.5755 | 1.9223
2018-03-26 16:00 | 46968.1172 | 282 | 240 | 1572 | 2917 | 17.92 | 2.22 | 6.99 | 29.88 | 668.6719 | 1.424% | 71.9444 | 7.5853 | 156.4371 | 1240.872 | 1476.8388 | 2.2086
2018-03-26 17:00 | 46760.362 | 235 | 244 | 1572 | 2917 | 11.65 | 2.19 | 6.99 | 23.2 | 660.3876 | 1.412% | 38.6647 | 7.5467 | 155.1854 | 955.7525 | 1157.1492 | 1.7522
2018-03-26 18:00 | 45743.764 | 307 | 318 | 1387 | 2917 | 6.4 | 5 | 3.4 | 15.81 | 632.5132 | 1.383% | 27.1679 | 21.9854 | 65.2068 | 637.6847 | 752.0449 | 1.189
2018-03-26 19:00 | 45138.9238 | 335 | 341 | 1387 | 2917 | 23.17 | 5 | 2.99 | 27.24 | 641.3743 | 1.421% | 110.2887 | 24.2262 | 58.9261 | 1129.0258 | 1322.4668 | 2.0619
2018-03-26 20:00 | 45448.1891 | 234 | 390 | 1387 | 2917 | 10.64 | 8.61 | 2.91 | 16.48 | 596.3653 | 1.312% | 32.6703 | 44.0619 | 52.9621 | 630.7968 | 760.4911 | 1.2752
2018-03-26 21:00 | 43732.9902 | 221 | 493 | 1387 | 2917 | 5 | 10.88 | 1.94 | 11.96 | 531.194 | 1.215% | 13.4217 | 65.1508 | 32.683 | 423.7518 | 535.0073 | 1.0072
2018-03-26 22:00 | 40656.1487 | 305 | 527 | 967 | 3150 | 9.7 | 24.14 | 1 | 10.7 | 450.2094 | 1.107% | 32.7612 | 140.8757 | 10.7082 | 373.2352 | 557.5803 | 1.2385
2018-03-26 23:00 | 37269.5084 | 291 | 417 | 967 | 3150 | 10.1 | 9.11 | 0.97 | 14.04 | 398.6417 | 1.07% | 31.4372 | 40.6334 | 10.0329 | 473.0496 | 555.1531 | 1.3926
2018-03-27 | 34682.4664 | 250 | 330 | 967 | 3150 | 6 | 5.24 | 0.96 | 8.06 | 371.2126 | 1.07% | 16.0548 | 18.5079 | 9.936 | 271.743 | 316.2417 | 0.85192
2018-03-27 01:00 | 32865.4624 | 222 | 276 | 967 | 3150 | 3.11 | 4.01 | 0.96 | 7.61 | 353.8051 | 1.077% | 7.4325 | 11.9146 | 9.9936 | 258.0593 | 287.4 | 0.81231
2018-03-27 02:00 | 31837.908 | 221 | 225 | 1505 | 3150 | 2.61 | 3.3 | 2.61 | 7.61 | 339.2681 | 1.066% | 6.1465 | 7.9122 | 41.8577 | 255.4429 | 311.3593 | 0.91774
2018-03-27 03:00 | 31359.8624 | 230 | 193 | 1505 | 3150 | 2.61 | 2.11 | 2.1 | 7.61 | 330.2344 | 1.053% | 6.3214 | 4.2883 | 33.2816 | 252.4314 | 296.3228 | 0.89731
2018-03-27 04:00 | 31598.5468 | 299 | 261 | 1505 | 3150 | 6.78 | 4.01 | 2.78 | 7.61 | 361.5001 | 1.144% | 23.1922 | 11.9736 | 47.8655 | 274.2436 | 357.2749 | 0.98831
2018-03-27 05:00 | 33370.0395 | 477 | 405 | 1505 | 3150 | 15 | 35.34 | 2.99 | 12.5 | 419.2625 | 1.256% | 89.8957 | 179.8253 | 56.5376 | 494.7091 | 820.9677 | 1.9581
2018-03-27 06:00 | 36712.9345 | 578 | 318 | 2111 | 2957 | 14.33 | 6.62 | 10 | 14.53 | 438.8309 | 1.195% | 99.0039 | 25.163 | 252.3285 | 513.5646 | 890.0601 | 2.0283
2018-03-27 07:00 | 38070.6178 | 357 | 293 | 2111 | 2957 | 9.4 | 4.84 | 7.4 | 12.95 | 439.9556 | 1.156% | 38.7806 | 16.3882 | 180.5256 | 442.5272 | 678.2217 | 1.5416
2018-03-27 08:00 | 37966.6002 | 362 | 234 | 2111 | 2957 | 9.5 | 2.61 | 7.5 | 13.68 | 462.4102 | 1.218% | 41.8849 | 7.4384 | 192.8303 | 492.678 | 734.8316 | 1.5891
2018-03-27 09:00 | 38817.9915 | 316 | 247 | 2111 | 2957 | 9.32 | 2.61 | 8.7 | 13.02 | 489.5062 | 1.261% | 37.1388 | 8.1295 | 231.5969 | 485.498 | 762.3632 | 1.5574
2018-03-27 10:00 | 39841.2008 | 323 | 264 | 1819 | 2917 | 8.91 | 2.61 | 5.35 | 12.76 | 504.8877 | 1.267% | 36.4706 | 8.7319 | 123.3244 | 471.6822 | 640.209 | 1.268
2018-03-27 11:00 | 40737.2031 | 365 | 220 | 1819 | 2917 | 15 | 2.11 | 6.9 | 17.58 | 518.7677 | 1.273% | 69.7214 | 5.9114 | 159.8319 | 653.0359 | 888.5005 | 1.7127
2018-03-27 12:00 | 41526.957 | 299 | 217 | 1819 | 2917 | 13.18 | 2.11 | 6.25 | 14.18 | 507.7636 | 1.223% | 48.1857 | 5.5985 | 139.0094 | 505.7596 | 698.5532 | 1.3757
2018-03-27 13:00 | 41919.9515 | 295 | 208 | 1819 | 2917 | 15.99 | 2.11 | 6.99 | 23.59 | 498.1412 | 1.188% | 56.0534 | 5.2153 | 151.092 | 817.7039 | 1030.0647 | 2.0678
2018-03-27 14:00 | 41647.719 | 263 | 208 | 1572 | 2917 | 19.78 | 2.11 | 4.25 | 27.76 | 484.3263 | 1.163% | 60.4963 | 5.1038 | 77.6941 | 941.6786 | 1084.9729 | 2.2402
2018-03-27 15:00 | 41423.8151 | 278 | 221 | 1572 | 2917 | 18.27 | 2.11 | 4.25 | 27.33 | 473.0467 | 1.142% | 58.0012 | 5.3251 | 76.2949 | 910.3953 | 1050.0166 | 2.2197
2018-03-27 16:00 | 38592.621 | 282 | 240 | 1572 | 2917 | 10.36 | 2.61 | 4.25 | 20 | 476.3264 | 1.234% | 36.0586 | 7.7313 | 82.4597 | 720.0569 | 846.3065 | 1.7767
2018-03-27 17:00 | 39174.371 | 235 | 244 | 1572 | 2917 | 5.87 | 2.61 | 3.7 | 16.37 | 510.8581 | 1.304% | 17.9889 | 8.3048 | 75.8495 | 622.7064 | 724.8496 | 1.4189
2018-03-27 18:00 | 40338.671 | 307 | 318 | 1387 | 2917 | 6.37 | 4 | 2.15 | 14.4 | 511.7799 | 1.269% | 24.8107 | 16.138 | 37.8335 | 532.9183 | 611.7005 | 1.1952
2018-03-27 19:00 | 39709.461 | 335 | 341 | 1387 | 2917 | 13.58 | 7 | 2.99 | 17.77 | 505.7909 | 1.274% | 57.9458 | 30.4039 | 52.8232 | 660.2386 | 801.4114 | 1.5845
2018-03-27 20:00 | 41286.3749 | 234 | 390 | 1387 | 2917 | 8.29 | 8.11 | 2.99 | 13.71 | 462.4503 | 1.12% | 21.7284 | 35.4278 | 46.4522 | 447.9527 | 551.5611 | 1.1927
2018-03-27 21:00 | 39739.4752 | 221 | 493 | 1387 | 2917 | 8.33 | 10.49 | 1.54 | 13.33 | 394.484 | 0.9927% | 18.2745 | 51.3369 | 21.2033 | 385.9881 | 476.8028 | 1.2087
2018-03-27 22:00 | 37053.0722 | 305 | 527 | 967 | 3150 | 13.29 | 19.95 | 0.99 | 14.29 | 336.0351 | 0.9069% | 36.7608 | 95.3485 | 8.682 | 408.2284 | 549.0198 | 1.6338
2018-03-27 23:00 | 34149.9837 | 291 | 417 | 967 | 3150 | 10 | 8.7 | 0.96 | 13.63 | 281.5885 | 0.8246% | 23.9948 | 29.9144 | 7.6546 | 354.0224 | 415.5862 | 1.4759
2018-03-28 | 32124.715 | 250 | 330 | 967 | 3150 | 2.22 | 5 | 0.95 | 4.81 | 259.9761 | 0.8093% | 4.4915 | 13.353 | 7.4344 | 122.6167 | 147.8956 | 0.56888
2018-03-28 01:00 | 30795.2724 | 222 | 276 | 967 | 3150 | 2.06 | 4.01 | 0.95 | 4.56 | 254.041 | 0.8249% | 3.7726 | 9.1301 | 7.5783 | 118.4937 | 138.9746 | 0.54706
2018-03-28 02:00 | 30000.3094 | 221 | 225 | 1505 | 3150 | 2.1 | 3.11 | 2.1 | 4.8 | 258.1784 | 0.8606% | 3.994 | 6.0219 | 27.1988 | 130.1205 | 167.3353 | 0.64814
2018-03-28 03:00 | 29533.9765 | 230 | 193 | 1505 | 3150 | 2.01 | 2.27 | 2 | 4.31 | 266.9401 | 0.9038% | 4.1785 | 3.9598 | 27.2056 | 122.7099 | 158.0538 | 0.59209
2018-03-28 04:00 | 29850.0187 | 299 | 261 | 1505 | 3150 | 2.96 | 3.5 | 2 | 5.71 | 296.1527 | 0.9921% | 8.7808 | 9.0632 | 29.8633 | 178.4505 | 226.1577 | 0.76365
2018-03-28 05:00 | 31497.4547 | 477 | 405 | 1505 | 3150 | 9 | 10.82 | 2.78 | 8 | 354.9652 | 1.127% | 48.3806 | 49.3847 | 47.1511 | 283.9951 | 428.9115 | 1.2083
2018-03-28 06:00 | 34855.0585 | 578 | 318 | 2111 | 2957 | 14.86 | 8.11 | 8.69 | 15.06 | 390.0528 | 1.119% | 96.1179 | 28.8606 | 205.289 | 498.3493 | 828.6168 | 2.1244
2018-03-28 07:00 | 36562.1885 | 357 | 293 | 2111 | 2957 | 8.99 | 3.5 | 6.99 | 13.39 | 402.7471 | 1.102% | 35.3531 | 11.2963 | 162.542 | 436.1462 | 645.3377 | 1.6023
2018-03-28 08:00 | 36519.347 | 362 | 234 | 2111 | 2957 | 7.61 | 2.61 | 6.99 | 10.94 | 432.5868 | 1.185% | 32.632 | 7.2345 | 174.7896 | 383.1942 | 597.8503 | 1.382
2018-03-28 09:00 | 36982.7998 | 316 | 247 | 2111 | 2957 | 8.35 | 2.61 | 7.73 | 12.64 | 445.4623 | 1.205% | 31.7823 | 7.7651 | 196.5526 | 450.2042 | 686.3043 | 1.5407
2018-03-28 10:00 | 37743.3011 | 323 | 264 | 1819 | 2917 | 7.02 | 2.61 | 5.02 | 12.5 | 447.5768 | 1.186% | 26.8885 | 8.1709 | 108.2839 | 432.3885 | 575.7319 | 1.2863
2018-03-28 11:00 | 38320.4433 | 365 | 220 | 1819 | 2917 | 11.67 | 2.11 | 6.05 | 13.06 | 438.2244 | 1.144% | 48.7113 | 5.3085 | 125.8503 | 435.6579 | 615.528 | 1.4046
2018-03-28 12:00 | 38553.4127 | 299 | 217 | 1819 | 2917 | 9.8 | 2.11 | 6.15 | 14.5 | 434.158 | 1.126% | 32.9976 | 5.1562 | 125.9775 | 476.3097 | 640.4409 | 1.4751
2018-03-28 13:00 | 38744.6793 | 295 | 208 | 1819 | 2917 | 12.1 | 2.61 | 6.99 | 19.15 | 432.2982 | 1.116% | 39.8271 | 6.0572 | 141.8669 | 623.2704 | 811.0217 | 1.8761
2018-03-28 14:00 | 38818.8072 | 263 | 208 | 1572 | 2917 | 11.06 | 3.11 | 2.99 | 20.25 | 435.5088 | 1.122% | 32.6336 | 7.2574 | 52.7325 | 662.6988 | 755.3223 | 1.7343
2018-03-28 15:00 | 38829.414 | 278 | 221 | 1572 | 2917 | 11.41 | 3.5 | 2.99 | 20.59 | 445.4187 | 1.147% | 36.3863 | 8.8729 | 53.9177 | 688.97 | 788.147 | 1.7695
2018-03-28 16:00 | 39005.5302 | 282 | 240 | 1572 | 2917 | 11.78 | 4 | 3.25 | 21 | 461.2167 | 1.182% | 39.2802 | 11.3514 | 60.4108 | 724.3268 | 835.3692 | 1.8112
2018-03-28 17:00 | 38860.9772 | 235 | 244 | 1572 | 2917 | 9.69 | 3.55 | 3.35 | 19.96 | 479.9524 | 1.235% | 28.1239 | 10.698 | 65.0402 | 719.087 | 822.9492 | 1.7146
2018-03-28 18:00 | 38558.7132 | 307 | 318 | 1387 | 2917 | 8.47 | 4.5 | 2 | 17.89 | 491.8907 | 1.276% | 33.1717 | 18.2552 | 35.3877 | 665.7219 | 752.5365 | 1.5299
2018-03-28 19:00 | 38686.6113 | 335 | 341 | 1387 | 2917 | 15 | 6 | 2.37 | 19.95 | 501.4962 | 1.296% | 65.1393 | 26.5224 | 42.612 | 754.3733 | 888.647 | 1.772
2018-03-28 20:00 | 39246.7174 | 234 | 390 | 1387 | 2917 | 8.36 | 10 | 1.25 | 15.23 | 472.8509 | 1.205% | 23.5691 | 46.9878 | 20.8885 | 535.2507 | 626.6962 | 1.3254
2018-03-28 21:00 | 38078.5501 | 221 | 493 | 1387 | 2917 | 5.71 | 10.31 | 1.25 | 12.79 | 416.16 | 1.093% | 13.7914 | 55.5502 | 18.9481 | 407.7434 | 496.0331 | 1.1919
2018-03-28 22:00 | 35581.0315 | 305 | 527 | 967 | 3150 | 8.8 | 15.75 | 0.97 | 9.8 | 344.2945 | 0.9676% | 25.9713 | 80.3161 | 9.0763 | 298.7089 | 414.0727 | 1.2027
2018-03-28 23:00 | 32747.3636 | 291 | 417 | 967 | 3150 | 9 | 6 | 0.95 | 10 | 299.1966 | 0.9137% | 23.9285 | 22.8595 | 8.3933 | 287.8 | 342.9813 | 1.1463
2018-03-29 | 30656.1715 | 250 | 330 | 967 | 3150 | 3.11 | 5.51 | 0.94 | 7.61 | 275.6373 | 0.8991% | 6.9907 | 16.3488 | 8.1729 | 215.5338 | 247.0461 | 0.89627
2018-03-29 01:00 | 29484.9746 | 222 | 276 | 967 | 3150 | 2.61 | 4.39 | 0.94 | 7.45 | 259.4206 | 0.8798% | 5.098 | 10.6605 | 7.9976 | 206.4765 | 230.2325 | 0.88749
2018-03-29 02:00 | 28653.0973 | 221 | 225 | 1505 | 3150 | 2.11 | 4.01 | 1.62 | 7.25 | 243.2438 | 0.8489% | 3.9586 | 7.6594 | 20.6977 | 193.8736 | 226.1894 | 0.92989
2018-03-29 03:00 | 28265.7931 | 230 | 193 | 1505 | 3150 | 2.11 | 3.11 | 1.42 | 7.11 | 255.0223 | 0.9022% | 4.3785 | 5.4155 | 19.2815 | 202.0678 | 231.1433 | 0.90637
2018-03-29 04:00 | 28573.2508 | 299 | 261 | 1505 | 3150 | 3.11 | 5 | 1.62 | 7.25 | 280.7308 | 0.9825% | 9.1361 | 12.8216 | 23.9542 | 224.3773 | 270.2892 | 0.96281
2018-03-29 05:00 | 30263.8418 | 477 | 405 | 1505 | 3150 | 8.17 | 21.15 | 1.42 | 8.11 | 357.211 | 1.18% | 45.9982 | 101.1035 | 25.2247 | 301.5311 | 473.8575 | 1.3265
2018-03-29 06:00 | 33646.7427 | 578 | 318 | 2111 | 2957 | 12.66 | 7.51 | 6.99 | 13.08 | 403.7882 | 1.2% | 87.8157 | 28.6601 | 177.0826 | 464.1621 | 757.7205 | 1.8765
2018-03-29 07:00 | 35453.9401 | 357 | 293 | 2111 | 2957 | 8.07 | 4.01 | 6.55 | 9.63 | 393.8851 | 1.111% | 32.0071 | 13.0532 | 153.6154 | 316.3608 | 515.0365 | 1.3076
2018-03-29 08:00 | 35360.2135 | 362 | 234 | 2111 | 2957 | 7.59 | 2.61 | 6.97 | 8.59 | 398.0535 | 1.126% | 30.9298 | 6.8752 | 165.6333 | 285.9375 | 489.3757 | 1.2294
2018-03-29 09:00 | 35858.8157 | 316 | 247 | 2111 | 2957 | 7.07 | 3.5 | 6.45 | 8.45 | 407.2276 | 1.136% | 25.3716 | 9.8176 | 154.6284 | 283.7588 | 473.5764 | 1.1629
2018-03-29 10:00 | 36537.292 | 323 | 264 | 1819 | 2917 | 6.37 | 4.67 | 4.37 | 9 | 403.4127 | 1.104% | 22.7172 | 13.6124 | 87.7662 | 289.8625 | 413.9583 | 1.0261
2018-03-29 11:00 | 37031.692 | 365 | 220 | 1819 | 2917 | 8.5 | 2.61 | 5 | 10.8 | 409.9659 | 1.107% | 34.3468 | 6.3568 | 100.6878 | 348.7662 | 490.1575 | 1.1956
2018-03-29 12:00 | 37633.5049 | 299 | 217 | 1819 | 2917 | 6.62 | 2.61 | 4.62 | 8.12 | 429.1189 | 1.14% | 22.57 | 6.4581 | 95.8247 | 270.0819 | 394.9347 | 0.92034
2018-03-29 13:00 | 38673.6377 | 295 | 208 | 1819 | 2917 | 7.13 | 2.57 | 5.54 | 9.95 | 451.5268 | 1.168% | 24.5573 | 6.2412 | 117.6552 | 338.866 | 487.3196 | 1.0793
2018-03-29 14:00 | 39707.2529 | 263 | 208 | 1572 | 2917 | 7.41 | 2.57 | 3.18 | 11 | 481.5193 | 1.213% | 23.6329 | 6.4825 | 60.6211 | 389.1105 | 479.847 | 0.99653
2018-03-29 15:00 | 40608.3024 | 278 | 221 | 1572 | 2917 | 13.16 | 2.61 | 6.5 | 16.36 | 516.9551 | 1.273% | 46.5735 | 7.343 | 130.078 | 607.5161 | 791.5105 | 1.5311
2018-03-29 16:00 | 41367.178 | 282 | 240 | 1572 | 2917 | 25.27 | 3.5 | 6.99 | 33.36 | 535.0596 | 1.293% | 92.1723 | 10.8649 | 142.1268 | 1258.6608 | 1503.8248 | 2.8106
2018-03-29 17:00 | 41356.2614 | 235 | 244 | 1572 | 2917 | 14.77 | 4 | 6.01 | 21 | 542.5039 | 1.312% | 45.5313 | 12.803 | 123.9335 | 803.5582 | 985.826 | 1.8172
2018-03-29 18:00 | 40579.0306 | 307 | 318 | 1387 | 2917 | 15 | 8.11 | 2.99 | 21.76 | 530.348 | 1.307% | 60.1851 | 33.706 | 54.201 | 829.573 | 977.665 | 1.8434
2018-03-29 19:00 | 39501.0784 | 335 | 341 | 1387 | 2917 | 14.99 | 8.11 | 2.7 | 18.82 | 529.3643 | 1.34% | 67.2964 | 37.0613 | 50.1864 | 735.7017 | 890.2458 | 1.6817
2018-03-29 20:00 | 39724.5039 | 234 | 390 | 1387 | 2917 | 14.84 | 6 | 2.99 | 22.05 | 503.3796 | 1.267% | 44.0035 | 29.6519 | 52.5515 | 815.0461 | 941.2529 | 1.8699
2018-03-29 21:00 | 38329.2561 | 221 | 493 | 1387 | 2917 | 5.51 | 15 | 1.34 | 10.9 | 445.6593 | 1.163% | 14.1585 | 85.9826 | 21.61 | 369.6881 | 491.4392 | 1.1027
2018-03-29 22:00 | 36124.7369 | 305 | 527 | 967 | 3150 | 7.66 | 15 | 0.96 | 8.66 | 380.357 | 1.053% | 24.5989 | 83.2317 | 9.7743 | 287.2203 | 404.8252 | 1.0643
2018-03-29 23:00 | 33508.3956 | 291 | 417 | 967 | 3150 | 7.01 | 6 | 0.94 | 9.3 | 327.9341 | 0.9787% | 19.9638 | 24.4861 | 8.8958 | 286.6992 | 340.045 | 1.0369
2018-03-30 | 31054.3193 | 250 | 330 | 967 | 3150 | 4.3 | 8.11 | 0.93 | 8.38 | 296.0842 | 0.9534% | 10.2495 | 25.5169 | 8.5744 | 251.6795 | 296.0202 | 0.99978
2018-03-30 01:00 | 29476.4017 | 222 | 276 | 967 | 3150 | 2.52 | 5 | 0.93 | 6.85 | 281.101 | 0.9536% | 5.3351 | 13.1603 | 8.5762 | 205.7733 | 232.845 | 0.82833
2018-03-30 02:00 | 28587.6188 | 221 | 225 | 1505 | 3150 | 2.11 | 4.01 | 1.41 | 6.85 | 272.266 | 0.9524% | 4.4411 | 8.593 | 20.2102 | 205.5023 | 238.7465 | 0.87689
2018-03-30 03:00 | 28189.1676 | 230 | 193 | 1505 | 3150 | 2.61 | 3.5 | 1.37 | 6.85 | 274.4149 | 0.9735% | 5.8438 | 6.5758 | 20.0716 | 210.0518 | 242.5431 | 0.88386
2018-03-30 04:00 | 28299.574 | 299 | 261 | 1505 | 3150 | 4.64 | 5 | 1.44 | 6.85 | 297.8437 | 1.052% | 14.6015 | 13.7347 | 22.8091 | 227.0961 | 278.2413 | 0.93419
2018-03-30 05:00 | 29433.5037 | 477 | 405 | 1505 | 3150 | 10.35 | 27.03 | 1.4 | 10.55 | 339.395 | 1.153% | 56.9275 | 126.2306 | 24.2956 | 383.2009 | 590.6546 | 1.7403
2018-03-30 06:00 | 31344.7875 | 578 | 318 | 2111 | 2957 | 20 | 7.45 | 6.99 | 20.75 | 375.2499 | 1.197% | 138.3927 | 28.3621 | 176.6529 | 734.5557 | 1077.9634 | 2.8727
2018-03-30 07:00 | 32526.2653 | 357 | 293 | 2111 | 2957 | 12.37 | 7.23 | 6.99 | 13.37 | 404.4507 | 1.243% | 54.9123 | 26.3413 | 183.4834 | 491.6026 | 756.3395 | 1.87
2018-03-30 08:00 | 33377.1982 | 362 | 234 | 2111 | 2957 | 9.89 | 2.11 | 6.99 | 10.89 | 424.9686 | 1.273% | 45.5839 | 6.2864 | 187.8765 | 410.0022 | 649.7491 | 1.5289
2018-03-30 09:00 | 34377.6653 | 316 | 247 | 2111 | 2957 | 10.78 | 2.61 | 6.25 | 17.21 | 422.2639 | 1.228% | 41.8421 | 7.9185 | 162.06 | 625.086 | 836.9067 | 1.982
2018-03-30 10:00 | 35076.0521 | 323 | 264 | 1819 | 2917 | 8.16 | 3.5 | 2.99 | 12.18 | 416.3467 | 1.187% | 31.2851 | 10.9677 | 64.5577 | 421.7238 | 528.5343 | 1.2695
2018-03-30 11:00 | 35575.0758 | 365 | 220 | 1819 | 2917 | 8.88 | 2.11 | 3.44 | 10.48 | 419.3686 | 1.179% | 38.2081 | 5.4721 | 73.7635 | 360.3693 | 477.813 | 1.1394
2018-03-30 12:00 | 35879.1611 | 299 | 217 | 1819 | 2917 | 5.65 | 2.11 | 3.65 | 7.77 | 420.9617 | 1.173% | 19.8207 | 5.3721 | 77.8979 | 265.9242 | 369.0149 | 0.8766
2018-03-30 13:00 | 36455.8053 | 295 | 208 | 1819 | 2917 | 7.08 | 1 | 4 | 10.47 | 430.689 | 1.181% | 24.6747 | 2.4573 | 85.9587 | 360.8113 | 473.902 | 1.1003
2018-03-30 14:00 | 37045.3704 | 263 | 208 | 1572 | 2917 | 7.92 | 1.34 | 1.5 | 11 | 445.0739 | 1.201% | 25.0253 | 3.3486 | 28.3297 | 385.5026 | 442.2062 | 0.99356
2018-03-30 15:00 | 37742.6979 | 278 | 221 | 1572 | 2917 | 9.51 | 2.11 | 2.99 | 18.25 | 463.324 | 1.228% | 32.4547 | 5.7244 | 57.7 | 653.5084 | 749.3874 | 1.6174
2018-03-30 16:00 | 38426.9782 | 282 | 240 | 1572 | 2917 | 13.16 | 2.61 | 3.75 | 18.08 | 477.4009 | 1.242% | 46.1054 | 7.7821 | 73.2371 | 655.2121 | 782.3367 | 1.6387
2018-03-30 17:00 | 38726.8821 | 235 | 244 | 1572 | 2917 | 7.57 | 2.61 | 4.57 | 14.26 | 472.1932 | 1.219% | 21.6906 | 7.7649 | 87.5943 | 507.1812 | 624.231 | 1.322
2018-03-30 18:00 | 38100.7721 | 307 | 318 | 1387 | 2917 | 5.78 | 8.61 | 1.5 | 13.89 | 461.8349 | 1.212% | 21.5089 | 33.1882 | 25.2186 | 491.1245 | 571.0402 | 1.2365
2018-03-30 19:00 | 37062.7441 | 335 | 341 | 1387 | 2917 | 8.65 | 8.11 | 2.14 | 12 | 470.4336 | 1.269% | 36.7808 | 35.1023 | 37.6748 | 444.3021 | 553.8601 | 1.1773
2018-03-30 20:00 | 37423.9671 | 234 | 390 | 1387 | 2917 | 4 | 8.61 | 1.5 | 13.73 | 428.3481 | 1.145% | 10.7133 | 38.4339 | 23.813 | 458.4099 | 531.3702 | 1.2405
2018-03-30 21:00 | 36394.6963 | 221 | 493 | 1387 | 2917 | 4 | 17.89 | 0.99 | 12.04 | 396.1832 | 1.089% | 9.623 | 96.0097 | 14.9475 | 382.3146 | 502.8949 | 1.2693
2018-03-30 22:00 | 34667.2435 | 305 | 527 | 967 | 3150 | 8.61 | 30 | 0.95 | 16 | 342.8304 | 0.9889% | 25.9695 | 156.3478 | 9.0847 | 498.4144 | 689.8164 | 2.0121
2018-03-30 23:00 | 32494.3658 | 291 | 417 | 967 | 3150 | 6.18 | 9.55 | 0.93 | 16 | 298.3015 | 0.918% | 16.5093 | 36.5584 | 8.2558 | 462.6771 | 524.0005 | 1.7566
2018-03-31 | 30542.181 | 250 | 330 | 967 | 3150 | 10 | 15 | 0.92 | 18 | 270.9186 | 0.887% | 22.1758 | 43.908 | 7.8914 | 502.9466 | 576.9218 | 2.1295
2018-03-31 01:00 | 29136.8675 | 222 | 276 | 967 | 3150 | 8.61 | 14.46 | 0.92 | 26.85 | 256.6158 | 0.8807% | 16.8344 | 35.1494 | 7.8353 | 744.8956 | 804.7146 | 3.1359
2018-03-31 02:00 | 28295.5405 | 221 | 225 | 1505 | 3150 | 8.61 | 10.51 | 1 | 26.85 | 249.3136 | 0.8811% | 16.7658 | 20.8359 | 13.2606 | 745.2172 | 796.0795 | 3.1931
2018-03-31 03:00 | 27815.6463 | 230 | 193 | 1505 | 3150 | 8.61 | 10.25 | 1 | 18 | 245.8877 | 0.884% | 17.5057 | 17.4875 | 13.3041 | 501.2227 | 549.5199 | 2.2348
2018-03-31 04:00 | 27831.3657 | 299 | 261 | 1505 | 3150 | 10 | 15 | 1.42 | 18 | 254.1068 | 0.913% | 27.2994 | 35.7448 | 19.5122 | 517.684 | 600.2405 | 2.3622
2018-03-31 05:00 | 28289.1459 | 477 | 405 | 1505 | 3150 | 30 | 24.25 | 1.42 | 26.85 | 273.2057 | 0.9658% | 138.2005 | 94.8499 | 20.6393 | 816.817 | 1070.5066 | 3.9183
2018-03-31 06:00 | 29316.456 | 578 | 318 | 2111 | 2957 | 19.75 | 15.14 | 6.99 | 13.75 | 308.0711 | 1.051% | 119.9594 | 50.5932 | 155.0618 | 427.2612 | 752.8757 | 2.4438
2018-03-31 07:00 | 30234.0094 | 357 | 293 | 2111 | 2957 | 8.61 | 10 | 6.31 | 9.31 | 339.905 | 1.124% | 34.5568 | 32.9404 | 149.7543 | 309.5015 | 526.753 | 1.5497
2018-03-31 08:00 | 31764.311 | 362 | 234 | 2111 | 2957 | 7.84 | 4.65 | 6.99 | 9.06 | 373.659 | 1.176% | 33.3857 | 12.7998 | 173.5807 | 315.1487 | 534.915 | 1.4316
2018-03-31 09:00 | 33414.761 | 316 | 247 | 2111 | 2957 | 8.61 | 6.02 | 6.5 | 12.75 | 382.9212 | 1.146% | 31.1789 | 17.0398 | 157.2435 | 432.0486 | 637.5108 | 1.6649
2018-03-31 10:00 | 34523.1959 | 323 | 264 | 1819 | 2917 | 7.6 | 7.27 | 2.99 | 12 | 401.4665 | 1.163% | 28.5466 | 22.3191 | 63.2473 | 407.0578 | 521.1708 | 1.2982
2018-03-31 11:00 | 35240.0299 | 365 | 220 | 1819 | 2917 | 8.78 | 3.5 | 3.47 | 10.62 | 394.7952 | 1.12% | 35.9024 | 8.6263 | 70.7128 | 347.0536 | 462.2951 | 1.171
2018-03-31 12:00 | 35994.2929 | 299 | 217 | 1819 | 2917 | 4 | 2.61 | 3.32 | 9 | 412.4944 | 1.146% | 13.7062 | 6.4906 | 69.2078 | 300.8593 | 390.2638 | 0.94611
2018-03-31 13:00 | 36797.9609 | 295 | 208 | 1819 | 2917 | 3.75 | 2.4 | 3.13 | 7.08 | 441.4239 | 1.2% | 13.2704 | 5.9883 | 68.2982 | 247.7432 | 335.3002 | 0.75959
2018-03-31 14:00 | 37740.385 | 263 | 208 | 1572 | 2917 | 3.42 | 2.11 | 1.5 | 8.94 | 477.747 | 1.266% | 11.3861 | 5.5557 | 29.8494 | 330.1153 | 376.9064 | 0.78892
2018-03-31 15:00 | 38755.6614 | 278 | 221 | 1572 | 2917 | 7.96 | 2.61 | 2.99 | 11.34 | 513.4038 | 1.325% | 29.3145 | 7.6411 | 62.2655 | 438.201 | 537.4221 | 1.0468
2018-03-31 16:00 | 39525.1139 | 282 | 240 | 1572 | 2917 | 16.58 | 3.5 | 2.99 | 20.23 | 535.4769 | 1.355% | 63.3434 | 11.3801 | 63.6783 | 799.4659 | 937.8677 | 1.7515
2018-03-31 17:00 | 39801.9384 | 235 | 244 | 1572 | 2917 | 6.24 | 3.5 | 2.99 | 13.71 | 547.8813 | 1.377% | 20.1853 | 11.7555 | 64.7003 | 550.4985 | 647.1395 | 1.1812
2018-03-31 18:00 | 39172.6751 | 307 | 318 | 1387 | 2917 | 7.89 | 15 | 1.5 | 9.91 | 540.2463 | 1.379% | 33.406 | 65.785 | 28.693 | 398.6747 | 526.5587 | 0.97466
2018-03-31 19:00 | 38208.736 | 335 | 341 | 1387 | 2917 | 6.63 | 4.8 | 1.88 | 6.84 | 545.8788 | 1.429% | 31.7316 | 23.3846 | 37.2536 | 285.0533 | 377.423 | 0.6914
2018-03-31 20:00 | 38629.015 | 234 | 390 | 1387 | 2917 | 5.07 | 9.74 | 1.5 | 7.61 | 523.2404 | 1.355% | 16.0698 | 51.4531 | 28.1809 | 300.6829 | 396.3867 | 0.75756
2018-03-31 21:00 | 37638.2363 | 221 | 493 | 1387 | 2917 | 3.43 | 19.15 | 0.98 | 8.43 | 474.4254 | 1.26% | 9.5549 | 119.002 | 17.1333 | 309.9579 | 455.6481 | 0.96042
2018-03-31 22:00 | 35875.8379 | 305 | 527 | 967 | 3150 | 8.69 | 26.15 | 0.94 | 8.89 | 427.4412 | 1.191% | 31.5787 | 164.1938 | 10.83 | 333.6466 | 540.249 | 1.2639
2018-03-31 23:00 | 33722.7267 | 291 | 417 | 967 | 3150 | 5.31 | 5.23 | 0.92 | 7.11 | 371.9782 | 1.103% | 17.0444 | 24.0565 | 9.8132 | 247.0444 | 297.9585 | 0.80101
2018-04-01 | 31467.9648 | 271 | 442 | 1131 | 3150 | 7.11 | 70 | 0.91 | 7.11 | 333.8161 | 1.061% | 20.4398 | 328.2154 | 10.918 | 237.5848 | 597.158 | 1.7889
2018-04-01 01:00 | 29764.9803 | 219 | 292 | 1131 | 3150 | 3.51 | 10 | 0.91 | 6.85 | 308.1885 | 1.035% | 7.9591 | 30.2339 | 10.6565 | 223.4148 | 272.2642 | 0.88343
2018-04-01 02:00 | 28620.3795 | 230 | 267 | 1529 | 3150 | 3.51 | 9.51 | 1 | 6.85 | 295.1416 | 1.031% | 8.3251 | 26.1847 | 15.7675 | 222.5134 | 272.7907 | 0.92427
2018-04-01 03:00 | 27860.2898 | 263 | 232 | 1529 | 3150 | 3.51 | 8.11 | 1 | 6.85 | 285.0064 | 1.023% | 9.4435 | 19.2477 | 15.6414 | 220.7345 | 265.067 | 0.93004
2018-04-01 04:00 | 27510.0369 | 335 | 209 | 1529 | 3150 | 7.03 | 4.01 | 1.33 | 6.85 | 283.8489 | 1.032% | 24.2994 | 8.6474 | 20.9824 | 222.6369 | 276.5661 | 0.97434
2018-04-01 05:00 | 27595.7451 | 456 | 308 | 1529 | 3150 | 12 | 10 | 1.35 | 7.61 | 304.436 | 1.103% | 60.367 | 33.9785 | 22.7717 | 264.4533 | 381.5706 | 1.2534
2018-04-01 06:00 | 28309.8069 | 575 | 290 | 1977 | 3006 | 11.97 | 10 | 4 | 5.87 | 335.2209 | 1.184% | 81.4997 | 34.3394 | 93.6399 | 208.9398 | 418.4188 | 1.2482
2018-04-01 07:00 | 29038.435 | 287 | 229 | 1977 | 3006 | 4.18 | 3.5 | 4.04 | 4.25 | 381.8592 | 1.315% | 15.7757 | 10.5398 | 105.0311 | 167.9995 | 299.3462 | 0.78392
2018-04-01 08:00 | 30545.3968 | 359 | 202 | 1977 | 3006 | 5.41 | 2.61 | 4.29 | 5.68 | 425.6481 | 1.393% | 27.0643 | 7.3468 | 118.1868 | 237.9262 | 390.5241 | 0.91748
2018-04-01 09:00 | 32481.4612 | 321 | 209 | 1977 | 3006 | 4.43 | 2.61 | 3.81 | 4.96 | 444.2218 | 1.368% | 19.4479 | 7.4602 | 103.0139 | 203.9083 | 333.8304 | 0.75149
2018-04-01 10:00 | 33977.7044 | 373 | 212 | 1469 | 2917 | 5.14 | 2.61 | 2.14 | 5.41 | 459.0098 | 1.351% | 25.9 | 7.4749 | 42.4682 | 213.1874 | 289.0305 | 0.62968
2018-04-01 11:00 | 35143.6419 | 332 | 173 | 1469 | 2917 | 5.29 | 1 | 2.02 | 5.99 | 473.1932 | 1.346% | 23.6475 | 2.3294 | 39.9544 | 235.2638 | 301.1951 | 0.63652
2018-04-01 12:00 | 36043.2854 | 347 | 164 | 1469 | 2917 | 6.74 | 1 | 2.17 | 8.2 | 485.8725 | 1.348% | 31.5273 | 2.2108 | 42.9714 | 322.4395 | 399.149 | 0.82151
2018-04-01 13:00 | 36875.3248 | 336 | 207 | 1469 | 2917 | 9.54 | 2.61 | 2.99 | 11.79 | 505.354 | 1.37% | 43.9286 | 7.4041 | 60.194 | 471.3138 | 582.8404 | 1.1533
2018-04-01 14:00 | 37593.1764 | 282 | 222 | 1468 | 2866 | 10.9 | 3.5 | 1.5 | 15.63 | 528.5298 | 1.406% | 43.2152 | 10.924 | 30.9583 | 629.7898 | 714.8873 | 1.3526
2018-04-01 15:00 | 38192.972 | 290 | 208 | 1468 | 2866 | 13.7 | 2.61 | 2.22 | 15.51 | 537.4145 | 1.407% | 55.9042 | 7.6389 | 45.8569 | 625.4807 | 734.8808 | 1.3674
2018-04-01 16:00 | 38633.1035 | 318 | 267 | 1468 | 2866 | 23.89 | 8.61 | 2.99 | 24.72 | 541.3335 | 1.401% | 106.4507 | 32.2122 | 61.5039 | 992.7273 | 1192.8941 | 2.2036
2018-04-01 17:00 | 38700.7825 | 215 | 300 | 1468 | 2866 | 7.27 | 8.61 | 1.63 | 11.38 | 535.662 | 1.384% | 21.6344 | 35.7516 | 33.1196 | 451.4291 | 541.9346 | 1.0117
2018-04-01 18:00 | 38400.6259 | 229 | 352 | 1410 | 2917 | 5 | 10.32 | 1.5 | 8.44 | 533.5017 | 1.389% | 15.9075 | 50.4684 | 29.3838 | 342.0396 | 437.7994 | 0.82061
2018-04-01 19:00 | 38453.4368 | 361 | 384 | 1410 | 2917 | 5.97 | 19.29 | 1.52 | 6.94 | 551.8045 | 1.435% | 30.9266 | 106.2952 | 30.7548 | 290.4999 | 458.4764 | 0.83087
2018-04-01 20:00 | 39347.1754 | 402 | 387 | 1410 | 2917 | 9.02 | 13.51 | 1 | 9.23 | 523.4156 | 1.33% | 48.2354 | 69.5504 | 18.7565 | 358.1552 | 494.6975 | 0.94513
2018-04-01 21:00 | 38479.0127 | 219 | 499 | 1410 | 2917 | 4.02 | 19.6 | 0.97 | 7.31 | 461.4401 | 1.199% | 10.5575 | 117.2865 | 16.4015 | 255.7086 | 399.954 | 0.86675
2018-04-01 22:00 | 36217.0648 | 236 | 534 | 1131 | 3150 | 7.37 | 20 | 0.93 | 7.89 | 397.0237 | 1.096% | 19.067 | 117.0778 | 11.5305 | 272.4525 | 420.1278 | 1.0582
2018-04-01 23:00 | 33422.1318 | 333 | 509 | 1131 | 3150 | 7.7 | 10.18 | 0.91 | 7.9 | 350.5302 | 1.049% | 26.8922 | 54.3447 | 10.7943 | 260.9931 | 353.0242 | 1.0071
2018-04-02 | 31309.0473 | 271 | 442 | 1131 | 3150 | 10 | 55 | 0.97 | 10.2 | 325.0568 | 1.038% | 28.1358 | 252.3913 | 11.39 | 333.5801 | 625.4972 | 1.9243
2018-04-02 01:00 | 30155.2381 | 219 | 292 | 1131 | 3150 | 8.7 | 9.51 | 0.9 | 10.57 | 312.0654 | 1.035% | 19.7172 | 28.7373 | 10.5339 | 344.5628 | 403.5512 | 1.2932
2018-04-02 02:00 | 29494.2625 | 230 | 267 | 1529 | 3150 | 8.33 | 8.61 | 1.4 | 8.53 | 301.779 | 1.023% | 19.6031 | 23.5216 | 21.9022 | 274.923 | 339.9498 | 1.1265
2018-04-02 03:00 | 29381.0641 | 263 | 232 | 1529 | 3150 | 8.61 | 5.51 | 1.41 | 8.81 | 302.3361 | 1.029% | 23.3014 | 13.1541 | 22.1845 | 285.5676 | 344.2075 | 1.1385
2018-04-02 04:00 | 30078.9448 | 335 | 209 | 1529 | 3150 | 10 | 4.01 | 1.42 | 10.2 | 327.9365 | 1.09% | 36.5235 | 9.1373 | 23.6713 | 350.2982 | 419.6303 | 1.2796
2018-04-02 05:00 | 32135.7557 | 456 | 308 | 1529 | 3150 | 18.85 | 10 | 1.29 | 11.85 | 386.0654 | 1.201% | 103.2639 | 37.0018 | 23.6957 | 448.4369 | 612.3983 | 1.5863
2018-04-02 06:00 | 35640.1579 | 575 | 290 | 1977 | 3006 | 16.52 | 4.01 | 4.62 | 16.2 | 423.7251 | 1.189% | 112.9334 | 13.8257 | 108.5909 | 578.9601 | 814.31 | 1.9218
2018-04-02 07:00 | 37329.095 | 287 | 229 | 1977 | 3006 | 7.98 | 2.11 | 4.39 | 8.98 | 427.0807 | 1.144% | 26.2028 | 5.5282 | 99.2964 | 308.8359 | 439.8633 | 1.0299
2018-04-02 08:00 | 37817.3672 | 359 | 202 | 1977 | 3006 | 7.62 | 1 | 4.62 | 9.06 | 438.2308 | 1.159% | 31.7001 | 2.3408 | 105.8425 | 315.594 | 455.4775 | 1.0394
2018-04-02 09:00 | 38750.0784 | 321 | 209 | 1977 | 3006 | 10.7 | 2.11 | 4.62 | 11.8 | 451.0844 | 1.164% | 39.9829 | 5.1335 | 106.3246 | 412.9108 | 564.3518 | 1.2511
2018-04-02 10:00 | 40030.4163 | 373 | 212 | 1469 | 2917 | 5.64 | 2.29 | 2.03 | 5.97 | 463.0304 | 1.157% | 24.3337 | 5.6155 | 34.4935 | 201.4328 | 265.8755 | 0.57421
2018-04-02 11:00 | 40947.3909 | 332 | 173 | 1469 | 2917 | 5.34 | 1 | 1.92 | 6.15 | 466.6496 | 1.14% | 20.2043 | 1.9716 | 32.1431 | 204.4448 | 258.7638 | 0.55451
2018-04-02 12:00 | 41914.1946 | 347 | 164 | 1469 | 2917 | 5.48 | 1 | 2 | 5.68 | 483.5424 | 1.154% | 21.9373 | 1.892 | 33.8942 | 191.1429 | 248.8664 | 0.51467
2018-04-02 13:00 | 42796.6546 | 336 | 207 | 1469 | 2917 | 6.46 | 2.11 | 1.5 | 7.36 | 501.7447 | 1.172% | 25.4475 | 5.1207 | 25.8337 | 251.7023 | 308.1041 | 0.61407
2018-04-02 14:00 | 43628.012 | 282 | 222 | 1468 | 2866 | 6.91 | 2.61 | 1.5 | 11 | 511.934 | 1.173% | 22.8652 | 6.799 | 25.8384 | 369.9282 | 425.4308 | 0.83103
2018-04-02 15:00 | 43984.8779 | 290 | 208 | 1468 | 2866 | 10.09 | 2.19 | 2.14 | 12.21 | 513.5408 | 1.168% | 34.1634 | 5.3184 | 36.6785 | 408.5672 | 484.7274 | 0.94389
2018-04-02 16:00 | 44341.7438 | 318 | 267 | 1468 | 2866 | 17.88 | 10.03 | 2.21 | 19.45 | 522.5351 | 1.178% | 67.0035 | 31.5584 | 38.2315 | 656.8988 | 793.6921 | 1.5189
2018-04-02 17:00 | 44171.208 | 215 | 300 | 1468 | 2866 | 6 | 9.51 | 1.77 | 14.21 | 531.2462 | 1.203% | 15.5148 | 34.313 | 31.2504 | 489.8091 | 570.8873 | 1.0746
2018-04-02 18:00 | 43292.2692 | 229 | 352 | 1410 | 2917 | 5 | 10.03 | 1.5 | 12.45 | 524.6117 | 1.212% | 13.875 | 42.783 | 25.6294 | 440.0818 | 522.3692 | 0.99573
2018-04-02 19:00 | 42915.7548 | 361 | 384 | 1410 | 2917 | 11.02 | 32 | 1.5 | 14.89 | 524.7476 | 1.223% | 48.6432 | 150.2501 | 25.8609 | 531.086 | 755.8403 | 1.4404
2018-04-02 20:00 | 43462.8138 | 402 | 387 | 1410 | 2917 | 20.67 | 15 | 1.35 | 20.87 | 487.2466 | 1.121% | 93.1531 | 65.0779 | 21.3395 | 682.4799 | 862.0504 | 1.7692
2018-04-02 21:00 | 41972.7894 | 219 | 499 | 1410 | 2917 | 6.23 | 15 | 0.97 | 16.94 | 427.4769 | 1.018% | 13.8956 | 76.2319 | 13.9295 | 503.2626 | 607.3196 | 1.4207
2018-04-02 22:00 | 39174.6481 | 236 | 534 | 1131 | 3150 | 10 | 14.41 | 0.97 | 18 | 361.9129 | 0.9238% | 21.8027 | 71.0893 | 10.1352 | 523.8199 | 626.8471 | 1.732
2018-04-02 23:00 | 35983.9179 | 333 | 509 | 1131 | 3150 | 15.23 | 20 | 0.9 | 20 | 317.9487 | 0.8836% | 44.8118 | 89.949 | 8.994 | 556.6589 | 700.4137 | 2.2029
2018-04-03 | 33675.2861 | 271 | 442 | 1131 | 3150 | 12 | 35 | 0.96 | 17 | 294.2345 | 0.8737% | 28.414 | 135.1676 | 9.4867 | 467.8878 | 640.9561 | 2.1784
2018-04-03 01:00 | 32237.7265 | 219 | 292 | 1131 | 3150 | 8.61 | 10.19 | 0.9 | 17 | 278.9233 | 0.8652% | 16.3143 | 25.7441 | 8.8069 | 463.3187 | 514.184 | 1.8435
2018-04-03 02:00 | 31251.5151 | 230 | 267 | 1529 | 3150 | 9.12 | 8.54 | 1.49 | 17 | 273.6042 | 0.8755% | 18.3643 | 19.9628 | 19.9455 | 468.8255 | 527.0981 | 1.9265
2018-04-03 03:00 | 30849.9806 | 263 | 232 | 1529 | 3150 | 10 | 7.49 | 1.31 | 17 | 270.8898 | 0.8781% | 23.0937 | 15.2583 | 17.588 | 470.2158 | 526.1558 | 1.9423
2018-04-03 04:00 | 31224.7171 | 335 | 209 | 1529 | 3150 | 12 | 5.01 | 1.4 | 17 | 300.7388 | 0.9631% | 38.7184 | 10.085 | 20.617 | 515.7633 | 585.1837 | 1.9458
2018-04-03 05:00 | 33038.6604 | 456 | 308 | 1529 | 3150 | 20 | 8 | 1.58 | 15.85 | 370.7264 | 1.122% | 102.3354 | 27.6485 | 27.1079 | 560.2358 | 717.3276 | 1.9349
2018-04-03 06:00 | 36401.9287 | 575 | 290 | 1977 | 3006 | 18.63 | 10 | 5 | 18.75 | 409.3126 | 1.124% | 120.4513 | 32.6083 | 111.1495 | 633.7544 | 897.9635 | 2.1938
2018-04-03 07:00 | 37673.4804 | 287 | 229 | 1977 | 3006 | 6.33 | 3.5 | 4.81 | 10.72 | 418.1923 | 1.11% | 20.1663 | 8.897 | 105.5582 | 357.7042 | 492.3257 | 1.1773
2018-04-03 08:00 | 37860.2425 | 359 | 202 | 1977 | 3006 | 6.04 | 2.61 | 4.85 | 7.75 | 435.5488 | 1.15% | 24.9451 | 6.0652 | 110.3067 | 268.0057 | 409.3227 | 0.93979
2018-04-03 09:00 | 39091.2288 | 321 | 209 | 1977 | 3006 | 6.6 | 2.61 | 5 | 8.23 | 455.4024 | 1.165% | 24.6811 | 6.3548 | 115.1576 | 288.2072 | 434.4007 | 0.95388
2018-04-03 10:00 | 40336.9788 | 373 | 212 | 1469 | 2917 | 9.8 | 2.61 | 2.16 | 10 | 448.2804 | 1.111% | 40.6239 | 6.1493 | 35.2632 | 324.1774 | 406.2138 | 0.90616
2018-04-03 11:00 | 41698.3056 | 332 | 173 | 1469 | 2917 | 6.03 | 2.11 | 2.1 | 8.19 | 429.5995 | 1.03% | 20.6253 | 3.7607 | 31.7824 | 246.1306 | 302.2991 | 0.70368
2018-04-03 12:00 | 42518.5296 | 347 | 164 | 1469 | 2917 | 5.66 | 2 | 2 | 8.98 | 438.8679 | 1.032% | 20.2722 | 3.3856 | 30.3255 | 270.3761 | 324.3594 | 0.73908
2018-04-03 13:00 | 43426.6507 | 336 | 207 | 1469 | 2917 | 7.12 | 2.61 | 1.87 | 10.79 | 455.6896 | 1.049% | 25.1034 | 5.6692 | 28.8255 | 330.2712 | 389.8692 | 0.85556
2018-04-03 14:00 | 43766.0325 | 282 | 222 | 1468 | 2866 | 8.42 | 3.5 | 2.55 | 13.01 | 470.846 | 1.076% | 25.5448 | 8.3592 | 40.2724 | 401.1393 | 475.3157 | 1.0095
2018-04-03 15:00 | 43849.8496 | 290 | 208 | 1468 | 2866 | 7.17 | 2.61 | 2.99 | 13.39 | 494.624 | 1.128% | 23.4544 | 6.1237 | 49.5113 | 432.8763 | 511.9657 | 1.0351
2018-04-03 16:00 | 44039.0504 | 318 | 267 | 1468 | 2866 | 8.24 | 8.61 | 2.99 | 14.03 | 524.5469 | 1.191% | 31.2105 | 27.3817 | 52.281 | 478.939 | 589.8122 | 1.1244
2018-04-03 17:00 | 43661.4098 | 215 | 300 | 1468 | 2866 | 5.44 | 8.61 | 2 | 10.44 | 532.3918 | 1.219% | 14.2617 | 31.4962 | 35.8005 | 364.8466 | 446.405 | 0.83849
2018-04-03 18:00 | 42800.9274 | 229 | 352 | 1410 | 2917 | 4.63 | 8.61 | 1.5 | 10.41 | 524.8513 | 1.226% | 13.0017 | 37.1646 | 25.9354 | 372.3662 | 448.4679 | 0.85447
2018-04-03 19:00 | 42238.734 | 361 | 384 | 1410 | 2917 | 13.93 | 15 | 2 | 18.93 | 517.7658 | 1.226% | 61.6426 | 70.6065 | 34.5678 | 676.8766 | 843.6935 | 1.6295
2018-04-03 20:00 | 42652.041 | 402 | 387 | 1410 | 2917 | 15.12 | 10 | 1.49 | 17.93 | 476.709 | 1.118% | 67.9347 | 43.2538 | 23.4811 | 584.5616 | 719.2312 | 1.5087
2018-04-03 21:00 | 40878.9895 | 219 | 499 | 1410 | 2917 | 3 | 14.6 | 1 | 10.15 | 408.6757 | 0.9997% | 6.5682 | 72.8337 | 14.0961 | 295.9928 | 389.4907 | 0.95306
2018-04-03 22:00 | 37728.0716 | 236 | 534 | 1131 | 3150 | 5 | 20 | 0.96 | 12 | 340.6784 | 0.903% | 10.6552 | 96.4387 | 9.8042 | 341.3279 | 458.226 | 1.345
2018-04-03 23:00 | 34068.125 | 333 | 509 | 1131 | 3150 | 10 | 24.13 | 0.89 | 12.35 | 299.3466 | 0.8787% | 29.2597 | 107.9198 | 8.8446 | 341.8248 | 487.8489 | 1.6297
2018-04-04 | 31544.7562 | 271 | 442 | 1131 | 3150 | 8.61 | 34.31 | 0.95 | 10.85 | 284.766 | 0.9027% | 21.0636 | 136.9002 | 9.6995 | 308.5327 | 476.196 | 1.6722
2018-04-04 01:00 | 30094.2685 | 219 | 292 | 1131 | 3150 | 4.01 | 10 | 0.9 | 10.85 | 273.8815 | 0.9101% | 7.9922 | 26.5743 | 9.2637 | 311.0421 | 354.8723 | 1.2957
2018-04-04 02:00 | 29186.6326 | 230 | 267 | 1529 | 3150 | 4.01 | 8.61 | 1.45 | 10.85 | 262.1751 | 0.8983% | 8.2848 | 20.6501 | 19.9151 | 307.0066 | 355.8566 | 1.3573
2018-04-04 03:00 | 28853.2374 | 263 | 232 | 1529 | 3150 | 7.8 | 6.73 | 1.42 | 8 | 268.8381 | 0.9317% | 19.1138 | 14.5479 | 20.2298 | 234.7993 | 288.6908 | 1.0738
2018-04-04 04:00 | 29282.3655 | 335 | 209 | 1529 | 3150 | 8.61 | 4.01 | 1.46 | 8.57 | 314.8192 | 1.075% | 31.0101 | 9.0104 | 24.0002 | 290.2328 | 354.2535 | 1.1253
2018-04-04 05:00 | 31441.2828 | 456 | 308 | 1529 | 3150 | 9.15 | 8 | 1.63 | 8 | 385.5171 | 1.226% | 51.1599 | 30.2123 | 30.559 | 308.9896 | 420.9208 | 1.0918
2018-04-04 06:00 | 35325.4179 | 575 | 290 | 1977 | 3006 | 18.68 | 8.11 | 10 | 18.68 | 426.4456 | 1.207% | 129.6645 | 28.3919 | 238.6619 | 677.8634 | 1074.5818 | 2.5199
2018-04-04 07:00 | 36892.9225 | 287 | 229 | 1977 | 3006 | 8.51 | 3.5 | 6.99 | 13.75 | 435.7458 | 1.181% | 28.8471 | 9.4666 | 163.2202 | 488.1821 | 689.716 | 1.5828
2018-04-04 08:00 | 36614.2161 | 359 | 202 | 1977 | 3006 | 7.28 | 2.61 | 6.08 | 10.4 | 442.2569 | 1.208% | 31.5683 | 6.3682 | 145.1895 | 377.6132 | 560.7391 | 1.2679
2018-04-04 09:00 | 36463.5468 | 321 | 209 | 1977 | 3006 | 6.34 | 2.61 | 5.72 | 9.56 | 433.0377 | 1.188% | 24.1691 | 6.4782 | 134.298 | 341.2822 | 506.2275 | 1.169
2018-04-04 10:00 | 36416.9964 | 373 | 212 | 1469 | 2917 | 4.01 | 3.5 | 2.41 | 7.62 | 419.8308 | 1.153% | 17.2434 | 8.5541 | 40.814 | 256.2486 | 322.8601 | 0.76902
2018-04-04 11:00 | 36100.3577 | 332 | 173 | 1469 | 2917 | 4.01 | 2.11 | 2.32 | 8.19 | 409.4303 | 1.134% | 15.0991 | 4.14 | 38.6526 | 270.9498 | 328.8414 | 0.80317
2018-04-04 12:00 | 35760.58 | 347 | 164 | 1469 | 2917 | 4.52 | 2 | 2.16 | 10 | 399.0483 | 1.116% | 17.502 | 3.6601 | 35.4076 | 325.5047 | 382.0745 | 0.95746
2018-04-04 13:00 | 35637.5289 | 336 | 207 | 1469 | 2917 | 3.85 | 2.61 | 2.03 | 7.71 | 396.0245 | 1.111% | 14.3752 | 6.0038 | 33.1385 | 249.9225 | 303.4399 | 0.76622
2018-04-04 14:00 | 35597.6214 | 282 | 222 | 1468 | 2866 | 3.43 | 3.5 | 2.81 | 7.57 | 395.4388 | 1.111% | 10.7449 | 8.6314 | 45.8238 | 241.0074 | 306.2074 | 0.77435
2018-04-04 15:00 | 35646.2812 | 290 | 208 | 1468 | 2866 | 3.61 | 2.61 | 2.99 | 6.88 | 405.3122 | 1.137% | 11.9037 | 6.1728 | 49.9083 | 224.2023 | 292.187 | 0.72089
2018-04-04 16:00 | 36032.2324 | 318 | 267 | 1468 | 2866 | 4.59 | 8.61 | 2.99 | 8.89 | 417.0315 | 1.157% | 16.8934 | 26.6068 | 50.8013 | 294.887 | 389.1885 | 0.93324
2018-04-04 17:00 | 36225.0286 | 215 | 300 | 1468 | 2866 | 3 | 8.61 | 1.79 | 6.03 | 427.7369 | 1.181% | 7.616 | 30.4995 | 31.0275 | 204.0617 | 273.2047 | 0.63872
2018-04-04 18:00 | 36200.3216 | 229 | 352 | 1410 | 2917 | 4.01 | 8.61 | 1.5 | 6.72 | 441.6555 | 1.22% | 11.2034 | 36.9758 | 25.8037 | 239.1536 | 313.1364 | 0.70901
2018-04-04 19:00 | 36334.2288 | 361 | 384 | 1410 | 2917 | 9.64 | 20.34 | 1.5 | 10.04 | 477.222 | 1.313% | 45.7076 | 102.5857 | 27.7789 | 384.6579 | 560.7301 | 1.175
2018-04-04 20:00 | 37635.7187 | 402 | 387 | 1410 | 2917 | 18.31 | 19.41 | 1.64 | 19.62 | 444.7703 | 1.182% | 86.9861 | 88.7712 | 27.3274 | 676.3493 | 879.434 | 1.9773
2018-04-04 21:00 | 36896.2959 | 219 | 499 | 1410 | 2917 | 3 | 28.9 | 1.54 | 9.05 | 392.1847 | 1.063% | 6.9835 | 153.2873 | 23.0806 | 280.6034 | 463.9548 | 1.183
2018-04-04 22:00 | 34565.8551 | 236 | 534 | 1131 | 3150 | 3 | 30 | 0.95 | 22 | 329.6368 | 0.9536% | 6.7518 | 152.7745 | 10.2465 | 660.8785 | 830.6513 | 2.5199
2018-04-04 23:00 | 31945.0115 | 333 | 509 | 1131 | 3150 | 10 | 70 | 0.9 | 22.25 | 283.9706 | 0.8889% | 29.6016 | 316.7278 | 9.0485 | 623.0328 | 978.4107 | 3.4455
2018-04-05 | 30183.6826 | 271 | 442 | 1131 | 3150 | 6.26 | 43.24 | 0.94 | 18 | 266.6417 | 0.8834% | 14.9865 | 168.8355 | 9.3917 | 500.8861 | 694.0999 | 2.6031
2018-04-05 01:00 | 29305.1066 | 219 | 292 | 1131 | 3150 | 2.61 | 12 | 0.9 | 17 | 260.5161 | 0.889% | 5.0813 | 31.1498 | 9.0489 | 476.0479 | 521.3279 | 2.0011
2018-04-05 02:00 | 28808.0338 | 230 | 267 | 1529 | 3150 | 2.61 | 8.68 | 1.44 | 17 | 259.4549 | 0.9006% | 5.4065 | 20.8727 | 19.8298 | 482.2894 | 528.3984 | 2.0366
2018-04-05 03:00 | 28855.43 | 263 | 232 | 1529 | 3150 | 4.01 | 8.65 | 1.27 | 17 | 270.1093 | 0.9361% | 9.8722 | 18.7852 | 18.177 | 501.2696 | 548.104 | 2.0292
2018-04-05 04:00 | 29480.3696 | 335 | 209 | 1529 | 3150 | 10 | 7.19 | 1.44 | 15.85 | 303.1543 | 1.028% | 34.4489 | 15.4528 | 22.6413 | 513.4175 | 585.9604 | 1.9329
2018-04-05 05:00 | 31500.476 | 456 | 308 | 1529 | 3150 | 18.08 | 10 | 1.58 | 17.88 | 372.5021 | 1.183% | 97.4933 | 36.4219 | 28.5678 | 666.0236 | 828.5066 | 2.2242
2018-04-05 06:00 | 35161.623 | 575 | 290 | 1977 | 3006 | 12.26 | 12.95 | 5.38 | 11.86 | 408.052 | 1.161% | 81.8097 | 43.5827 | 123.4342 | 413.7331 | 662.5598 | 1.6237
2018-04-05 07:00 | 36455.8584 | 287 | 229 | 1977 | 3006 | 6.45 | 3.5 | 5 | 8.75 | 400.9867 | 1.1% | 20.3612 | 8.8159 | 108.7275 | 289.3075 | 427.2121 | 1.0654
2018-04-05 08:00 | 36205.65 | 359 | 202 | 1977 | 3006 | 6.02 | 2.61 | 4.42 | 7.75 | 395.4745 | 1.092% | 23.6066 | 5.7588 | 95.4489 | 254.4678 | 379.2821 | 0.95906
2018-04-05 09:00 | 36530.8981 | 321 | 209 | 1977 | 3006 | 6.22 | 2.61 | 4.62 | 7.75 | 387.9749 | 1.062% | 21.205 | 5.7934 | 97.0045 | 247.4195 | 371.4224 | 0.95734
2018-04-05 10:00 | 36957.4378 | 373 | 212 | 1469 | 2917 | 4.56 | 2.61 | 1.5 | 6.86 | 383.5483 | 1.038% | 17.6519 | 5.7424 | 22.8682 | 207.6724 | 253.9349 | 0.66207
2018-04-05 11:00 | 37051.067 | 332 | 173 | 1469 | 2917 | 4.01 | 2.11 | 1.5 | 7.61 | 382.863 | 1.033% | 13.757 | 3.772 | 22.7696 | 229.3843 | 269.683 | 0.70439
2018-04-05 12:00 | 37156.8619 | 347 | 164 | 1469 | 2917 | 4.13 | 1 | 1.5 | 7.16 | 403.0874 | 1.085% | 15.5468 | 1.7791 | 23.9041 | 226.5738 | 267.8038 | 0.66438
2018-04-05 13:00 | 37538.9856 | 336 | 207 | 1469 | 2917 | 5.74 | 2.61 | 1.68 | 10.72 | 424.1443 | 1.13% | 21.7913 | 6.1044 | 27.8845 | 353.3152 | 409.0953 | 0.96452
2018-04-05 14:00 | 37843.3838 | 282 | 222 | 1468 | 2866 | 4.45 | 2.61 | 1.5 | 13.75 | 436.0557 | 1.152% | 14.4598 | 6.6764 | 25.3729 | 454.0784 | 500.5875 | 1.148
2018-04-05 15:00 | 38027.7327 | 290 | 208 | 1468 | 2866 | 6.97 | 2.11 | 1.83 | 16.19 | 446.4386 | 1.174% | 23.7297 | 5.1524 | 31.5383 | 544.7338 | 605.1542 | 1.3555
2018-04-05 16:00 | 38598.1002 | 318 | 267 | 1468 | 2866 | 22.4 | 8.11 | 2.19 | 35 | 459.5861 | 1.191% | 84.8157 | 25.783 | 38.2799 | 1194.3872 | 1343.2658 | 2.9228
2018-04-05 17:00 | 38680.4658 | 215 | 300 | 1468 | 2866 | 6 | 12.96 | 1.92 | 20 | 472.0257 | 1.22% | 15.7421 | 47.4461 | 34.3955 | 699.4878 | 797.0715 | 1.6886
2018-04-05 18:00 | 38574.2968 | 229 | 352 | 1410 | 2917 | 5 | 10.16 | 1.35 | 13.91 | 488.6783 | 1.267% | 14.5054 | 45.3066 | 24.1145 | 514.0302 | 597.9567 | 1.2236
2018-04-05 19:00 | 38754.4661 | 361 | 384 | 1410 | 2917 | 6.56 | 15 | 1.5 | 11.56 | 507.746 | 1.31% | 31.0267 | 75.4653 | 27.7099 | 441.7932 | 575.9951 | 1.1344
2018-04-05 20:00 | 39961.7822 | 402 | 387 | 1410 | 2917 | 8.99 | 18.14 | 1.25 | 13.8 | 484.046 | 1.211% | 43.7751 | 85.0335 | 21.3487 | 487.5928 | 637.7501 | 1.3175
2018-04-05 21:00 | 39030.9512 | 219 | 499 | 1410 | 2917 | 2.73 | 28.9 | 1 | 5.59 | 434.835 | 1.114% | 6.6607 | 160.6622 | 15.7085 | 181.6618 | 364.6933 | 0.83869
2018-04-05 22:00 | 36818.8307 | 236 | 534 | 1131 | 3150 | 3 | 32.3 | 0.94 | 20 | 373.1779 | 1.014% | 7.1759 | 174.8195 | 10.7755 | 638.5377 | 831.3086 | 2.2276
2018-04-05 23:00 | 33968.0345 | 333 | 509 | 1131 | 3150 | 8.11 | 38 | 0.9 | 22 | 332.8275 | 0.9798% | 26.4615 | 189.5179 | 9.9736 | 679.0191 | 904.9721 | 2.719
2018-04-06 | 31973.4554 | 271 | 442 | 1131 | 3150 | 8.08 | 36.6 | 0.93 | 15.85 | 305.0029 | 0.9539% | 20.8879 | 154.3184 | 10.0337 | 476.2711 | 661.511 | 2.1689
2018-04-06 01:00 | 30787.6858 | 219 | 292 | 1131 | 3150 | 3.51 | 10 | 0.9 | 15.85 | 295.5559 | 0.96% | 7.3793 | 28.0314 | 9.7716 | 479.2945 | 524.4769 | 1.7745
2018-04-06 02:00 | 30020.4409 | 230 | 267 | 1529 | 3150 | 3.62 | 9.18 | 1.34 | 15.85 | 290.3379 | 0.9671% | 8.0524 | 23.705 | 19.8152 | 482.8658 | 534.4384 | 1.8407
2018-04-06 03:00 | 29804.7088 | 263 | 232 | 1529 | 3150 | 4.38 | 6.67 | 1.36 | 15.85 | 290.7052 | 0.9754% | 11.2356 | 15.0932 | 20.2822 | 486.9762 | 533.5872 | 1.8355
2018-04-06 04:00 | 30176.9196 | 335 | 209 | 1529 | 3150 | 10 | 4.01 | 1.48 | 15.85 | 317.0148 | 1.051% | 35.1924 | 8.8043 | 23.7724 | 524.4987 | 592.2679 | 1.8683
2018-04-06 05:00 | 31938.6917 | 456 | 308 | 1529 | 3150 | 15.65 | 10 | 1.82 | 15.85 | 373.703 | 1.17% | 83.5004 | 36.038 | 32.5603 | 584.1835 | 736.2822 | 1.9702
2018-04-06 06:00 | 35377.2457 | 575 | 290 | 1977 | 3006 | 12.26 | 8.11 | 4.76 | 10.66 | 415.6156 | 1.175% | 82.8183 | 27.6304 | 110.5558 | 376.4558 | 597.4602 | 1.4375
2018-04-06 07:00 | 36979.7373 | 287 | 229 | 1977 | 3006 | 5.54 | 2.61 | 4.08 | 7.53 | 423.4803 | 1.145% | 18.208 | 6.8446 | 92.3711 | 259.211 | 376.6346 | 0.88938
2018-04-06 08:00 | 37374.7167 | 359 | 202 | 1977 | 3006 | 5 | 2.11 | 4.32 | 6.64 | 440.4343 | 1.178% | 21.1528 | 5.0227 | 100.6453 | 235.2125 | 362.0333 | 0.82199
2018-04-06 09:00 | 38442.8951 | 321 | 209 | 1977 | 3006 | 5.28 | 2.11 | 4.62 | 7.84 | 462.7322 | 1.204% | 20.4011 | 5.3081 | 109.9416 | 283.6734 | 419.3243 | 0.90619
2018-04-06 10:00 | 39717.0986 | 373 | 212 | 1469 | 2917 | 5.22 | 2.61 | 1.5 | 7.21 | 483.0428 | 1.216% | 23.6803 | 6.7295 | 26.7992 | 255.7878 | 312.9968 | 0.64797
2018-04-06 11:00 | 40991.0019 | 332 | 173 | 1469 | 2917 | 4.67 | 2.11 | 1.5 | 8.31 | 517.2117 | 1.262% | 19.563 | 4.6058 | 27.8031 | 305.8562 | 357.8281 | 0.69184
2018-04-06 12:00 | 42074.2854 | 347 | 164 | 1469 | 2917 | 6.69 | 1 | 1.56 | 8.8 | 552.8618 | 1.314% | 30.5039 | 2.155 | 30.1125 | 337.302 | 400.0733 | 0.72364
2018-04-06 13:00 | 43162.1328 | 336 | 207 | 1469 | 2917 | 11.49 | 2.61 | 2.99 | 16.39 | 585.3395 | 1.356% | 52.3557 | 7.3268 | 59.5659 | 648.3661 | 767.6146 | 1.3114
2018-04-06 14:00 | 44044.2451 | 282 | 222 | 1468 | 2866 | 17.81 | 2.61 | 2.99 | 22.2 | 605.5791 | 1.375% | 69.0549 | 7.9666 | 60.3502 | 874.8042 | 1012.176 | 1.6714
2018-04-06 15:00 | 44654.7871 | 290 | 208 | 1468 | 2866 | 18.57 | 2.61 | 2.99 | 23.67 | 612.3247 | 1.371% | 73.8454 | 7.4442 | 60.1882 | 930.2255 | 1071.7033 | 1.7502
2018-04-06 16:00 | 45093.2776 | 318 | 267 | 1468 | 2866 | 27.62 | 6 | 2.99 | 31.39 | 595.2077 | 1.32% | 115.9331 | 21.1456 | 57.9367 | 1187.4743 | 1382.4897 | 2.3227
2018-04-06 17:00 | 44761.8805 | 215 | 300 | 1468 | 2866 | 11.35 | 8.11 | 1.9 | 18.38 | 580.448 | 1.297% | 31.6438 | 31.5498 | 36.1688 | 683.088 | 782.4505 | 1.348
2018-04-06 18:00 | 43606.6881 | 229 | 352 | 1410 | 2917 | 5 | 6 | 1.5 | 11.1 | 570.039 | 1.307% | 14.9678 | 27.6087 | 27.6479 | 423.2635 | 493.4878 | 0.86571
2018-04-06 19:00 | 42521.277 | 361 | 384 | 1410 | 2917 | 6.76 | 15 | 1.63 | 11.76 | 574.0897 | 1.35% | 32.9479 | 77.7671 | 31.0299 | 463.1452 | 604.8901 | 1.0537
2018-04-06 20:00 | 42408.511 | 402 | 387 | 1410 | 2917 | 9.16 | 17.01 | 1.54 | 11.23 | 555.1369 | 1.309% | 48.2024 | 86.1712 | 28.4241 | 428.8084 | 591.6061 | 1.0657
2018-04-06 21:00 | 40939.4277 | 219 | 499 | 1410 | 2917 | 3 | 33.55 | 1.46 | 9.8 | 510.0232 | 1.246% | 8.1849 | 208.5649 | 25.646 | 356.1318 | 598.5276 | 1.1735
2018-04-06 22:00 | 38684.6442 | 236 | 534 | 1131 | 3150 | 3.6 | 32 | 0.93 | 22 | 443.0068 | 1.145% | 9.7294 | 195.6875 | 12.0453 | 793.6062 | 1011.0683 | 2.2823
2018-04-06 23:00 | 35952.2838 | 333 | 509 | 1131 | 3150 | 8.21 | 22 | 0.9 | 22 | 373.7903 | 1.04% | 28.4242 | 116.4239 | 10.5829 | 720.5013 | 875.9324 | 2.3434
2018-04-07 | 33548.0316 | 271 | 442 | 1131 | 3150 | 10.3 | 32 | 0.92 | 18.3 | 318.2899 | 0.9488% | 26.4827 | 134.1924 | 9.872 | 546.912 | 717.4592 | 2.2541
2018-04-07 01:00 | 31976.5193 | 219 | 292 | 1131 | 3150 | 6.5 | 10.49 | 0.9 | 18 | 286.2118 | 0.8951% | 12.7413 | 27.4167 | 9.1109 | 507.5039 | 556.7728 | 1.9453
2018-04-07 02:00 | 30923.8777 | 230 | 267 | 1529 | 3150 | 8.11 | 8.33 | 1.6 | 18 | 267.5001 | 0.865% | 16.1354 | 19.2392 | 21.162 | 490.4707 | 547.0073 | 2.0449
2018-04-07 03:00 | 30361.0307 | 263 | 232 | 1529 | 3150 | 10 | 7.98 | 1.61 | 17.63 | 258.0008 | 0.8498% | 22.3491 | 15.7324 | 20.9189 | 471.9189 | 530.9193 | 2.0578
2018-04-07 04:00 | 30382.2395 | 335 | 209 | 1529 | 3150 | 10 | 5.47 | 1.74 | 18 | 259.5716 | 0.8544% | 28.6208 | 9.7672 | 22.7297 | 484.4182 | 545.536 | 2.1017
2018-04-07 05:00 | 30976.0906 | 456 | 308 | 1529 | 3150 | 21.85 | 10 | 1.95 | 21.48 | 284.3371 | 0.9179% | 91.4583 | 28.2721 | 27.3684 | 621.0859 | 768.1847 | 2.7017
2018-04-07 06:00 | 32325.3177 | 575 | 290 | 1977 | 3006 | 20 | 4.01 | 4.42 | 13.75 | 327.2547 | 1.012% | 116.4236 | 11.773 | 88.4651 | 418.4415 | 635.1031 | 1.9407
2018-04-07 07:00 | 34160.527 | 287 | 229 | 1977 | 3006 | 5.74 | 2.11 | 4.22 | 8.75 | 382.0748 | 1.118% | 18.4254 | 5.4043 | 93.3132 | 294.1852 | 411.3282 | 1.0766
2018-04-07 08:00 | 36116.3072 | 359 | 202 | 1977 | 3006 | 8.33 | 2.61 | 4.23 | 10.16 | 427.8336 | 1.185% | 35.4251 | 6.2454 | 99.0646 | 361.788 | 502.5232 | 1.1746
2018-04-07 09:00 | 38015.3851 | 321 | 209 | 1977 | 3006 | 9.84 | 2.11 | 8.24 | 17.34 | 461.3838 | 1.214% | 38.3357 | 5.3522 | 197.7137 | 632.6173 | 874.0189 | 1.8943
2018-04-07 10:00 | 39357.9905 | 373 | 212 | 1469 | 2917 | 16.01 | 2.11 | 1.69 | 19.9 | 486.1937 | 1.235% | 73.7695 | 5.5258 | 30.668 | 717.0772 | 827.0404 | 1.7011
2018-04-07 11:00 | 39718.2268 | 332 | 173 | 1469 | 2917 | 13.41 | 1 | 1.51 | 21.63 | 504.0762 | 1.269% | 56.5032 | 2.1956 | 28.1517 | 800.7544 | 887.6049 | 1.7609
2018-04-07 12:00 | 39639.2278 | 347 | 164 | 1469 | 2917 | 11.12 | 1 | 1.66 | 15 | 514.8504 | 1.299% | 50.1176 | 2.1301 | 31.6727 | 568.3077 | 652.2282 | 1.2668
2018-04-07 13:00 | 39315.8411 | 336 | 207 | 1469 | 2917 | 8.63 | 2.11 | 1.91 | 13.71 | 516.522 | 1.314% | 38.0953 | 5.7382 | 36.8618 | 525.4061 | 606.1014 | 1.1734
2018-04-07 14:00 | 38646.6784 | 282 | 222 | 1468 | 2866 | 3.61 | 2.11 | 1.56 | 12.31 | 515.972 | 1.335% | 13.5916 | 6.2539 | 30.5749 | 471.0296 | 521.4499 | 1.0106
2018-04-07 15:00 | 38043.0371 | 290 | 208 | 1468 | 2866 | 3.1 | 2.11 | 1.5 | 8.38 | 523.9069 | 1.377% | 12.3805 | 6.044 | 30.3247 | 330.7494 | 379.4986 | 0.72436
2018-04-07 16:00 | 37696.3148 | 318 | 267 | 1468 | 2866 | 4.01 | 3 | 1.5 | 10.31 | 542.8941 | 1.44% | 18.3649 | 11.5358 | 31.7127 | 425.5505 | 487.1639 | 0.89735
2018-04-07 17:00 | 37598.0228 | 215 | 300 | 1468 | 2866 | 4.46 | 4 | 1.76 | 9.69 | 563.5416 | 1.499% | 14.3726 | 17.9863 | 38.7257 | 416.2564 | 487.341 | 0.86478
2018-04-07 18:00 | 37685.7278 | 229 | 352 | 1410 | 2917 | 5 | 6 | 1.5 | 11.53 | 586.6534 | 1.557% | 17.8242 | 32.8775 | 32.9242 | 523.5648 | 607.1906 | 1.035
2018-04-07 19:00 | 38333.0736 | 361 | 384 | 1410 | 2917 | 15.69 | 6 | 1.74 | 18.93 | 613.6559 | 1.601% | 90.6737 | 36.8836 | 39.2753 | 883.9716 | 1050.8043 | 1.7124
2018-04-07 20:00 | 39400.5826 | 402 | 387 | 1410 | 2917 | 30 | 10 | 2.99 | 30.22 | 603.7697 | 1.532% | 184.806 | 59.3034 | 64.6039 | 1350.8265 | 1659.5399 | 2.7486
2018-04-07 21:00 | 38863.3099 | 219 | 499 | 1410 | 2917 | 6.47 | 10 | 1.59 | 16.62 | 568.4343 | 1.463% | 20.7247 | 72.9862 | 32.7912 | 709.1008 | 835.6029 | 1.47
2018-04-07 22:00 | 37545.3408 | 236 | 534 | 1131 | 3150 | 6.15 | 17.37 | 0.97 | 10.53 | 527.4189 | 1.405% | 20.3886 | 130.2989 | 15.4111 | 465.9492 | 632.0477 | 1.1984
2018-04-07 23:00 | 35861.3441 | 333 | 509 | 1131 | 3150 | 8.05 | 12 | 0.9 | 9.17 | 492.4962 | 1.373% | 36.8143 | 83.8833 | 13.9792 | 396.6945 | 531.3712 | 1.0789
2018-04-08 | 34552.3193 | 271 | 442 | 1131 | 3150 | 7 | 20 | 0.91 | 7.2 | 473.0579 | 1.369% | 25.9719 | 121.029 | 14.091 | 310.5133 | 471.6052 | 0.99693
2018-04-08 01:00 | 33647.5032 | 219 | 292 | 1131 | 3150 | 4 | 8.11 | 0.89 | 6.85 | 458.35 | 1.362% | 11.933 | 32.2588 | 13.7119 | 293.9311 | 351.8348 | 0.76761
2018-04-08 02:00 | 33150.774 | 230 | 267 | 1529 | 3150 | 3.51 | 8.11 | 1.52 | 6.85 | 451.9204 | 1.363% | 11.0053 | 29.5189 | 31.6825 | 294.1503 | 366.3571 | 0.81067
2018-04-08 03:00 | 32913.7246 | 263 | 232 | 1529 | 3150 | 4.42 | 4.01 | 1.54 | 8 | 454.1186 | 1.38% | 16.0387 | 12.8358 | 32.4878 | 347.6905 | 409.0529 | 0.90076
2018-04-08 04:00 | 33015.6835 | 335 | 209 | 1529 | 3150 | 7.3 | 4.01 | 1.56 | 7.75 | 464.7811 | 1.408% | 34.4267 | 11.7983 | 33.5784 | 343.6691 | 423.4725 | 0.91112
2018-04-08 05:00 | 33528.8564 | 456 | 308 | 1529 | 3150 | 8.61 | 5.81 | 1.77 | 8.34 | 494.4308 | 1.475% | 57.8968 | 26.3884 | 39.9087 | 387.4033 | 511.5973 | 1.0347
2018-04-08 06:00 | 34563.5133 | 575 | 290 | 1977 | 3006 | 11.26 | 8.61 | 4.03 | 11.05 | 536.3923 | 1.552% | 100.478 | 38.7495 | 123.645 | 515.4849 | 778.3573 | 1.4511
2018-04-08 07:00 | 35548.9791 | 287 | 229 | 1977 | 3006 | 5.52 | 4.01 | 4 | 10.01 | 573.1858 | 1.612% | 25.544 | 14.8064 | 127.5073 | 485.1671 | 653.0247 | 1.1393
2018-04-08 08:00 | 36759.8681 | 359 | 202 | 1977 | 3006 | 8.31 | 3.5 | 3.6 | 12.75 | 567.7376 | 1.544% | 46.0754 | 10.9193 | 109.9216 | 591.9334 | 758.8496 | 1.3366
2018-04-08 09:00 | 37824.7578 | 321 | 209 | 1977 | 3006 | 7.75 | 4.01 | 5.75 | 12.75 | 555.3073 | 1.468% | 36.5228 | 12.304 | 166.8906 | 562.6734 | 778.3908 | 1.4017
2018-04-08 10:00 | 37711.0185 | 373 | 212 | 1469 | 2917 | 6.58 | 4.01 | 1.19 | 7.61 | 520.8725 | 1.381% | 33.8999 | 11.742 | 24.1453 | 306.6085 | 376.3957 | 0.72263
2018-04-08 11:00 | 37044.192 | 332 | 173 | 1469 | 2917 | 4.15 | 2.61 | 1.5 | 7.61 | 483.5544 | 1.305% | 17.985 | 5.894 | 28.7633 | 289.7653 | 342.4076 | 0.70811
2018-04-08 12:00 | 36243.431 | 347 | 164 | 1469 | 2917 | 4.54 | 2.61 | 1.49 | 5.54 | 445.2634 | 1.229% | 19.3541 | 5.2586 | 26.8903 | 198.5336 | 250.0366 | 0.56155
2018-04-08 13:00 | 35307.7464 | 336 | 207 | 1469 | 2917 | 4.8 | 3.5 | 1.5 | 5.8 | 418.4346 | 1.185% | 19.1134 | 8.5861 | 26.1138 | 200.5035 | 254.3169 | 0.60778
2018-04-08 14:00 | 34601.6142 | 282 | 222 | 1468 | 2866 | 4 | 4.01 | 1.5 | 5 | 404.9999 | 1.17% | 13.2028 | 10.4197 | 25.7736 | 167.7277 | 217.1239 | 0.53611
2018-04-08 15:00 | 34018.4843 | 290 | 208 | 1468 | 2866 | 5.75 | 3.5 | 1.5 | 6.78 | 403.9551 | 1.187% | 19.8009 | 8.6447 | 26.1478 | 230.7406 | 285.334 | 0.70635
2018-04-08 16:00 | 33915.6552 | 318 | 267 | 1468 | 2866 | 6.58 | 8.04 | 1.51 | 7.58 | 414.4578 | 1.222% | 25.5701 | 26.233 | 27.0884 | 265.4761 | 344.3676 | 0.83089
2018-04-08 17:00 | 34215.5862 | 215 | 300 | 1468 | 2866 | 6 | 9.74 | 1.79 | 8.08 | 423.9496 | 1.239% | 15.9838 | 36.2052 | 32.5589 | 286.9312 | 371.6791 | 0.87671
2018-04-08 18:00 | 34666.7721 | 229 | 352 | 1410 | 2917 | 5 | 8.61 | 1.39 | 8 | 441.0981 | 1.272% | 14.5689 | 38.5627 | 24.9377 | 296.926 | 374.9953 | 0.85014
2018-04-08 19:00 | 35475.5582 | 361 | 384 | 1410 | 2917 | 17.99 | 21.43 | 2 | 18.06 | 467.9974 | 1.319% | 85.6747 | 108.5595 | 37.2017 | 694.9738 | 926.4097 | 1.9795
2018-04-08 20:00 | 37214.3564 | 402 | 387 | 1410 | 2917 | 26.7 | 15 | 2.99 | 26.9 | 435.1871 | 1.169% | 125.5171 | 67.884 | 49.301 | 917.6017 | 1160.3039 | 2.6662
2018-04-08 21:00 | 36611.2122 | 219 | 499 | 1410 | 2917 | 4.7 | 18.45 | 1 | 8 | 382.6231 | 1.045% | 10.7572 | 96.2175 | 14.7359 | 243.8841 | 365.5947 | 0.9555
2018-04-08 22:00 | 34446.6113 | 236 | 534 | 1131 | 3150 | 4.41 | 15.73 | 0.96 | 8.2 | 336.0258 | 0.9755% | 10.1526 | 81.94 | 10.5916 | 251.971 | 354.6552 | 1.0554
2018-04-08 23:00 | 31963.7413 | 333 | 509 | 1131 | 3150 | 8.59 | 12 | 0.89 | 11.64 | 309.0401 | 0.9668% | 27.6563 | 59.055 | 9.7322 | 354.5037 | 450.9472 | 1.4592
2018-04-09 | 30207.3475 | 271 | 442 | 1131 | 3150 | 5.08 | 20 | 0.9 | 7.87 | 295.2768 | 0.9775% | 13.457 | 86.411 | 9.95 | 242.3271 | 352.1451 | 1.1926
2018-04-09 01:00 | 29246.1432 | 219 | 292 | 1131 | 3150 | 4.01 | 8.61 | 0.9 | 10.85 | 298.1585 | 1.019% | 8.953 | 25.6309 | 10.3773 | 348.4327 | 393.3939 | 1.3194
2018-04-09 02:00 | 28905.6904 | 230 | 267 | 1529 | 3150 | 4.5 | 5.51 | 2 | 8.53 | 303.7926 | 1.051% | 10.8776 | 15.4617 | 32.1389 | 282.3926 | 340.8709 | 1.1221
2018-04-09 03:00 | 29024.9941 | 263 | 232 | 1529 | 3150 | 5.72 | 4.01 | 2 | 8.72 | 315.9943 | 1.089% | 16.3779 | 10.1284 | 33.2924 | 299.0433 | 358.842 | 1.1356
2018-04-09 04:00 | 29892.0808 | 335 | 209 | 1529 | 3150 | 7.99 | 4.01 | 2.99 | 8.36 | 356.7141 | 1.193% | 31.9415 | 10.0013 | 54.556 | 314.2541 | 410.7529 | 1.1515
2018-04-09 05:00 | 32193.5185 | 456 | 308 | 1529 | 3150 | 9.68 | 5.04 | 1.74 | 9.88 | 431.6016 | 1.341% | 59.1772 | 20.8111 | 35.6674 | 417.2363 | 532.8921 | 1.2347
2018-04-09 06:00 | 36025.4283 | 575 | 290 | 1977 | 3006 | 24 | 8.11 | 16.04 | 25 | 466.9332 | 1.296% | 178.8647 | 30.4835 | 411.014 | 974.0351 | 1594.3974 | 3.4146
2018-04-09 07:00 | 37482.2734 | 287 | 229 | 1977 | 3006 | 15.19 | 4 | 13.19 | 19.19 | 466.704 | 1.245% | 54.2819 | 11.4054 | 324.6886 | 718.2565 | 1108.6325 | 2.3755
2018-04-09 08:00 | 37175.5778 | 359 | 202 | 1977 | 3006 | 14.82 | 3.5 | 9.99 | 16.16 | 464.747 | 1.25% | 66.5122 | 8.8385 | 246.9057 | 607.2804 | 929.5368 | 2.0001
2018-04-09 09:00 | 37121.6699 | 321 | 209 | 1977 | 3006 | 15 | 4 | 10.53 | 18.33 | 459.0644 | 1.237% | 59.5446 | 10.3384 | 257.443 | 681.3928 | 1008.7187 | 2.1973
2018-04-09 10:00 | 37071.9257 | 373 | 212 | 1469 | 2917 | 12.11 | 3.96 | 2.93 | 13.67 | 449.8688 | 1.214% | 54.8143 | 10.1876 | 52.2312 | 483.8889 | 601.122 | 1.3362
2018-04-09 11:00 | 36878.1103 | 332 | 173 | 1469 | 2917 | 13.73 | 2.61 | 2.99 | 15 | 438.3758 | 1.189% | 54.1859 | 5.3674 | 52.2121 | 520.1224 | 631.8878 | 1.4414
2018-04-09 12:00 | 36607.2568 | 347 | 164 | 1469 | 2917 | 14.22 | 2.61 | 2.99 | 15.33 | 430.0415 | 1.175% | 57.9659 | 5.0284 | 51.5984 | 525.3174 | 639.91 | 1.488
2018-04-09 13:00 | 36583.0683 | 336 | 207 | 1469 | 2917 | 15.7 | 3.5 | 2.99 | 20.82 | 422.2758 | 1.154% | 60.8913 | 8.3629 | 50.7001 | 701.0245 | 820.9787 | 1.9442
2018-04-09 14:00 | 36417.8704 | 282 | 222 | 1468 | 2866 | 15.76 | 4 | 2.99 | 20.76 | 416.1288 | 1.143% | 50.783 | 10.1467 | 50.1546 | 679.8558 | 790.9401 | 1.9007
2018-04-09 15:00 | 36326.8753 | 290 | 208 | 1468 | 2866 | 15 | 3.5 | 2.99 | 20 | 421.9856 | 1.162% | 50.5311 | 8.4567 | 50.9879 | 665.849 | 775.8246 | 1.8385
2018-04-09 16:00 | 36441.2447 | 318 | 267 | 1468 | 2866 | 19.71 | 5 | 2.99 | 24.58 | 441.564 | 1.212% | 75.9476 | 16.1764 | 53.186 | 853.608 | 998.9181 | 2.2622
2018-04-09 17:00 | 36453.2969 | 215 | 300 | 1468 | 2866 | 8.52 | 5 | 2.36 | 17.35 | 466.9285 | 1.281% | 23.4634 | 19.2134 | 44.3764 | 636.9264 | 723.9796 | 1.5505
2018-04-09 18:00 | 36521.4453 | 229 | 352 | 1410 | 2917 | 5 | 6.25 | 1.52 | 16.11 | 467.067 | 1.279% | 14.6432 | 28.1355 | 27.409 | 600.9844 | 671.1721 | 1.437
2018-04-09 19:00 | 37044.4661 | 361 | 384 | 1410 | 2917 | 9.28 | 21.43 | 1.84 | 13.36 | 463.1874 | 1.25% | 41.8879 | 102.8932 | 32.4392 | 487.2774 | 664.4977 | 1.4346
2018-04-09 20:00 | 37980.4589 | 402 | 387 | 1410 | 2917 | 11.18 | 14.46 | 2.57 | 14.59 | 438.0143 | 1.153% | 51.8318 | 64.5368 | 41.7908 | 490.8172 | 648.9765 | 1.4816
2018-04-09 21:00 | 36779.0058 | 219 | 499 | 1410 | 2917 | 5.59 | 15.51 | 1.42 | 9.77 | 382.588 | 1.04% | 12.7347 | 80.5089 | 20.8276 | 296.4574 | 410.5285 | 1.073
2018-04-09 22:00 | 34188.2965 | 236 | 534 | 1131 | 3150 | 4.01 | 32 | 0.97 | 8.58 | 329.9195 | 0.965% | 9.1324 | 164.9004 | 10.5868 | 260.8125 | 445.4322 | 1.3501
2018-04-09 23:00 | 31600.2921 | 333 | 509 | 1131 | 3150 | 6.3 | 20 | 0.9 | 8.89 | 293.6396 | 0.9292% | 19.4943 | 94.5957 | 9.4586 | 260.2171 | 383.7657 | 1.3069
2018-04-10 | 29863.6593 | 271 | 442 | 1131 | 3150 | 1.39 | 10.03 | 0.9 | 2 | 279.2774 | 0.9352% | 3.5227 | 41.4587 | 9.5191 | 58.916 | 113.4166 | 0.40611
2018-04-10 01:00 | 28921.6619 | 219 | 292 | 1131 | 3150 | 1.39 | 3.5 | 0.9 | 2 | 278.8711 | 0.9642% | 2.9352 | 9.8544 | 9.8149 | 60.7464 | 83.351 | 0.29889
2018-04-10 02:00 | 28462.234 | 230 | 267 | 1529 | 3150 | 1.39 | 2.61 | 1.11 | 2 | 294.6538 | 1.035% | 3.3097 | 7.2143 | 17.5701 | 65.2204 | 93.3145 | 0.31669
2018-04-10 03:00 | 28410.0057 | 263 | 232 | 1529 | 3150 | 1.39 | 2.11 | 1.57 | 2 | 319.3779 | 1.124% | 4.1096 | 5.5031 | 26.9861 | 70.823 | 107.4218 | 0.33635
2018-04-10 04:00 | 29204.4383 | 335 | 209 | 1529 | 3150 | 2 | 0.58 | 1.99 | 2.11 | 367.1848 | 1.257% | 8.4238 | 1.5241 | 38.2557 | 83.5658 | 131.7695 | 0.35886
2018-04-10 05:00 | 31505.957 | 456 | 308 | 1529 | 3150 | 3.51 | 3.5 | 2 | 3.51 | 449.0707 | 1.425% | 22.8136 | 15.3653 | 43.5873 | 157.594 | 239.3602 | 0.53301
2018-04-10 06:00 | 35325.4121 | 575 | 290 | 1977 | 3006 | 18.31 | 6 | 16.31 | 18.45 | 486.4865 | 1.377% | 144.9906 | 23.9625 | 444.0626 | 763.7811 | 1376.7968 | 2.8301
2018-04-10 07:00 | 36590.2249 | 287 | 229 | 1977 | 3006 | 15.45 | 2.61 | 14.64 | 16.45 | 467.4368 | 1.277% | 56.6459 | 7.6354 | 369.7478 | 631.7027 | 1065.7318 | 2.2799
2018-04-10 08:00 | 36152.5299 | 359 | 202 | 1977 | 3006 | 12.8 | 2.61 | 12.18 | 14.13 | 447.2537 | 1.237% | 56.8486 | 6.5224 | 297.8991 | 525.4681 | 886.7382 | 1.9826
2018-04-10 09:00 | 35985.6367 | 321 | 209 | 1977 | 3006 | 11.23 | 2.61 | 11.23 | 12.83 | 433.4731 | 1.205% | 43.4228 | 6.5708 | 267.4357 | 464.5673 | 781.9966 | 1.804
2018-04-10 10:00 | 35981.8737 | 373 | 212 | 1469 | 2917 | 10.29 | 2.61 | 3.13 | 11.29 | 419.8942 | 1.167% | 44.7899 | 6.457 | 53.6565 | 384.3142 | 489.2176 | 1.1651
2018-04-10 11:00 | 35833.5521 | 332 | 173 | 1469 | 2917 | 9 | 1 | 3.16 | 10 | 408.2794 | 1.139% | 34.0446 | 1.9711 | 52.8904 | 332.3564 | 421.2625 | 1.0318
2018-04-10 12:00 | 35859.9199 | 347 | 164 | 1469 | 2917 | 8.27 | 1 | 2.71 | 9.27 | 405.6995 | 1.131% | 32.4661 | 1.8554 | 45.0387 | 305.9224 | 385.2827 | 0.94968
2018-04-10 13:00 | 36119.0931 | 336 | 207 | 1469 | 2917 | 9.5 | 2.61 | 2.75 | 10.5 | 404.1952 | 1.119% | 35.7205 | 6.046 | 45.2073 | 342.7521 | 429.7258 | 1.0632
2018-04-10 14:00 | 36448.9616 | 282 | 222 | 1468 | 2866 | 8.89 | 3.5 | 2.58 | 9.89 | 411.9316 | 1.13% | 28.3329 | 8.7813 | 42.8041 | 320.341 | 400.2593 | 0.97166
2018-04-10 15:00 | 36970.5485 | 290 | 208 | 1468 | 2866 | 10 | 3.5 | 2.55 | 11 | 428.3321 | 1.159% | 33.5987 | 8.4344 | 43.3702 | 365.2529 | 450.6562 | 1.0521
2018-04-10 16:00 | 37735.9088 | 318 | 267 | 1468 | 2866 | 12.18 | 5 | 3.1 | 13.18 | 450.247 | 1.193% | 46.2137 | 15.9286 | 54.298 | 450.7001 | 567.1403 | 1.2596
2018-04-10 17:00 | 38213.6715 | 215 | 300 | 1468 | 2866 | 8.67 | 4.98 | 2.03 | 10.67 | 470.666 | 1.232% | 22.9589 | 18.4011 | 36.7042 | 376.6472 | 454.7115 | 0.9661
2018-04-10 18:00 | 38126.0136 | 229 | 352 | 1410 | 2917 | 5.43 | 8.11 | 1.68 | 8.43 | 477.7718 | 1.253% | 15.5824 | 35.7736 | 29.6843 | 308.1507 | 389.191 | 0.8146
2018-04-10 19:00 | 37781.3961 | 361 | 384 | 1410 | 2917 | 9.47 | 10.98 | 3.45 | 9.67 | 501.4008 | 1.327% | 45.3695 | 55.9552 | 64.5573 | 374.3432 | 540.2252 | 1.0774
2018-04-10 20:00 | 38715.2526 | 402 | 387 | 1410 | 2917 | 8.93 | 4.01 | 2.9 | 9.13 | 471.7933 | 1.219% | 43.7469 | 18.9115 | 49.8295 | 324.5465 | 437.0344 | 0.92633
2018-04-10 21:00 | 37499.8128 | 219 | 499 | 1410 | 2917 | 3.51 | 18.87 | 1.67 | 10.01 | 407.2151 | 1.086% | 8.3473 | 102.2509 | 25.57 | 317.0774 | 453.2456 | 1.113
2018-04-10 22:00 | 34742.0957 | 236 | 534 | 1131 | 3150 | 2 | 25.97 | 0.96 | 8 | 338.7883 | 0.9752% | 4.6027 | 135.2339 | 10.5878 | 245.7383 | 396.1628 | 1.1694
2018-04-10 23:00 | 31804.8307 | 333 | 509 | 1131 | 3150 | 7.74 | 20 | 0.96 | 18 | 290.4386 | 0.9132% | 23.5367 | 92.9628 | 9.9151 | 517.7788 | 644.1934 | 2.218
2018-04-11 | 29837.888 | 271 | 442 | 1131 | 3150 | 8.11 | 15.67 | 0.9 | 17.5 | 269.1736 | 0.9021% | 19.8269 | 62.4821 | 9.1827 | 497.2937 | 588.7853 | 2.1874
2018-04-11 01:00 | 28758.3843 | 219 | 292 | 1131 | 3150 | 4.66 | 8.02 | 0.9 | 17.86 | 263.4227 | 0.916% | 9.348 | 21.4509 | 9.3238 | 515.3244 | 555.4471 | 2.1086
2018-04-11 02:00 | 28263.1316 | 230 | 267 | 1529 | 3150 | 7 | 8 | 2 | 17.5 | 267.625 | 0.9469% | 15.2452 | 20.2259 | 28.9564 | 521.9814 | 586.4088 | 2.1912
2018-04-11 03:00 | 28293.7796 | 263 | 232 | 1529 | 3150 | 7.59 | 8 | 2.59 | 17.5 | 280.8165 | 0.9925% | 19.812 | 18.4208 | 39.3042 | 547.117 | 624.6541 | 2.2244
2018-04-11 04:00 | 28942.2495 | 335 | 209 | 1529 | 3150 | 9.18 | 7.29 | 4.18 | 17.5 | 324.9372 | 1.123% | 34.5267 | 17.1057 | 71.7548 | 618.8933 | 742.2804 | 2.2844
2018-04-11 05:00 | 31196.2747 | 456 | 308 | 1529 | 3150 | 20 | 8.61 | 4.22 | 19.92 | 408.5365 | 1.31% | 119.4326 | 34.7282 | 84.4983 | 821.7278 | 1060.3869 | 2.5956
2018-04-11 06:00 | 34989.2103 | 575 | 290 | 1977 | 3006 | 21.29 | 13.19 | 14.82 | 22.29 | 450.3822 | 1.287% | 157.5762 | 49.2368 | 377.1394 | 862.4742 | 1446.4267 | 3.2116
2018-04-11 07:00 | 36167.8499 | 287 | 229 | 1977 | 3006 | 11.34 | 7.16 | 11.34 | 20 | 431.3902 | 1.193% | 38.8188 | 19.5567 | 267.4036 | 717.0782 | 1042.8574 | 2.4174
2018-04-11 08:00 | 35817.9108 | 359 | 202 | 1977 | 3006 | 10.97 | 4.8 | 10.97 | 20 | 407.0545 | 1.136% | 44.7562 | 11.0191 | 246.4708 | 683.2368 | 985.4829 | 2.421
2018-04-11 09:00 | 35965.1614 | 321 | 209 | 1977 | 3006 | 10 | 5.51 | 10 | 22 | 394.2288 | 1.096% | 35.1861 | 12.623 | 216.7071 | 724.8999 | 989.4161 | 2.5098
2018-04-11 10:00 | 36227.9456 | 373 | 212 | 1469 | 2917 | 8.71 | 4.76 | 3.58 | 15 | 390.8753 | 1.079% | 35.0527 | 10.8877 | 56.7413 | 472.0871 | 574.7689 | 1.4705
2018-04-11 11:00 | 36605.1019 | 332 | 173 | 1469 | 2917 | 7.99 | 3.69 | 3.46 | 14 | 387.4506 | 1.058% | 28.0776 | 6.7569 | 53.7988 | 432.2542 | 520.8874 | 1.3444
2018-04-11 12:00 | 37115.0693 | 347 | 164 | 1469 | 2917 | 8.2 | 3.37 | 3.09 | 15 | 384.9865 | 1.037% | 29.5147 | 5.7328 | 47.0842 | 453.861 | 536.1928 | 1.3928
2018-04-11 13:00 | 37940.9433 | 336 | 207 | 1469 | 2917 | 10.25 | 4.01 | 3.15 | 17 | 395.7051 | 1.043% | 35.9192 | 8.6572 | 48.261 | 517.1886 | 610.0259 | 1.5416
2018-04-11 14:00 | 38857.5986 | 282 | 222 | 1468 | 2866 | 11.93 | 5.94 | 5.27 | 12.93 | 406.8642 | 1.047% | 35.226 | 13.8074 | 81.0047 | 388.0147 | 518.0528 | 1.2733
2018-04-11 15:00 | 39737.3789 | 290 | 208 | 1468 | 2866 | 15.48 | 4.27 | 6.91 | 17.17 | 426.2908 | 1.073% | 48.1588 | 9.5279 | 108.8205 | 527.9019 | 694.4091 | 1.629
2018-04-11 16:00 | 40678.3704 | 318 | 267 | 1468 | 2866 | 22.5 | 22 | 10 | 23.5 | 451.8291 | 1.111% | 79.4731 | 65.2446 | 163.056 | 748.0915 | 1055.8652 | 2.3369
2018-04-11 17:00 | 41133.1784 | 215 | 300 | 1468 | 2866 | 9.55 | 15 | 5.55 | 19.26 | 469.9988 | 1.143% | 23.461 | 51.4182 | 93.0944 | 630.7205 | 798.6942 | 1.6994
2018-04-11 18:00 | 40834.4938 | 229 | 352 | 1410 | 2917 | 7.27 | 16.77 | 4.27 | 27 | 477.1785 | 1.169% | 19.4547 | 68.981 | 70.3559 | 920.3518 | 1079.1434 | 2.2615
2018-04-11 19:00 | 40147.8047 | 361 | 384 | 1410 | 2917 | 15.18 | 14.56 | 3.02 | 15.38 | 495.0667 | 1.233% | 67.5742 | 68.9437 | 52.5083 | 553.2159 | 742.242 | 1.4993
2018-04-11 20:00 | 40799.583 | 402 | 387 | 1410 | 2917 | 16.22 | 29.11 | 2.91 | 16.22 | 474.7957 | 1.164% | 75.8801 | 131.1005 | 47.7489 | 550.6027 | 805.3322 | 1.6962
2018-04-11 21:00 | 39600.2324 | 219 | 499 | 1410 | 2917 | 5.32 | 31.41 | 1.6 | 10.32 | 412.1335 | 1.041% | 12.1254 | 163.1206 | 23.479 | 313.2971 | 512.022 | 1.2424
2018-04-11 22:00 | 36599.6923 | 236 | 534 | 1131 | 3150 | 5 | 25.5 | 0.97 | 23.13 | 341.3506 | 0.9327% | 11.0054 | 127.0003 | 10.2319 | 679.5312 | 827.7688 | 2.425
2018-04-11 23:00 | 33368.1442 | 333 | 509 | 1131 | 3150 | 10 | 21.94 | 0.97 | 22 | 294.7857 | 0.8834% | 29.4184 | 98.6572 | 9.6919 | 612.2201 | 749.9876 | 2.5442
2018-04-12 | 31065.8917 | 271 | 442 | 1131 | 3150 | 8.11 | 20 | 0.9 | 17.5 | 271.0827 | 0.8726% | 19.1782 | 77.1383 | 8.8823 | 481.0238 | 586.2226 | 2.1625
2018-04-12 01:00 | 29723.8608 | 219 | 292 | 1131 | 3150 | 4.13 | 12.2 | 0.9 | 17 | 257.625 | 0.8667% | 7.8393 | 30.8763 | 8.8224 | 464.1328 | 511.6708 | 1.9861
2018-04-12 02:00 | 28951.6972 | 230 | 267 | 1529 | 3150 | 8 | 10.93 | 1.26 | 17 | 251.8974 | 0.8701% | 16.0091 | 25.3911 | 16.7621 | 465.9176 | 524.0799 | 2.0805
2018-04-12 03:00 | 28625.3989 | 263 | 232 | 1529 | 3150 | 8.05 | 7.4 | 2.05 | 17 | 257.4658 | 0.8994% | 19.0423 | 15.4414 | 28.1922 | 481.6454 | 544.3213 | 2.1142
2018-04-12 04:00 | 29119.5617 | 335 | 209 | 1529 | 3150 | 8.61 | 4.01 | 2.61 | 17 | 287.3155 | 0.9867% | 28.4592 | 8.2692 | 39.3752 | 528.3646 | 604.4682 | 2.1038
2018-04-12 05:00 | 31056.394 | 456 | 308 | 1529 | 3150 | 17.64 | 11.56 | 3.41 | 17.5 | 352.7853 | 1.136% | 91.374 | 40.4453 | 59.2272 | 626.1927 | 817.2393 | 2.3165
2018-04-12 06:00 | 34414.5693 | 575 | 290 | 1977 | 3006 | 20.9 | 8.61 | 14.22 | 20.94 | 395.4248 | 1.149% | 138.0816 | 28.6895 | 323.0189 | 723.248 | 1213.038 | 3.0677
2018-04-12 07:00 | 35561.5465 | 287 | 229 | 1977 | 3006 | 8.47 | 4.01 | 8.4 | 13.61 | 405.107 | 1.139% | 27.692 | 10.4609 | 189.1799 | 466.054 | 693.3868 | 1.7116
2018-04-12 08:00 | 35970.137 | 359 | 202 | 1977 | 3006 | 10.58 | 3.84 | 10.69 | 17 | 407.6977 | 1.133% | 43.0503 | 8.7918 | 239.5414 | 579.2074 | 870.5909 | 2.1354
2018-04-12 09:00 | 37182.8928 | 321 | 209 | 1977 | 3006 | 9.61 | 3.5 | 10 | 15 | 408.3454 | 1.098% | 33.8776 | 8.0334 | 217.1156 | 495.1818 | 754.2085 | 1.847
2018-04-12 10:00 | 38239.345 | 373 | 212 | 1469 | 2917 | 8.33 | 3.65 | 2.69 | 11.62 | 412.6676 | 1.079% | 33.5308 | 8.3506 | 42.6446 | 365.7906 | 450.3166 | 1.0912
2018-04-12 11:00 | 39293.5318 | 332 | 173 | 1469 | 2917 | 4 | 2.61 | 1.5 | 10.74 | 430.566 | 1.096% | 14.5518 | 4.9477 | 24.1452 | 343.2886 | 386.9333 | 0.89866
2018-04-12 12:00 | 40431.3496 | 347 | 164 | 1469 | 2917 | 7.83 | 2.11 | 2.18 | 10.5 | 458.6562 | 1.134% | 30.822 | 3.9255 | 36.3285 | 347.452 | 418.5279 | 0.91251
2018-04-12 13:00 | 41978.8955 | 336 | 207 | 1469 | 2917 | 7.14 | 2.61 | 2.54 | 10.06 | 491.6611 | 1.171% | 28.0978 | 6.3277 | 43.7009 | 343.6918 | 421.8182 | 0.85795
2018-04-12 14:00 | 43404.6565 | 282 | 222 | 1468 | 2866 | 8.03 | 2.61 | 4.31 | 11 | 521.0423 | 1.2% | 27.1832 | 6.9555 | 75.9521 | 378.4474 | 488.5383 | 0.93762
2018-04-12 15:00 | 44830.4176 | 290 | 208 | 1468 | 2866 | 13.86 | 2.61 | 6.99 | 15.58 | 553.1085 | 1.234% | 49.5905 | 6.6979 | 126.6021 | 550.9107 | 733.8012 | 1.3267
2018-04-12 16:00 | 46032.1972 | 318 | 267 | 1468 | 2866 | 18.21 | 3.5 | 9.59 | 19.22 | 581.2433 | 1.263% | 73.1195 | 11.7998 | 177.7628 | 695.546 | 958.2282 | 1.6486
2018-04-12 17:00 | 46261.5527 | 215 | 300 | 1468 | 2866 | 9.39 | 15 | 6.18 | 20 | 608.3002 | 1.315% | 26.5462 | 59.1712 | 119.2923 | 753.7094 | 958.719 | 1.5761
2018-04-12 18:00 | 45317.7613 | 229 | 352 | 1410 | 2917 | 5.34 | 8.11 | 3.34 | 16.99 | 592.4549 | 1.307% | 15.9869 | 37.3208 | 61.5676 | 647.913 | 762.7883 | 1.2875
2018-04-12 19:00 | 44483.9827 | 361 | 384 | 1410 | 2917 | 14.92 | 14.29 | 3.35 | 15.12 | 593.0925 | 1.333% | 71.8116 | 73.1614 | 62.9771 | 588.0402 | 795.9903 | 1.3421
2018-04-12 20:00 | 44954.2854 | 402 | 387 | 1410 | 2917 | 17.61 | 15 | 3.18 | 17.81 | 562.1743 | 1.251% | 88.5289 | 72.5942 | 56.072 | 649.6811 | 866.8762 | 1.542
2018-04-12 21:00 | 43549.2057 | 219 | 499 | 1410 | 2917 | 5 | 28.16 | 1.62 | 14.27 | 499.1677 | 1.146% | 12.5511 | 161.0643 | 26.1819 | 477.1189 | 676.9161 | 1.3561
2018-04-12 22:00 | 40594.1419 | 236 | 534 | 1131 | 3150 | 5.3 | 29.77 | 0.96 | 22.47 | 432.7178 | 1.066% | 13.333 | 169.4578 | 11.5738 | 754.4927 | 948.8573 | 2.1928
2018-04-12 23:00 | 37329.9528 | 333 | 509 | 1131 | 3150 | 12 | 22 | 0.96 | 24 | 378.1639 | 1.013% | 40.4807 | 113.4392 | 10.9991 | 765.8512 | 930.7701 | 2.4613
2018-04-13 | 34760.3229 | 271 | 442 | 1131 | 3150 | 8.61 | 23.85 | 0.9 | 16.5 | 342.7551 | 0.9861% | 23.0077 | 103.9467 | 10.037 | 512.5009 | 649.4923 | 1.8949
2018-04-13 01:00 | 33214.9135 | 219 | 292 | 1131 | 3150 | 8 | 10 | 0.9 | 17 | 325.2297 | 0.9792% | 17.155 | 28.5917 | 9.9669 | 524.3443 | 580.058 | 1.7835
2018-04-13 02:00 | 32342.3157 | 230 | 267 | 1529 | 3150 | 8 | 8.26 | 1.63 | 17 | 317.1718 | 0.9807% | 18.0444 | 21.6279 | 24.441 | 525.1495 | 589.2627 | 1.8579
2018-04-13 03:00 | 31932.2024 | 263 | 232 | 1529 | 3150 | 8.11 | 6.72 | 2 | 17 | 324.8354 | 1.017% | 21.6976 | 15.8596 | 31.108 | 544.7459 | 613.411 | 1.8884
2018-04-13 04:00 | 32227.6412 | 335 | 209 | 1529 | 3150 | 8.97 | 4.01 | 2.97 | 17 | 345.4951 | 1.072% | 32.2144 | 8.9847 | 48.683 | 574.0806 | 663.9627 | 1.9218
2018-04-13 05:00 | 34072.4648 | 456 | 308 | 1529 | 3150 | 17.58 | 10.53 | 3.92 | 17.15 | 413.5726 | 1.214% | 97.3043 | 39.3665 | 72.7515 | 655.7267 | 865.149 | 2.0919
2018-04-13 06:00 | 37372.6943 | 575 | 290 | 1977 | 3006 | 21.75 | 12.35 | 16.82 | 22 | 453.1696 | 1.213% | 151.6469 | 43.4281 | 403.2171 | 801.8959 | 1400.1881 | 3.0898
2018-04-13 07:00 | 38681.4654 | 287 | 229 | 1977 | 3006 | 9.07 | 8.01 | 11.33 | 19 | 455.079 | 1.176% | 30.6248 | 21.58 | 263.5242 | 671.9338 | 987.6628 | 2.1703
2018-04-13 08:00 | 39208.9576 | 359 | 202 | 1977 | 3006 | 11.18 | 8.11 | 11.92 | 17.27 | 464.9161 | 1.186% | 47.5911 | 19.425 | 279.4295 | 615.5603 | 962.0059 | 2.0692
2018-04-13 09:00 | 40186.1461 | 321 | 209 | 1977 | 3006 | 10.21 | 8.11 | 11.41 | 17 | 470.0631 | 1.17% | 38.3363 | 19.8265 | 263.8591 | 597.7474 | 919.7694 | 1.9567
2018-04-13 10:00 | 41306.7324 | 373 | 212 | 1469 | 2917 | 8.93 | 7.54 | 1.8 | 14 | 469.8571 | 1.137% | 37.8883 | 18.1824 | 30.0773 | 464.5254 | 550.6735 | 1.172
2018-04-13 11:00 | 42396.0455 | 332 | 173 | 1469 | 2917 | 6.92 | 4.01 | 1.48 | 13 | 475.1335 | 1.121% | 25.7475 | 7.7746 | 24.3654 | 424.9816 | 482.8691 | 1.0163
2018-04-13 12:00 | 42954.8372 | 347 | 164 | 1469 | 2917 | 8.43 | 3.5 | 2.16 | 10.7 | 499.2421 | 1.162% | 33.9982 | 6.6713 | 36.8786 | 362.76 | 440.3081 | 0.88195
2018-04-13 13:00 | 44277.2467 | 336 | 207 | 1469 | 2917 | 7.76 | 3.5 | 4.64 | 10.5 | 530.9245 | 1.199% | 31.2646 | 8.6874 | 81.732 | 367.2636 | 488.9476 | 0.92094
2018-04-13 14:00 | 45565.0693 | 282 | 222 | 1468 | 2866 | 11.72 | 3.5 | 6.36 | 14.53 | 571.6339 | 1.255% | 41.4632 | 9.7478 | 117.1303 | 522.4295 | 690.7708 | 1.2084
2018-04-13 15:00 | 46446.0859 | 290 | 208 | 1468 | 2866 | 17.58 | 3.5 | 7.5 | 20.41 | 618.4925 | 1.332% | 67.8894 | 9.6943 | 146.6131 | 778.941 | 1003.1378 | 1.6219
2018-04-13 16:00 | 46982.1559 | 318 | 267 | 1468 | 2866 | 22.6 | 3.5 | 10.11 | 26.12 | 652.3617 | 1.389% | 99.7909 | 12.9758 | 206.0785 | 1039.4531 | 1358.2983 | 2.0821
2018-04-13 17:00 | 46471.7213 | 215 | 300 | 1468 | 2866 | 11.5 | 8.11 | 7.5 | 19 | 658.2885 | 1.417% | 35.0238 | 34.4643 | 155.9606 | 771.3603 | 996.809 | 1.5142
2018-04-13 18:00 | 45364.8362 | 229 | 352 | 1410 | 2917 | 6.91 | 8.11 | 4.91 | 18.3 | 630.2663 | 1.389% | 21.9846 | 39.6614 | 96.1846 | 741.6385 | 899.4691 | 1.4271
2018-04-13 19:00 | 44489.4163 | 361 | 384 | 1410 | 2917 | 14.53 | 8.61 | 6.99 | 14.73 | 623.7257 | 1.402% | 73.5377 | 46.3523 | 138.1762 | 602.3878 | 860.4539 | 1.3795
2018-04-13 20:00 | 44344.2318 | 402 | 387 | 1410 | 2917 | 17.57 | 10.64 | 6.99 | 17.77 | 596.5129 | 1.345% | 95.0125 | 55.3905 | 132.5803 | 697.279 | 980.2622 | 1.6433
2018-04-13 21:00 | 43036.2093 | 219 | 499 | 1410 | 2917 | 5.96 | 32 | 5 | 11.5 | 519.5658 | 1.207% | 15.7578 | 192.7778 | 85.113 | 404.9868 | 698.6354 | 1.3447
2018-04-13 22:00 | 40375.0631 | 236 | 534 | 1131 | 3150 | 4 | 32 | 0.97 | 20 | 427.7222 | 1.059% | 10.0005 | 181.0255 | 11.6221 | 667.4045 | 870.0525 | 2.0342
2018-04-13 23:00 | 37165.4515 | 333 | 509 | 1131 | 3150 | 7.25 | 22 | 0.97 | 18 | 359.844 | 0.9682% | 23.3753 | 108.4215 | 10.6221 | 548.9818 | 691.4006 | 1.9214
2018-04-14 | 33940.164 | 271 | 442 | 1131 | 3150 | 8.61 | 20 | 0.89 | 18.59 | 311.7351 | 0.9185% | 21.4311 | 81.194 | 9.2454 | 537.8506 | 649.7211 | 2.0842
2018-04-14 01:00 | 31727.318 | 219 | 292 | 1131 | 3150 | 6 | 10 | 0.89 | 18 | 289.5584 | 0.9126% | 11.9922 | 26.6493 | 9.1866 | 517.4708 | 565.2989 | 1.9523
2018-04-14 02:00 | 29909.2456 | 230 | 267 | 1529 | 3150 | 6 | 10 | 1.78 | 17 | 278.5587 | 0.9313% | 12.8526 | 24.8669 | 25.3477 | 498.736 | 561.8032 | 2.0168
2018-04-14 03:00 | 28789.1757 | 263 | 232 | 1529 | 3150 | 6 | 8.61 | 1.96 | 17 | 270.9986 | 0.9413% | 14.854 | 18.8031 | 28.2099 | 504.0774 | 565.9444 | 2.0884
2018-04-14 04:00 | 28389.5819 | 335 | 209 | 1529 | 3150 | 9.03 | 8.11 | 2.96 | 17 | 285.4113 | 1.005% | 30.412 | 17.0404 | 45.5 | 538.3585 | 631.3109 | 2.2119
2018-04-14 05:00 | 28767.4226 | 456 | 308 | 1529 | 3150 | 20 | 13.28 | 3.44 | 17 | 307.8195 | 1.07% | 97.5865 | 43.7667 | 56.2809 | 573 | 770.6341 | 2.5035
2018-04-14 06:00 | 29809.1175 | 575 | 290 | 1977 | 3006 | 25 | 20 | 14.19 | 25 | 343.5066 | 1.152% | 165.6509 | 66.8365 | 323.2772 | 865.9941 | 1421.7587 | 4.139
2018-04-14 07:00 | 30847.2703 | 287 | 229 | 1977 | 3006 | 10 | 10.4 | 9.04 | 19 | 383.6407 | 1.244% | 35.6936 | 29.6194 | 222.2711 | 710.3142 | 997.8982 | 2.6011
2018-04-14 08:00 | 32420.2708 | 359 | 202 | 1977 | 3006 | 10.04 | 8.61 | 9.42 | 19 | 398.9782 | 1.231% | 44.3568 | 21.4036 | 229.1871 | 702.8702 | 997.8177 | 2.5009
2018-04-14 09:00 | 34053.4772 | 321 | 209 | 1977 | 3006 | 9.61 | 8.61 | 8.99 | 15 | 402.2757 | 1.181% | 36.441 | 21.2575 | 209.9562 | 532.6508 | 800.3055 | 1.9894
2018-04-14 10:00 | 34912.0572 | 373 | 212 | 1469 | 2917 | 13 | 8.61 | 1.79 | 14 | 402.5924 | 1.153% | 55.9168 | 21.0489 | 30.3225 | 470.9281 | 578.2162 | 1.4362
2018-04-14 11:00 | 35075.9144 | 332 | 173 | 1469 | 2917 | 8.61 | 4.01 | 1.62 | 13 | 394.0739 | 1.123% | 32.1151 | 7.794 | 26.7366 | 426.0381 | 492.6838 | 1.2502
2018-04-14 12:00 | 34754.7337 | 347 | 164 | 1469 | 2917 | 5.09 | 4.01 | 2.02 | 10.5 | 382.1478 | 1.1% | 19.4207 | 7.2311 | 32.628 | 336.7775 | 396.0573 | 1.0364
2018-04-14 13:00 | 34319.6582 | 336 | 207 | 1469 | 2917 | 5.48 | 8.61 | 3.48 | 10.5 | 370.2535 | 1.079% | 19.8644 | 19.2278 | 55.1515 | 330.4319 | 424.6756 | 1.147
2018-04-14 14:00 | 33910.484 | 282 | 222 | 1468 | 2866 | 4.8 | 8.61 | 4.18 | 11 | 370.5593 | 1.093% | 14.7916 | 20.8872 | 67.0542 | 344.5027 | 447.2356 | 1.2069
2018-04-14 15:00 | 33723.4743 | 290 | 208 | 1468 | 2866 | 4.43 | 8.61 | 2.99 | 11 | 374.3818 | 1.11% | 14.2621 | 19.8815 | 48.7281 | 349.9865 | 432.8583 | 1.1562
2018-04-14 16:00 | 33728.7975 | 318 | 267 | 1468 | 2866 | 7.86 | 17.6 | 6.26 | 11 | 380.8025 | 1.129% | 28.2195 | 53.0546 | 103.7527 | 355.9326 | 540.9593 | 1.4206
2018-04-14 17:00 | 33806.7343 | 215 | 300 | 1468 | 2866 | 6.8 | 17.06 | 3.8 | 13.02 | 388.3412 | 1.149% | 16.7941 | 58.791 | 64.0796 | 428.6447 | 568.3094 | 1.4634
2018-04-14 18:00 | 33765.6591 | 229 | 352 | 1410 | 2917 | 6 | 20.33 | 3 | 15.3 | 394.441 | 1.168% | 16.0507 | 83.5963 | 49.4137 | 521.3564 | 670.417 | 1.6997
2018-04-14 19:00 | 33866.0865 | 361 | 384 | 1410 | 2917 | 11.8 | 19.49 | 4.66 | 12 | 426.0196 | 1.258% | 53.5863 | 94.1473 | 82.6551 | 440.3341 | 670.7227 | 1.5744
2018-04-14 20:00 | 34980.664 | 402 | 387 | 1410 | 2917 | 19.83 | 12.89 | 4.2 | 20.03 | 430.2281 | 1.23% | 98.0436 | 61.3528 | 72.8348 | 718.6014 | 950.8327 | 2.2101
2018-04-14 21:00 | 34496.6458 | 219 | 499 | 1410 | 2917 | 12.65 | 25 | 3.66 | 17.65 | 397.1527 | 1.151% | 31.8945 | 143.6221 | 59.4129 | 592.7367 | 827.6661 | 2.084
2018-04-14 22:00 | 33240.8816 | 236 | 534 | 1131 | 3150 | 11.56 | 20 | 0.96 | 20 | 358.3927 | 1.078% | 29.4142 | 115.1484 | 11.7063 | 679.2461 | 835.515 | 2.3313
2018-04-14 23:00 | 31642.3792 | 333 | 509 | 1131 | 3150 | 12.36 | 20 | 0.96 | 18.12 | 327.1857 | 1.034% | 42.5586 | 105.2623 | 11.2269 | 590.1928 | 749.2406 | 2.29
2018-04-15 | 30299.7733 | 271 | 442 | 1131 | 3150 | 6 | 20 | 0.88 | 10.94 | 309.6673 | 1.022% | 16.6179 | 90.3459 | 10.1719 | 352.1955 | 469.3312 | 1.5156
2018-04-15 01:00 | 29532.2334 | 219 | 292 | 1131 | 3150 | 3.6 | 8.6 | 0.88 | 8.5 | 303.5764 | 1.028% | 8.1044 | 25.8139 | 10.231 | 275.2334 | 319.3826 | 1.0521
2018-04-15 02:00 | 29156.7006 | 230 | 267 | 1529 | 3150 | 3.49 | 8.11 | 1.83 | 8.49 | 309.2912 | 1.061% | 8.515 | 22.97 | 29.6816 | 283.6922 | 344.8588 | 1.115
2018-04-15 03:00 | 29102.1668 | 263 | 232 | 1529 | 3150 | 5 | 3.5 | 1.86 | 8.04 | 316.4347 | 1.087% | 14.2983 | 8.8291 | 30.9228 | 275.3756 | 329.4258 | 1.0411
2018-04-15 04:00 | 29437.6984 | 335 | 209 | 1529 | 3150 | 6.89 | 3.11 | 2.85 | 8.11 | 335.3244 | 1.139% | 26.2921 | 7.404 | 49.6379 | 290.9998 | 374.3339 | 1.1163
2018-04-15 05:00 | 30169.9508 | 456 | 308 | 1529 | 3150 | 9.82 | 8 | 2.55 | 9.82 | 372.1663 | 1.234% | 55.2381 | 30.3951 | 48.0961 | 381.579 | 515.3084 | 1.3846
2018-04-15 06:00 | 31435.81 | 575 | 290 | 1977 | 3006 | 10.72 | 13.7 | 8.72 | 10.72 | 423.9223 | 1.349% | 83.1236 | 53.5772 | 232.4796 | 434.5557 | 803.7361 | 1.896
2018-04-15 07:00 | 32569.1305 | 287 | 229 | 1977 | 3006 | 8.03 | 4.04 | 6.51 | 9.44 | 461.8483 | 1.418% | 32.6806 | 13.1193 | 182.5076 | 402.3965 | 630.7039 | 1.3656
2018-04-15 08:00 | 34054.8463 | 359 | 202 | 1977 | 3006 | 10.03 | 3.5 | 8.03 | 15.38 | 465.5177 | 1.367% | 49.2213 | 9.6644 | 217.0099 | 631.9789 | 907.8745 | 1.9502
2018-04-15 09:00 | 34875.1533 | 321 | 209 | 1977 | 3006 | 10.36 | 4.19 | 7.05 | 15 | 456.0899 | 1.308% | 43.491 | 11.4524 | 182.2763 | 589.6775 | 826.8971 | 1.813
2018-04-15 10:00 | 34944.6735 | 373 | 212 | 1469 | 2917 | 10.31 | 4 | 1.71 | 12.72 | 437.2084 | 1.251% | 48.1144 | 10.6097 | 31.4286 | 464.2277 | 554.3805 | 1.268
2018-04-15 11:00 | 34659.8226 | 332 | 173 | 1469 | 2917 | 4.25 | 3.5 | 1.5 | 8.51 | 424.1509 | 1.224% | 17.2672 | 7.4098 | 26.9654 | 303.7806 | 355.423 | 0.83796
2018-04-15 12:00 | 34273.5624 | 347 | 164 | 1469 | 2917 | 4.17 | 3.11 | 1.52 | 6.62 | 415.4382 | 1.212% | 17.5393 | 6.1823 | 27.0653 | 234.0677 | 284.8547 | 0.68567
2018-04-15 13:00 | 34020.4889 | 336 | 207 | 1469 | 2917 | 4.03 | 8.11 | 2.03 | 6.38 | 413.0656 | 1.214% | 16.4408 | 20.3831 | 36.2073 | 225.9621 | 298.9933 | 0.72384
2018-04-15 14:00 | 33780.6845 | 282 | 222 | 1468 | 2866 | 3.1 | 6 | 1.9 | 4.1 | 420.1891 | 1.244% | 10.8739 | 16.5684 | 34.6941 | 146.1627 | 208.2991 | 0.49573
2018-04-15 15:00 | 33798.816 | 290 | 208 | 1468 | 2866 | 3.38 | 8.11 | 2 | 4.38 | 436.9685 | 1.293% | 12.6725 | 21.8089 | 37.9581 | 162.2927 | 234.7322 | 0.53718
2018-04-15 16:00 | 34215.597 | 318 | 267 | 1468 | 2866 | 4.99 | 11.03 | 2.99 | 6.5 | 463.4631 | 1.355% | 21.4941 | 39.8913 | 59.455 | 252.3368 | 373.1772 | 0.80519
2018-04-15 17:00 | 34792.9977 | 215 | 300 | 1468 | 2866 | 6 | 20 | 2.07 | 8.36 | 484.2221 | 1.392% | 17.9532 | 83.5034 | 42.2911 | 333.4534 | 477.2011 | 0.9855
2018-04-15 18:00 | 35089.0016 | 229 | 352 | 1410 | 2917 | 5 | 21.5 | 1.84 | 9.18 | 492.525 | 1.404% | 16.0717 | 106.2279 | 36.4162 | 375.8689 | 534.5847 | 1.0854
2018-04-15 19:00 | 35116.3225 | 361 | 384 | 1410 | 2917 | 15.12 | 21.13 | 3.93 | 17.25 | 503.322 | 1.433% | 78.2341 | 116.2968 | 79.4234 | 721.2111 | 995.1654 | 1.9772
2018-04-15 20:00 | 36379.6084 | 402 | 387 | 1410 | 2917 | 17.93 | 17.73 | 2.95 | 18.14 | 475.9841 | 1.308% | 94.3063 | 89.7747 | 54.4221 | 692.322 | 930.8251 | 1.9556
2018-04-15 21:00 | 35807.0009 | 219 | 499 | 1410 | 2917 | 4 | 26 | 1 | 5.87 | 419.3903 | 1.171% | 10.2602 | 151.9582 | 16.5147 | 200.551 | 379.2841 | 0.90437
2018-04-15 22:00 | 33852.1531 | 236 | 534 | 1131 | 3150 | 4 | 34.15 | 0.95 | 10.25 | 353.281 | 1.044% | 9.8516 | 190.3119 | 11.213 | 336.9523 | 548.3287 | 1.5521
2018-04-15 23:00 | 31366.1123 | 333 | 509 | 1131 | 3150 | 4 | 22.6 | 0.95 | 18 | 309.3469 | 0.9862% | 13.1368 | 113.4518 | 10.5967 | 559.2012 | 696.3864 | 2.2512
2018-04-16 | 29712.5102 | 271 | 442 | 1131 | 3150 | 8.02 | 31.16 | 0.9 | 18 | 278.0348 | 0.9357% | 20.3378 | 128.8782 | 9.525 | 530.5702 | 689.3112 | 2.4792
2018-04-16 01:00 | 28947.1137 | 219 | 292 | 1131 | 3150 | 6 | 12 | 0.9 | 22.5 | 259.1681 | 0.8953% | 11.7645 | 31.3719 | 9.1134 | 634.5552 | 686.805 | 2.65
2018-04-16 02:00 | 28704.1359 | 230 | 267 | 1529 | 3150 | 6 | 12 | 1.14 | 22.5 | 260.9127 | 0.909% | 12.5438 | 29.1235 | 15.8439 | 644.2342 | 701.7454 | 2.6896
2018-04-16 03:00 | 28796.2705 | 263 | 232 | 1529 | 3150 | 6 | 12 | 1.39 | 18 | 270.2094 | 0.9383% | 14.8071 | 26.1236 | 19.9428 | 532.0436 | 592.9172 | 2.1943
2018-04-16 04:00 | 29728.2505 | 335 | 209 | 1529 | 3150 | 9.55 | 9.11 | 2 | 18 | 314.8746 | 1.059% | 33.8857 | 20.1666 | 32.3896 | 600.553 | 686.9949 | 2.1818
2018-04-16 05:00 | 32294.399 | 456 | 308 | 1529 | 3150 | 18.66 | 10.53 | 2.52 | 19 | 394.9158 | 1.223% | 104.0528 | 39.6603 | 47.1178 | 731.8827 | 922.7137 | 2.3365
2018-04-16 06:00 | 36215.6308 | 575 | 290 | 1977 | 3006 | 22.18 | 23.82 | 11.82 | 23.47 | 439.503 | 1.214% | 154.773 | 83.8312 | 283.5894 | 856.1855 | 1378.379 | 3.1362
2018-04-16 07:00 | 37467.6061 | 287 | 229 | 1977 | 3006 | 11.95 | 16.57 | 10.43 | 20 | 425.5628 | 1.136% | 38.9545 | 43.0989 | 234.2064 | 682.8522 | 999.1119 | 2.3477
2018-04-16 08:00 | 37033.8873 | 359 | 202 | 1977 | 3006 | 11.75 | 8.61 | 9.75 | 19 | 410.5041 | 1.108% | 46.7574 | 19.2785 | 213.6631 | 633.0833 | 912.7823 | 2.2236
2018-04-16 09:00 | 36775.9319 | 321 | 209 | 1977 | 3006 | 9.16 | 8.61 | 7.5 | 15 | 403.6402 | 1.098% | 32.2724 | 19.7506 | 162.7416 | 494.8926 | 709.6573 | 1.7581
2018-04-16 10:00 | 36816.3714 | 373 | 212 | 1469 | 2917 | 8.61 | 9.11 | 2.99 | 14 | 394.3856 | 1.071% | 34.4027 | 20.6888 | 47.0514 | 437.4662 | 539.609 | 1.3682
2018-04-16 11:00 | 36932.8753 | 332 | 173 | 1469 | 2917 | 6.62 | 4.01 | 4.62 | 13.01 | 398.5821 | 1.079% | 23.7192 | 7.4868 | 73.2434 | 409.5608 | 514.0103 | 1.2896
2018-04-16 12:00 | 37164.8984 | 347 | 164 | 1469 | 2917 | 6.13 | 4.01 | 2.99 | 12 | 406.5303 | 1.094% | 23.2675 | 7.1936 | 48.0455 | 382.8932 | 461.3999 | 1.135
2018-04-16 13:00 | 37767.236 | 336 | 207 | 1469 | 2917 | 5.76 | 8.61 | 2.99 | 12 | 418.0129 | 1.107% | 21.4208 | 19.7264 | 48.6147 | 387.429 | 477.1909 | 1.1416
2018-04-16 14:00 | 38448.6253 | 282 | 222 | 1468 | 2866 | 4.99 | 22 | 2.99 | 12 | 433.7885 | 1.128% | 15.8762 | 55.1027 | 49.5216 | 388.0205 | 508.521 | 1.1723
2018-04-16 15:00 | 39262.4791 | 290 | 208 | 1468 | 2866 | 4.99 | 18.84 | 2.99 | 15 | 459.0462 | 1.169% | 16.9191 | 45.8166 | 51.3187 | 502.6274 | 616.6818 | 1.3434
2018-04-16 16:00 | 40250.7233 | 318 | 267 | 1468 | 2866 | 8.41 | 26.39 | 3.47 | 20 | 491.6314 | 1.221% | 32.6655 | 86.063 | 62.2188 | 700.1194 | 881.0667 | 1.7921
2018-04-16 17:00 | 40774.5784 | 215 | 300 | 1468 | 2866 | 6 | 25 | 2.99 | 19 | 511.7758 | 1.255% | 16.1912 | 94.1351 | 55.0919 | 683.4709 | 848.8891 | 1.6587
2018-04-16 18:00 | 40666.7487 | 229 | 352 | 1410 | 2917 | 5.99 | 39.4 | 2.99 | 35 | 517.2387 | 1.272% | 17.4467 | 176.3967 | 53.6219 | 1298.5422 | 1546.0075 | 2.989
2018-04-16 19:00 | 40085.8278 | 361 | 384 | 1410 | 2917 | 30 | 50.11 | 3.18 | 35 | 524.8972 | 1.309% | 141.8116 | 251.9643 | 58.7124 | 1336.8659 | 1789.3542 | 3.409
2018-04-16 20:00 | 40723.47 | 402 | 387 | 1410 | 2917 | 29.11 | 53.49 | 2.99 | 31.21 | 489.7593 | 1.203% | 140.7363 | 248.9554 | 50.7024 | 1094.8841 | 1535.2782 | 3.1348
2018-04-16 21:00 | 39399.0823 | 219 | 499 | 1410 | 2917 | 6.11 | 40 | 2.99 | 21 | 419.9414 | 1.066% | 14.2622 | 212.7468 | 44.9358 | 652.9175 | 924.8624 | 2.2024
2018-04-16 22:00 | 36520.6702 | 236 | 534 | 1131 | 3150 | 4.15 | 42.74 | 0.97 | 30 | 346.6072 | 0.9491% | 9.2952 | 216.608 | 10.412 | 896.8723 | 1133.1876 | 3.2694
2018-04-16 23:00 | 33239.5911 | 333 | 509 | 1131 | 3150 | 10 | 40 | 0.97 | 30 | 296.5547 | 0.8922% | 29.7094 | 181.6464 | 9.7878 | 843.1035 | 1064.2471 | 3.5887
2018-04-17 | 30896.993 | 271 | 442 | 1131 | 3150 | 3.11 | 40 | 0.97 | 17 | 270.9691 | 0.877% | 7.3915 | 155.055 | 9.6214 | 469.6378 | 641.7057 | 2.3682
2018-04-17 01:00 | 29460.1684 | 219 | 292 | 1131 | 3150 | 2.61 | 10.53 | 0.97 | 17 | 257.7782 | 0.875% | 5.0014 | 26.9043 | 9.5994 | 468.5656 | 510.0708 | 1.9787
2018-04-17 02:00 | 28663.8413 | 230 | 267 | 1529 | 3150 | 2.61 | 10.05 | 3.3 | 18 | 251.5196 | 0.8775% | 5.2675 | 23.5459 | 44.275 | 497.5315 | 570.6199 | 2.2687
2018-04-17 03:00 | 28358.0983 | 263 | 232 | 1529 | 3150 | 3.11 | 10 | 3.3 | 17 | 257.0583 | 0.9065% | 7.4143 | 21.0302 | 45.7379 | 485.4159 | 559.5982 | 2.1769
2018-04-17 04:00 | 28696.8696 | 335 | 209 | 1529 | 3150 | 8.61 | 10 | 4.62 | 17 | 286.9675 | 1% | 28.8434 | 20.8999 | 70.6395 | 535.4977 | 655.8805 | 2.2856
2018-04-17 05:00 | 30491.4559 | 456 | 308 | 1529 | 3150 | 17.8 | 10 | 5 | 17.8 | 353.465 | 1.159% | 94.0921 | 35.7042 | 88.6229 | 649.9783 | 868.3975 | 2.4568
2018-04-17 06:00 | 33823.0371 | 575 | 290 | 1977 | 3006 | 17 | 16.2 | 11.46 | 17 | 386.501 | 1.143% | 111.7004 | 53.6848 | 258.8983 | 583.9503 | 1008.2338 | 2.6086
2018-04-17 07:00 | 34781.0276 | 287 | 229 | 1977 | 3006 | 5.89 | 9.31 | 10 | 17 | 385.8366 | 1.109% | 18.7525 | 23.6508 | 219.3147 | 566.8902 | 828.6082 | 2.1476
2018-04-17 08:00 | 35249.2965 | 359 | 202 | 1977 | 3006 | 8.61 | 8.11 | 9.99 | 18 | 392.5945 | 1.114% | 34.4264 | 18.2459 | 219.9713 | 602.6363 | 875.2798 | 2.2295
2018-04-17 09:00 | 36156.1516 | 321 | 209 | 1977 | 3006 | 6.92 | 8.17 | 9.99 | 15 | 402.1346 | 1.112% | 24.7059 | 18.9914 | 219.6653 | 501.4983 | 764.8609 | 1.902
2018-04-17 10:00 | 37231.8808 | 373 | 212 | 1469 | 2917 | 7.03 | 8.61 | 2.99 | 8.11 | 418.2374 | 1.123% | 29.4559 | 20.5044 | 49.3402 | 265.745 | 365.0455 | 0.87282
2018-04-17 11:00 | 38378.1305 | 332 | 173 | 1469 | 2917 | 4.22 | 4.01 | 3.6 | 8.71 | 437.0562 | 1.139% | 15.9553 | 7.9003 | 60.2251 | 289.3397 | 373.4204 | 0.8544
2018-04-17 12:00 | 39431.8548 | 347 | 164 | 1469 | 2917 | 6.81 | 3.5 | 3.2 | 10.5 | 460.8476 | 1.169% | 27.6176 | 6.7084 | 54.9391 | 357.9611 | 447.2264 | 0.97044
2018-04-17 13:00 | 40928.3496 | 336 | 207 | 1469 | 2917 | 7.16 | 8.11 | 3.2 | 10.5 | 487.4303 | 1.191% | 28.6511 | 19.9931 | 55.9835 | 364.7657 | 469.3933 | 0.963
2018-04-17 14:00 | 42443.7949 | 282 | 222 | 1468 | 2866 | 6.06 | 4 | 4.62 | 11.79 | 521.5569 | 1.229% | 20.9995 | 10.9119 | 83.3404 | 415.2193 | 530.4711 | 1.0171
2018-04-17 15:00 | 43936.6201 | 290 | 208 | 1468 | 2866 | 10.69 | 3.5 | 5 | 15.88 | 551.9846 | 1.256% | 38.9472 | 9.146 | 92.2139 | 571.7774 | 712.0845 | 1.29
2018-04-17 16:00 | 45195.8772 | 318 | 267 | 1468 | 2866 | 22.53 | 10.01 | 6.99 | 25 | 582.3126 | 1.288% | 92.3093 | 34.4352 | 132.2089 | 923.1527 | 1182.1062 | 2.03
2018-04-17 17:00 | 45652.7428 | 215 | 300 | 1468 | 2866 | 12.07 | 15 | 6.99 | 24.41 | 607.6474 | 1.331% | 34.5406 | 59.8959 | 136.5803 | 931.1695 | 1162.1863 | 1.9126
2018-04-17 18:00 | 44938.9974 | 229 | 352 | 1410 | 2917 | 5 | 18.5 | 3.19 | 20.64 | 613.8859 | 1.366% | 15.6412 | 88.9567 | 61.4432 | 822.4517 | 988.4928 | 1.6102
2018-04-17 19:00 | 43657.4235 | 361 | 384 | 1410 | 2917 | 10.14 | 34.17 | 2.99 | 12 | 604.4009 | 1.384% | 50.6771 | 181.6532 | 58.3656 | 484.6014 | 775.2974 | 1.2828
2018-04-17 20:00 | 43889.8649 | 402 | 387 | 1410 | 2917 | 17.11 | 26 | 3.16 | 17.31 | 548.51 | 1.25% | 85.96 | 125.749 | 55.6835 | 631.0355 | 898.428 | 1.6379
2018-04-17 21:00 | 42495.6194 | 219 | 499 | 1410 | 2917 | 4 | 35 | 2.99 | 12.36 | 476.7491 | 1.122% | 9.8277 | 195.936 | 47.2973 | 404.4833 | 657.5443 | 1.3792
2018-04-17 22:00 | 39479.6067 | 236 | 534 | 1131 | 3150 | 3.11 | 50.47 | 1 | 14.69 | 392.2413 | 0.9935% | 7.2921 | 267.7658 | 11.2368 | 459.7406 | 746.0352 | 1.902
2018-04-17 23:00 | 35935.0026 | 333 | 509 | 1131 | 3150 | 7.66 | 40 | 1 | 17.77 | 337.5034 | 0.9392% | 23.9571 | 191.2222 | 10.6224 | 525.7248 | 751.5264 | 2.2267
2018-04-18 | 33350.9455 | 271 | 442 | 1131 | 3150 | 3.24 | 35 | 0.97 | 9 | 313.3645 | 0.9396% | 8.25 | 145.3557 | 10.308 | 266.3758 | 430.2895 | 1.3731
2018-04-18 01:00 | 31687.6919 | 219 | 292 | 1131 | 3150 | 2.11 | 10 | 0.97 | 8.11 | 305.1692 | 0.9631% | 4.4502 | 28.1211 | 10.5654 | 246.0263 | 289.163 | 0.94755
2018-04-18 02:00 | 30587.8258 | 230 | 267 | 1529 | 3150 | 2.11 | 10 | 5 | 8.11 | 295.4356 | 0.9659% | 4.6873 | 25.7885 | 73.84 | 246.7435 | 351.0593 | 1.1883
2018-04-18 03:00 | 30116.7564 | 263 | 232 | 1529 | 3150 | 2.61 | 8.61 | 5 | 8.11 | 288.1474 | 0.9568% | 6.5675 | 19.1116 | 73.1449 | 244.4207 | 343.2447 | 1.1912
2018-04-18 04:00 | 30322.4601 | 335 | 209 | 1529 | 3150 | 8.11 | 8.11 | 5 | 8.31 | 307.6073 | 1.014% | 27.5612 | 17.1949 | 77.555 | 265.5485 | 387.8596 | 1.2609
2018-04-18 05:00 | 31964.583 | 456 | 308 | 1529 | 3150 | 9.11 | 10 | 5.65 | 9 | 360.9822 | 1.129% | 46.9137 | 34.783 | 97.5602 | 320.162 | 499.419 | 1.3835
2018-04-18 06:00 | 35170.4212 | 575 | 290 | 1977 | 3006 | 17.65 | 35 | 13.55 | 15 | 397.5564 | 1.13% | 114.7186 | 114.7327 | 302.8079 | 509.6845 | 1041.9437 | 2.6209
2018-04-18 07:00 | 36123.3867 | 287 | 229 | 1977 | 3006 | 6.64 | 9.11 | 7.5 | 15 | 402.6911 | 1.115% | 21.2439 | 23.2561 | 165.2919 | 502.6478 | 712.4397 | 1.7692
2018-04-18 08:00 | 36581.6539 | 359 | 202 | 1977 | 3006 | 8.75 | 8.56 | 9.91 | 15 | 411.7457 | 1.126% | 35.3564 | 19.4622 | 220.519 | 507.5116 | 782.8492 | 1.9013
2018-04-18 09:00 | 37557.9095 | 321 | 209 | 1977 | 3006 | 8.61 | 8.3 | 13.55 | 15 | 421.2108 | 1.121% | 30.996 | 19.4546 | 300.4305 | 505.6829 | 856.5641 | 2.0336
2018-04-18 10:00 | 38643.6637 | 373 | 212 | 1469 | 2917 | 5.02 | 8.61 | 4.4 | 12 | 428.1756 | 1.108% | 20.747 | 20.2247 | 71.6173 | 387.8478 | 500.4369 | 1.1688
2018-04-18 11:00 | 39672.7295 | 332 | 173 | 1469 | 2917 | 4 | 3.5 | 3.08 | 19.25 | 438.8778 | 1.106% | 14.6909 | 6.6983 | 50.0523 | 621.1818 | 692.6233 | 1.5782
2018-04-18 12:00 | 40679.4928 | 347 | 164 | 1469 | 2917 | 4 | 2.61 | 2.96 | 10.5 | 452.7271 | 1.113% | 15.4472 | 4.7637 | 48.3921 | 340.8683 | 409.4714 | 0.90446
2018-04-18 13:00 | 41779.9967 | 336 | 207 | 1469 | 2917 | 6.03 | 5 | 2.99 | 11.22 | 477.5287 | 1.143% | 23.1573 | 11.8296 | 50.2024 | 374.0765 | 459.2658 | 0.96176
2018-04-18 14:00 | 42621.8134 | 282 | 222 | 1468 | 2866 | 10.21 | 5 | 5.6 | 15 | 507.2745 | 1.19% | 34.2678 | 13.211 | 97.842 | 511.6566 | 656.9773 | 1.2951
2018-04-18 15:00 | 42966.4576 | 290 | 208 | 1468 | 2866 | 17.43 | 3.99 | 6.99 | 22.63 | 542.8939 | 1.264% | 63.8676 | 10.4863 | 129.6548 | 819.4947 | 1023.5034 | 1.8853
2018-04-18 16:00 | 43318.2028 | 318 | 267 | 1468 | 2866 | 30 | 10 | 6.99 | 35.5 | 571.5494 | 1.319% | 125.8728 | 35.2285 | 135.39 | 1342.4185 | 1638.9098 | 2.8675
2018-04-18 17:00 | 43457.1998 | 215 | 300 | 1468 | 2866 | 15 | 10 | 7.2 | 26.86 | 574.4968 | 1.322% | 42.634 | 39.6595 | 139.7283 | 1017.6726 | 1239.6944 | 2.1579
2018-04-18 18:00 | 42670.9069 | 229 | 352 | 1410 | 2917 | 10.44 | 10 | 6.99 | 21.68 | 559.1507 | 1.31% | 31.328 | 46.1253 | 129.1497 | 828.6911 | 1035.2941 | 1.8515
2018-04-18 19:00 | 41655.0224 | 361 | 384 | 1410 | 2917 | 19.87 | 15 | 6.99 | 26.41 | 563.5582 | 1.353% | 97.0457 | 77.9281 | 133.3422 | 1042.2604 | 1350.5764 | 2.3965
2018-04-18 20:00 | 41930.749 | 402 | 387 | 1410 | 2917 | 26.86 | 15 | 6.99 | 33.52 | 530.7204 | 1.266% | 136.6675 | 73.4743 | 124.7468 | 1237.581 | 1572.4696 | 2.9629
2018-04-18 21:00 | 40509.1526 | 219 | 499 | 1410 | 2917 | 6.83 | 16.39 | 3.35 | 13.25 | 461.0198 | 1.138% | 17.0228 | 93.0778 | 53.7564 | 439.8643 | 603.7213 | 1.3095
2018-04-18 22:00 | 37341.4254 | 236 | 534 | 1131 | 3150 | 5.38 | 16.08 | 1.4 | 11.25 | 385.8413 | 1.033% | 13.1193 | 88.7248 | 16.3609 | 366.1684 | 484.3735 | 1.2554
2018-04-18 23:00 | 34016.8668 | 333 | 509 | 1131 | 3150 | 7.06 | 17.92 | 1.42 | 13.75 | 337.1773 | 0.9912% | 23.3031 | 90.4107 | 15.919 | 429.3162 | 558.9489 | 1.6577
2018-04-19 | 31516.7454 | 271 | 442 | 1131 | 3150 | 2.61 | 29.59 | 0.97 | 4 | 311.456 | 0.9882% | 6.9898 | 129.2476 | 10.8415 | 124.5162 | 271.5951 | 0.87202
2018-04-19 01:00 | 29947.0444 | 219 | 292 | 1131 | 3150 | 1.43 | 8.61 | 0.97 | 4 | 295.5143 | 0.9868% | 3.0903 | 24.8091 | 10.8258 | 124.3355 | 163.0607 | 0.55179
2018-04-19 02:00 | 28990.1416 | 230 | 267 | 1529 | 3150 | 1.43 | 5.23 | 3 | 4 | 291.1787 | 1.004% | 3.3035 | 14.0256 | 46.0721 | 126.5551 | 189.9563 | 0.65237
2018-04-19 03:00 | 28604.677 | 263 | 232 | 1529 | 3150 | 2.61 | 4.57 | 3.81 | 4.81 | 292.2435 | 1.022% | 7.013 | 10.8321 | 59.5169 | 154.7973 | 232.1593 | 0.7944
2018-04-19 04:00 | 28968.9565 | 335 | 209 | 1529 | 3150 | 4 | 3.5 | 3.66 | 4.66 | 315.3752 | 1.089% | 14.5881 | 7.9636 | 60.9233 | 159.8053 | 243.2803 | 0.7714
2018-04-19 05:00 | 30702.1035 | 456 | 308 | 1529 | 3150 | 5.77 | 5 | 4.93 | 5.93 | 370.7236 | 1.207% | 31.7704 | 18.5953 | 91.0199 | 225.5523 | 366.9379 | 0.98979
2018-04-19 06:00 | 34110.4183 | 575 | 290 | 1977 | 3006 | 11 | 10 | 9 | 9.21 | 400.0726 | 1.173% | 74.1844 | 34.0134 | 208.6897 | 324.7135 | 641.6009 | 1.6037
2018-04-19 07:00 | 35049.1969 | 287 | 229 | 1977 | 3006 | 3.78 | 4.01 | 6.99 | 7.2 | 409.2836 | 1.168% | 12.6683 | 10.7232 | 161.3727 | 252.7364 | 437.5007 | 1.0689
2018-04-19 08:00 | 35226.0195 | 359 | 202 | 1977 | 3006 | 6.83 | 3.5 | 7.5 | 7.71 | 410.1541 | 1.164% | 28.5495 | 8.232 | 172.644 | 269.8527 | 479.2782 | 1.1685
2018-04-19 09:00 | 35695.9798 | 321 | 209 | 1977 | 3006 | 4.91 | 3.94 | 8.95 | 9.16 | 417.3504 | 1.169% | 18.4276 | 9.6277 | 206.8765 | 321.9334 | 556.8652 | 1.3343
2018-04-19 10:00 | 36251.1722 | 373 | 212 | 1469 | 2917 | 8.07 | 3.5 | 3.45 | 10.38 | 419.5676 | 1.157% | 34.8387 | 8.5878 | 58.6571 | 350.44 | 452.5237 | 1.0785
2018-04-19 11:00 | 36610.6425 | 332 | 173 | 1469 | 2917 | 3.53 | 2.61 | 2.63 | 4.46 | 422.0359 | 1.153% | 13.51 | 5.2051 | 44.5369 | 149.9731 | 213.225 | 0.50523
2018-04-19 12:00 | 36989.7376 | 347 | 164 | 1469 | 2917 | 3.62 | 2.61 | 2.6 | 4.36 | 430.8252 | 1.165% | 14.6305 | 4.9854 | 44.4851 | 148.1299 | 212.231 | 0.49262
2018-04-19 13:00 | 37688.7985 | 336 | 207 | 1469 | 2917 | 3.5 | 4.01 | 2.75 | 4.67 | 436.8153 | 1.159% | 13.6299 | 9.6206 | 46.8209 | 157.8843 | 227.9557 | 0.52186
2018-04-19 14:00 | 38412.331 | 282 | 222 | 1468 | 2866 | 4 | 8.11 | 3.38 | 6.7 | 448.9023 | 1.169% | 13.1823 | 21.0404 | 57.9861 | 224.4048 | 316.6136 | 0.70531
2018-04-19 15:00 | 39058.0778 | 290 | 208 | 1468 | 2866 | 5.68 | 10 | 3.2 | 11 | 461.6631 | 1.182% | 19.4698 | 24.5854 | 55.5252 | 372.6346 | 472.215 | 1.0229
2018-04-19 16:00 | 39750.3961 | 318 | 267 | 1468 | 2866 | 7.46 | 10 | 5.5 | 14 | 479.3741 | 1.206% | 28.6088 | 32.1991 | 97.3693 | 483.8796 | 642.0568 | 1.3394
2018-04-19 17:00 | 39897.2819 | 215 | 300 | 1468 | 2866 | 1.5 | 17.48 | 1.5 | 9.63 | 488.4447 | 1.224% | 3.9482 | 64.2 | 26.9581 | 337.8894 | 432.9957 | 0.88648
2018-04-19 18:00 | 39374.1084 | 229 | 352 | 1410 | 2917 | 1.98 | 15 | 2.53 | 6.8 | 482.7948 | 1.226% | 5.5597 | 64.7419 | 43.7413 | 243.2188 | 357.2617 | 0.73999
2018-04-19 19:00 | 38555.9199 | 361 | 384 | 1410 | 2917 | 4 | 26.68 | 2.64 | 7.17 | 495.0945 | 1.284% | 18.5423 | 131.557 | 47.7991 | 268.567 | 466.4654 | 0.94217
2018-04-19 20:00 | 39115.1972 | 402 | 387 | 1410 | 2917 | 13.32 | 29.11 | 4.49 | 14 | 465.6853 | 1.191% | 63.7496 | 134.1221 | 75.3724 | 486.1961 | 759.4402 | 1.6308
2018-04-19 21:00 | 38031.3571 | 219 | 499 | 1410 | 2917 | 2.01 | 28.5 | 2.67 | 10.06 | 401.7698 | 1.056% | 4.6502 | 150.2384 | 39.7709 | 310.0058 | 504.6654 | 1.2561
2018-04-19 22:00 | 35296.9179 | 236 | 534 | 1131 | 3150 | 4 | 25 | 1.29 | 15.04 | 332.9377 | 0.9432% | 8.9043 | 125.9237 | 13.7619 | 446.8735 | 595.4634 | 1.7885
2018-04-19 23:00 | 32332.8989 | 333 | 509 | 1131 | 3150 | 11.58 | 22 | 1.29 | 18 | 284.8627 | 0.881% | 33.9738 | 98.6578 | 12.8541 | 499.5443 | 645.0301 | 2.2644
2018-04-20 | 30129.3551 | 271 | 442 | 1131 | 3150 | 12 | 30.22 | 0.97 | 20.85 | 274.3104 | 0.9104% | 29.6076 | 121.61 | 9.9882 | 597.9557 | 759.1615 | 2.7675
2018-04-20 01:00 | 28951.5301 | 219 | 292 | 1131 | 3150 | 8.61 | 12.05 | 0.97 | 18 | 278.9754 | 0.9636% | 18.1694 | 33.905 | 10.5713 | 546.3582 | 609.004 | 2.183
2018-04-20 02:00 | 28310.735 | 230 | 267 | 1529 | 3150 | 4.24 | 10.51 | 4 | 18 | 268.4438 | 0.9482% | 9.2469 | 26.6082 | 57.9922 | 537.6322 | 631.4796 | 2.3524
2018-04-20 03:00 | 28102.2851 | 263 | 232 | 1529 | 3150 | 9.17 | 9.67 | 4.4 | 18 | 276.8312 | 0.9851% | 23.7574 | 22.0998 | 66.2725 | 558.5427 | 670.6724 | 2.4227
2018-04-20 04:00 | 28609.4604 | 335 | 209 | 1529 | 3150 | 12 | 8.91 | 4.78 | 18 | 287.629 | 1.005% | 40.4156 | 18.7218 | 73.4782 | 570.041 | 702.6565 | 2.4429
2018-04-20 05:00 | 30521.6372 | 456 | 308 | 1529 | 3150 | 21.06 | 16.46 | 5 | 20.9 | 341.5019 | 1.119% | 107.4505 | 56.7239 | 85.5387 | 736.6176 | 986.3307 | 2.8882
2018-04-20 06:00 | 33920.0656 | 575 | 290 | 1977 | 3006 | 27.14 | 15 | 22 | 27.57 | 379.7763 | 1.12% | 174.7225 | 48.7035 | 486.9681 | 927.8909 | 1638.285 | 4.3138
2018-04-20 07:00 | 35094.0514 | 287 | 229 | 1977 | 3006 | 10.54 | 10 | 10 | 20 | 384.6585 | 1.096% | 33.1562 | 25.1002 | 216.6948 | 658.9626 | 933.9137 | 2.4279
2018-04-20 08:00 | 35392.4339 | 359 | 202 | 1977 | 3006 | 14.5 | 8.61 | 12.5 | 20 | 398.7048 | 1.127% | 58.6413 | 19.5928 | 278.3926 | 677.2671 | 1033.8937 | 2.5931
2018-04-20 09:00 | 35903.9987 | 321 | 209 | 1977 | 3006 | 11.5 | 10.51 | 10.88 | 20 | 405.8553 | 1.13% | 41.7284 | 24.83 | 243.1442 | 679.5906 | 989.2932 | 2.4376
2018-04-20 10:00 | 36353.7998 | 373 | 212 | 1469 | 2917 | 15 | 15 | 3.45 | 20 | 396.8325 | 1.092% | 61.0742 | 34.7124 | 55.3221 | 636.8305 | 787.9391 | 1.9856
2018-04-20 11:00 | 36380.4622 | 332 | 173 | 1469 | 2917 | 9.71 | 5.51 | 2.61 | 20 | 388.3782 | 1.068% | 34.4147 | 10.1762 | 40.9307 | 622.8064 | 708.3279 | 1.8238
2018-04-20 12:00 | 36318.7054 | 347 | 164 | 1469 | 2917 | 11.39 | 5.46 | 2.72 | 20 | 387.1768 | 1.066% | 42.1339 | 9.5459 | 42.5961 | 621.9355 | 716.2114 | 1.8498
2018-04-20 13:00 | 36419.8134 | 336 | 207 | 1469 | 2917 | 11.59 | 10.51 | 2.75 | 20 | 385.2141 | 1.058% | 41.1896 | 23.0111 | 42.7286 | 617.0649 | 723.9942 | 1.8795
2018-04-20 14:00 | 36490.8805 | 282 | 222 | 1468 | 2866 | 7.8 | 15 | 3.26 | 20 | 385.7215 | 1.057% | 23.2505 | 35.1993 | 50.5863 | 605.8927 | 714.9288 | 1.8535
2018-04-20 15:00 | 36494.5787 | 290 | 208 | 1468 | 2866 | 8.92 | 15 | 3.07 | 20 | 384.9291 | 1.055% | 27.2845 | 32.9084 | 47.5354 | 604.5867 | 712.3149 | 1.8505
2018-04-20 16:00 | 36606.472 | 318 | 267 | 1468 | 2866 | 11.91 | 19.71 | 4.97 | 20 | 392.8551 | 1.073% | 40.6456 | 56.4771 | 78.2991 | 615.1495 | 790.5714 | 2.0124
2018-04-20 17:00 | 36393.8151 | 215 | 300 | 1468 | 2866 | 6.1 | 23.78 | 2.1 | 19.23 | 397.5913 | 1.092% | 14.3277 | 77.9368 | 33.6787 | 602.0947 | 728.0379 | 1.8311
2018-04-20 18:00 | 35823.0521 | 229 | 352 | 1410 | 2917 | 5 | 20.18 | 2.33 | 20 | 401.0406 | 1.12% | 12.8183 | 79.5224 | 36.7791 | 653.1187 | 782.2385 | 1.9505
2018-04-20 19:00 | 35582.1962 | 361 | 384 | 1410 | 2917 | 11.8 | 31.1 | 2.75 | 12 | 417.8638 | 1.174% | 50.0255 | 140.247 | 45.5359 | 411.0737 | 646.8821 | 1.5481
2018-04-20 20:00 | 36391.7132 | 402 | 387 | 1410 | 2917 | 16.79 | 28.45 | 4.23 | 16.79 | 407.4728 | 1.12% | 75.5741 | 123.2791 | 66.7814 | 548.382 | 814.0166 | 1.9977
2018-04-20 21:00 | 35714.0087 | 219 | 499 | 1410 | 2917 | 5.69 | 38.9 | 2.75 | 20 | 374.6114 | 1.049% | 13.0707 | 203.6069 | 40.6719 | 611.94 | 869.2895 | 2.3205
2018-04-20 22:00 | 34193.6471 | 236 | 534 | 1131 | 3150 | 7.14 | 40.44 | 1.34 | 25 | 336.1285 | 0.983% | 16.5642 | 212.2816 | 14.898 | 774.1239 | 1017.8676 | 3.0282
2018-04-20 23:00 | 32079.1637 | 333 | 509 | 1131 | 3150 | 10 | 40 | 1.2 | 28 | 304.2226 | 0.9483% | 31.58 | 193.0839 | 12.871 | 836.4442 | 1073.9791 | 3.5302
2018-04-21 | 30252.1001 | 271 | 442 | 1131 | 3150 | 7 | 20.78 | 0.96 | 22 | 296.78 | 0.981% | 18.61 | 90.1046 | 10.6516 | 679.8487 | 799.2149 | 2.693
2018-04-21 01:00 | 28964.2967 | 219 | 292 | 1131 | 3150 | 3.51 | 9 | 0.96 | 42 | 268.6628 | 0.9276% | 7.1301 | 24.3764 | 10.0711 | 1227.1692 | 1268.7469 | 4.7225
2018-04-21 02:00 | 28318.5815 | 230 | 267 | 1529 | 3150 | 4.43 | 9 | 4.43 | 42 | 255.6937 | 0.9029% | 9.1998 | 21.6971 | 61.1589 | 1194.5611 | 1286.617 | 5.0319
2018-04-21 03:00 | 28019.7459 | 263 | 232 | 1529 | 3150 | 8.11 | 8.61 | 4.62 | 22 | 249.9602 | 0.8921% | 19.0276 | 17.8196 | 63.0168 | 618.2154 | 718.0793 | 2.8728
2018-04-21 04:00 | 28046.465 | 335 | 209 | 1529 | 3150 | 9.82 | 7.24 | 4.82 | 22 | 260.8623 | 0.9301% | 30.5977 | 14.074 | 68.5469 | 644.5645 | 757.7832 | 2.9049
2018-04-21 05:00 | 28654.0403 | 456 | 308 | 1529 | 3150 | 18 | 8.61 | 4.73 | 22 | 292.6293 | 1.021% | 83.8242 | 27.0823 | 73.8585 | 707.7259 | 892.4909 | 3.0499
2018-04-21 06:00 | 29777.2609 | 575 | 290 | 1977 | 3006 | 19.37 | 4.01 | 17.57 | 19.57 | 347.6341 | 1.167% | 130.0275 | 13.5763 | 405.5236 | 686.7797 | 1235.907 | 3.5552
2018-04-21 07:00 | 30964.8546 | 287 | 229 | 1977 | 3006 | 7 | 2.11 | 9 | 17 | 388.0462 | 1.253% | 25.1764 | 6.0553 | 222.9788 | 640.4013 | 894.6118 | 2.3054
2018-04-21 08:00 | 32571.8611 | 359 | 202 | 1977 | 3006 | 11.51 | 1 | 10.91 | 12.51 | 411.693 | 1.264% | 52.2277 | 2.5532 | 272.6229 | 475.3102 | 802.7139 | 1.9498
2018-04-21 09:00 | 34178.4537 | 321 | 209 | 1977 | 3006 | 10.33 | 2.11 | 9.73 | 11.33 | 423.2156 | 1.238% | 41.0596 | 5.4606 | 238.1929 | 421.7239 | 706.4369 | 1.6692
2018-04-21 10:00 | 35443.6956 | 373 | 212 | 1469 | 2917 | 7.96 | 2.46 | 3.89 | 8.96 | 426.2487 | 1.203% | 35.7064 | 6.2718 | 68.722 | 314.3175 | 425.0177 | 0.99711
2018-04-21 11:00 | 36265.2467 | 332 | 173 | 1469 | 2917 | 10.37 | 1 | 2.75 | 11.37 | 422.0999 | 1.164% | 40.072 | 2.0136 | 47.0196 | 386.0304 | 475.1357 | 1.1256
2018-04-21 12:00 | 36488.2936 | 347 | 164 | 1469 | 2917 | 6.98 | 0.84 | 2.75 | 8 | 417.6983 | 1.145% | 27.7264 | 1.577 | 46.2449 | 267.1379 | 342.6862 | 0.82042
2018-04-21 13:00 | 36554.0328 | 336 | 207 | 1469 | 2917 | 9.34 | 2.11 | 2.78 | 10.5 | 411.431 | 1.126% | 35.3222 | 4.916 | 45.9651 | 344.7366 | 430.94 | 1.0474
2018-04-21 14:00 | 36495.8112 | 282 | 222 | 1468 | 2866 | 5.27 | 2.61 | 3.27 | 6.37 | 410.8228 | 1.126% | 16.729 | 6.5224 | 54.0363 | 205.5073 | 282.7949 | 0.68836
2018-04-21 15:00 | 36461.5996 | 290 | 208 | 1468 | 2866 | 4.75 | 2.11 | 2.75 | 6.02 | 403.1857 | 1.106% | 15.2321 | 4.8531 | 44.6404 | 190.7841 | 255.5097 | 0.63373
2018-04-21 16:00 | 36498.8805 | 318 | 267 | 1468 | 2866 | 6.15 | 5.07 | 4.15 | 10.72 | 418.8291 | 1.148% | 22.4419 | 15.5338 | 69.9087 | 352.5561 | 460.4405 | 1.0994
2018-04-21 17:00 | 36179.9183 | 215 | 300 | 1468 | 2866 | 6 | 5.79 | 2.75 | 11 | 438.8002 | 1.213% | 15.6455 | 21.0668 | 48.9619 | 382.3562 | 468.0303 | 1.0666
2018-04-21 18:00 | 36239.1848 | 229 | 352 | 1410 | 2917 | 3.12 | 15 | 2.37 | 9.01 | 445.1389 | 1.228% | 8.7762 | 64.8561 | 41.0473 | 322.8333 | 437.5129 | 0.98287
2018-04-21 19:00 | 36279.0895 | 361 | 384 | 1410 | 2917 | 9.94 | 12.86 | 2.61 | 10.14 | 469.5231 | 1.294% | 46.4402 | 63.9106 | 47.6278 | 382.8027 | 540.7813 | 1.1518
2018-04-21 20:00 | 36829.6025 | 402 | 387 | 1410 | 2917 | 14 | 8.61 | 4.17 | 14 | 464.6559 | 1.262% | 71.0049 | 42.0386 | 74.1805 | 515.2273 | 702.4513 | 1.5118
2018-04-21 21:00 | 36233.8802 | 219 | 499 | 1410 | 2917 | 5.8 | 32 | 2.52 | 14 | 415.6605 | 1.147% | 14.5712 | 183.1785 | 40.7609 | 468.4771 | 706.9877 | 1.7009
2018-04-21 22:00 | 34698.5953 | 236 | 534 | 1131 | 3150 | 5.74 | 32.03 | 1.31 | 18 | 370.4667 | 1.068% | 14.4631 | 182.6146 | 15.8187 | 605.3692 | 818.2656 | 2.2087
2018-04-21 23:00 | 32753.1438 | 333 | 509 | 1131 | 3150 | 10 | 22 | 1.34 | 18 | 335.4974 | 1.024% | 34.1099 | 114.7035 | 15.524 | 580.79 | 745.1274 | 2.221
2018-04-22 | 30997.1661 | 271 | 442 | 1131 | 3150 | 7 | 20 | 0.95 | 12 | 297.2771 | 0.959% | 18.1931 | 84.7797 | 10.3045 | 362.5195 | 475.7967 | 1.6005
2018-04-22 01:00 | 29640.1269 | 219 | 292 | 1131 | 3150 | 2.61 | 4.01 | 0.95 | 12 | 285.5842 | 0.9635% | 5.5073 | 11.2819 | 10.3524 | 364.205 | 391.3466 | 1.3703
2018-04-22 02:00 | 28718.3105 | 230 | 267 | 1529 | 3150 | 2.61 | 4.01 | 3.26 | 12 | 288.9465 | 1.006% | 6.0399 | 10.7724 | 50.1515 | 380.321 | 447.2848 | 1.548
2018-04-22 03:00 | 28334.9184 | 263 | 232 | 1529 | 3150 | 3.9 | 2.61 | 3.26 | 12 | 266.9382 | 0.9421% | 9.6629 | 5.7045 | 46.9585 | 356.107 | 418.4329 | 1.5675
2018-04-22 04:00 | 28246.4936 | 335 | 209 | 1529 | 3150 | 8.61 | 2.11 | 3.61 | 12 | 267.664 | 0.9476% | 27.3321 | 4.1788 | 52.3046 | 358.1931 | 442.0087 | 1.6514
2018-04-22 05:00 | 28485.666 | 456 | 308 | 1529 | 3150 | 15 | 7 | 4.07 | 12.01 | 296.4063 | 1.041% | 71.1733 | 22.4342 | 64.7535 | 393.654 | 552.0149 | 1.8624
2018-04-22 06:00 | 29121.2729 | 575 | 290 | 1977 | 3006 | 12.88 | 4.66 | 10.88 | 12.74 | 321.4888 | 1.104% | 81.7597 | 14.919 | 237.4603 | 422.7795 | 756.9184 | 2.3544
2018-04-22 07:00 | 29692.1421 | 287 | 229 | 1977 | 3006 | 5.99 | 3.5 | 7.6 | 7.81 | 372.6739 | 1.255% | 21.5773 | 10.0598 | 188.5852 | 294.6642 | 514.8866 | 1.3816
2018-04-22 08:00 | 31064.832 | 359 | 202 | 1977 | 3006 | 8.47 | 2.61 | 7.85 | 9.47 | 407.5364 | 1.312% | 39.891 | 6.9165 | 203.5981 | 373.4534 | 623.859 | 1.5308
2018-04-22 09:00 | 32426.9067 | 321 | 209 | 1977 | 3006 | 5.22 | 1.28 | 6.99 | 7.2 | 423.292 | 1.305% | 21.8731 | 3.4921 | 180.3925 | 282.5244 | 488.2821 | 1.1535
2018-04-22 10:00 | 33161.039 | 373 | 212 | 1469 | 2917 | 4.48 | 1.1 | 2.75 | 5.48 | 417.933 | 1.26% | 21.0603 | 2.9391 | 50.9135 | 201.4631 | 276.376 | 0.66129
2018-04-22 11:00 | 33521.1695 | 332 | 173 | 1469 | 2917 | 4 | 1 | 1.5 | 5 | 414.6801 | 1.237% | 16.4283 | 2.1401 | 27.2588 | 180.4266 | 226.2538 | 0.54561
2018-04-22 12:00 | 33909.3502 | 347 | 164 | 1469 | 2917 | 3.72 | 0.93 | 2.11 | 4.72 | 414.2961 | 1.222% | 15.7712 | 1.8635 | 37.87 | 168.217 | 223.7216 | 0.54
2018-04-22 13:00 | 34262.9837 | 336 | 207 | 1469 | 2917 | 4.2 | 2.61 | 2.45 | 5.2 | 419.603 | 1.225% | 17.2823 | 6.6164 | 44.0759 | 185.7604 | 253.7351 | 0.6047
2018-04-22 14:00 | 34685.0247 | 282 | 222 | 1468 | 2866 | 4.29 | 3.5 | 2.75 | 5.93 | 439.1079 | 1.266% | 15.3157 | 9.8367 | 51.1079 | 215.1593 | 291.4195 | 0.66366
2018-04-22 15:00 | 35329.9892 | 290 | 208 | 1468 | 2866 | 4.86 | 2.61 | 2.67 | 8.43 | 465.1934 | 1.317% | 18.5577 | 7.1482 | 51.6092 | 318.1221 | 395.4372 | 0.85005
2018-04-22 16:00 | 36108.9306 | 318 | 267 | 1468 | 2866 | 6.58 | 10 | 3.18 | 9.95 | 495.0344 | 1.371% | 28.6862 | 36.6043 | 63.9991 | 390.9489 | 520.2385 | 1.0509
2018-04-22 17:00 | 36808.2923 | 215 | 300 | 1468 | 2866 | 9.47 | 10 | 2.75 | 14 | 514.4449 | 1.398% | 28.4565 | 41.929 | 56.4224 | 560.7863 | 687.5943 | 1.3366
2018-04-22 18:00 | 36880.9723 | 229 | 352 | 1410 | 2917 | 5.37 | 10 | 2.51 | 9.64 | 515.2229 | 1.397% | 17.1792 | 49.174 | 49.4408 | 392.8315 | 508.6255 | 0.98719
2018-04-22 19:00 | 36599.0953 | 361 | 384 | 1410 | 2917 | 11.64 | 10 | 2.26 | 12 | 527.3037 | 1.441% | 60.5411 | 55.325 | 45.9111 | 504.3222 | 666.0995 | 1.2632
2018-04-22 20:00 | 37527.1403 | 402 | 387 | 1410 | 2917 | 21.88 | 10 | 3.96 | 21.88 | 504.9412 | 1.346% | 118.3501 | 52.0722 | 75.1293 | 858.7743 | 1104.326 | 2.187
2018-04-22 21:00 | 36777.0315 | 219 | 499 | 1410 | 2917 | 4.26 | 10 | 2.26 | 8.38 | 439.4414 | 1.195% | 11.1475 | 59.6245 | 38.076 | 292.082 | 400.9301 | 0.91236
2018-04-22 22:00 | 34363.067 | 236 | 534 | 1131 | 3150 | 4 | 10.56 | 1.33 | 8.25 | 368.1695 | 1.071% | 10.1141 | 60.4173 | 16.1165 | 278.4328 | 365.0807 | 0.99161
2018-04-22 23:00 | 31521.0089 | 333 | 509 | 1131 | 3150 | 4 | 20 | 1.3 | 6.25 | 323.0093 | 1.025% | 13.6496 | 104.3188 | 15.0668 | 201.7463 | 334.7815 | 1.0364
2018-04-23 | 29374.963 | 271 | 442 | 1131 | 3150 | 2 | 13.5 | 0.94 | 7.61 | 295.8723 | 1.007% | 5.4592 | 60.1012 | 10.7082 | 241.4472 | 317.7158 | 1.0738
2018-04-23 01:00 | 28147.7889 | 219 | 292 | 1131 | 3150 | 1.4 | 4.01 | 0.94 | 7.61 | 288.4302 | 1.025% | 3.1417 | 11.9984 | 10.894 | 245.6358 | 271.6699 | 0.94189
2018-04-23 02:00 | 27503.3258 | 230 | 267 | 1529 | 3150 | 1.4 | 3.5 | 1.4 | 7.31 | 292.3127 | 1.063% | 3.4223 | 9.9321 | 22.7509 | 244.7318 | 280.8371 | 0.96074
2018-04-23 03:00 | 27370.9059 | 263 | 232 | 1529 | 3150 | 2 | 2.61 | 1.5 | 7.11 | 292.2131 | 1.068% | 5.6156 | 6.4646 | 24.4855 | 239.1061 | 275.6718 | 0.94339
2018-04-23 04:00 | 28009.2166 | 335 | 209 | 1529 | 3150 | 3.01 | 2.37 | 2.96 | 7.11 | 326.5789 | 1.166% | 11.7571 | 5.7754 | 52.7699 | 261.1364 | 331.4387 | 1.0149
2018-04-23 05:00 | 30083.7028 | 456 | 308 | 1529 | 3150 | 7.75 | 4.01 | 2.75 | 7.75 | 392.4712 | 1.305% | 46.1045 | 16.1128 | 54.8551 | 318.4849 | 435.5572 | 1.1098
2018-04-23 06:00 | 33528.8852 | 575 | 290 | 1977 | 3006 | 12 | 10 | 10 | 11 | 426.6816 | 1.273% | 87.808 | 36.9048 | 251.5889 | 420.791 | 797.0927 | 1.8681
2018-04-23 07:00 | 34701.8336 | 287 | 229 | 1977 | 3006 | 6.99 | 4.01 | 6.99 | 7.68 | 428.125 | 1.234% | 24.7501 | 11.3292 | 170.4912 | 284.8186 | 491.3891 | 1.1478
2018-04-23 08:00 | 34912.1223 | 359 | 202 | 1977 | 3006 | 8.1 | 3.5 | 7.5 | 8.3 | 428.9904 | 1.229% | 35.7315 | 8.6874 | 182.1962 | 306.5762 | 533.1912 | 1.2429
2018-04-23 09:00 | 35519.4866 | 321 | 209 | 1977 | 3006 | 8.38 | 3.5 | 7.78 | 9.38 | 429.5933 | 1.209% | 32.5342 | 8.8472 | 186.0275 | 341.0222 | 568.4311 | 1.3232
2018-04-23 10:00 | 36244.6191 | 373 | 212 | 1469 | 2917 | 6.08 | 3.5 | 4.08 | 7.08 | 432.6408 | 1.194% | 27.0705 | 8.857 | 71.5428 | 246.5208 | 353.9912 | 0.81821
2018-04-23 11:00 | 36856.5888 | 332 | 173 | 1469 | 2917 | 5.58 | 2.61 | 3.97 | 6.58 | 441.2445 | 1.197% | 22.1787 | 5.4057 | 69.8195 | 229.7875 | 327.1914 | 0.74152
2018-04-23 12:00 | 37484.834 | 347 | 164 | 1469 | 2917 | 6.76 | 2.61 | 2.75 | 7.76 | 459.4366 | 1.226% | 28.7506 | 5.2463 | 49.5136 | 277.4394 | 360.9499 | 0.78564
2018-04-23 13:00 | 38437.5898 | 336 | 207 | 1469 | 2917 | 9.52 | 3.72 | 3.8 | 10.52 | 482.4059 | 1.255% | 40.1451 | 9.6643 | 70.0587 | 385.1312 | 504.9992 | 1.0468
2018-04-23 14:00 | 39482.693 | 282 | 222 | 1468 | 2866 | 11.34 | 6.87 | 4.4 | 14 | 511.3504 | 1.295% | 41.4166 | 19.7525 | 83.6547 | 519.6561 | 664.4799 | 1.2995
2018-04-23 15:00 | 40525.3102 | 290 | 208 | 1468 | 2866 | 14.45 | 4.04 | 5 | 16.19 | 553.5624 | 1.366% | 57.2408 | 11.4785 | 100.262 | 633.8161 | 802.7974 | 1.4502
2018-04-23 16:00 | 41552.1468 | 318 | 267 | 1468 | 2866 | 28.39 | 10 | 6.25 | 29.39 | 594.0778 | 1.43% | 129.0751 | 38.1734 | 131.1765 | 1204.275 | 1502.6999 | 2.5295
2018-04-23 17:00 | 42204.3978 | 215 | 300 | 1468 | 2866 | 20.26 | 12.64 | 6.5 | 23.01 | 622.1486 | 1.474% | 64.2117 | 55.8991 | 140.6617 | 972.1409 | 1232.9133 | 1.9817
2018-04-23 18:00 | 42068.8122 | 229 | 352 | 1410 | 2917 | 6.45 | 10 | 3 | 14 | 615.7388 | 1.464% | 21.6188 | 51.5204 | 61.9123 | 597.7241 | 732.7755 | 1.1901
2018-04-23 19:00 | 41255.139 | 361 | 384 | 1410 | 2917 | 10.64 | 10 | 2.75 | 12 | 601.6389 | 1.458% | 56.0153 | 56.0001 | 56.547 | 510.4763 | 679.0387 | 1.1286
2018-04-23 20:00 | 41447.0696 | 402 | 387 | 1410 | 2917 | 13.55 | 10 | 4.13 | 13.75 | 559.2717 | 1.349% | 73.5012 | 52.2204 | 78.5775 | 541.2129 | 745.512 | 1.333
2018-04-23 21:00 | 39940.2972 | 219 | 499 | 1410 | 2917 | 2.25 | 15 | 2.25 | 5.48 | 478.8923 | 1.199% | 5.9082 | 89.7467 | 38.0389 | 191.6653 | 325.3591 | 0.6794
2018-04-23 22:00 | 36703.6715 | 236 | 534 | 1131 | 3150 | 4 | 11.63 | 0.99 | 9.45 | 396.1129 | 1.079% | 10.1878 | 67.024 | 12.0839 | 321.2565 | 410.5522 | 1.0365
2018-04-23 23:00 | 33335.1815 | 333 | 509 | 1131 | 3150 | 10 | 20 | 0.99 | 15 | 336.6555 | 1.01% | 33.63 | 102.8089 | 11.3079 | 477.1826 | 624.9294 | 1.8563
2018-04-24 | 30872.5226 | 271 | 442 | 1131 | 3150 | 2.11 | 20 | 0.93 | 6 | 299.0301 | 0.9686% | 5.5385 | 85.6239 | 10.188 | 183.0647 | 284.4151 | 0.95113
2018-04-24 01:00 | 29463.6551 | 219 | 292 | 1131 | 3150 | 1.4 | 6.47 | 0.93 | 6 | 272.1085 | 0.9235% | 2.8316 | 17.4479 | 9.7141 | 174.549 | 204.5425 | 0.75169
2018-04-24 02:00 | 28603.6759 | 230 | 267 | 1529 | 3150 | 2 | 7.22 | 1.63 | 6 | 262.4777 | 0.9176% | 4.2211 | 17.6896 | 22.87 | 173.4333 | 218.214 | 0.83136
2018-04-24 03:00 | 28220.422 | 263 | 232 | 1529 | 3150 | 2.01 | 6 | 1.64 | 6 | 263.2307 | 0.9328% | 4.9309 | 12.9841 | 23.3897 | 176.2929 | 217.5976 | 0.82664
2018-04-24 04:00 | 28601.0052 | 335 | 209 | 1529 | 3150 | 2.61 | 5.69 | 3 | 6 | 302.3362 | 1.057% | 9.2426 | 12.5709 | 48.4884 | 199.7886 | 270.0905 | 0.89334
2018-04-24 05:00 | 30396.945 | 456 | 308 | 1529 | 3150 | 6.73 | 8.61 | 3.18 | 6.73 | 378.9756 | 1.247% | 38.2614 | 33.0625 | 60.62 | 264.3059 | 396.2498 | 1.0456
2018-04-24 06:00 | 33648.0449 | 575 | 290 | 1977 | 3006 | 11.6 | 4.01 | 7.4 | 8 | 410.2323 | 1.219% | 81.3197 | 14.1779 | 178.3645 | 293.1899 | 567.052 | 1.3823
2018-04-24 07:00 | 34595.4258 | 287 | 229 | 1977 | 3006 | 7.39 | 3.5 | 6.99 | 7.59 | 411.3027 | 1.189% | 25.2156 | 9.529 | 164.2959 | 271.2524 | 470.2929 | 1.1434
2018-04-24 08:00 | 35126.7142 | 359 | 202 | 1977 | 3006 | 7.59 | 2.61 | 6.99 | 7.59 | 428.1457 | 1.219% | 33.2116 | 6.4261 | 168.4372 | 278.0897 | 486.1645 | 1.1355
2018-04-24 09:00 | 36355.7695 | 321 | 209 | 1977 | 3006 | 7 | 2.61 | 6.99 | 7.2 | 446.3827 | 1.228% | 27.5891 | 6.6976 | 169.675 | 265.7391 | 469.7008 | 1.0522
2018-04-24 10:00 | 37877.4342 | 373 | 212 | 1469 | 2917 | 4.55 | 2.21 | 3.61 | 4.75 | 472.7138 | 1.248% | 21.1806 | 5.8472 | 66.183 | 172.921 | 266.1318 | 0.56299
2018-04-24 11:00 | 39333.0543 | 332 | 173 | 1469 | 2917 | 4.32 | 1 | 3.67 | 4.52 | 499.8793 | 1.271% | 18.2276 | 2.1986 | 68.5165 | 167.5646 | 256.5074 | 0.51314
2018-04-24 12:00 | 40973.9411 | 347 | 164 | 1469 | 2917 | 6.84 | 1 | 2.94 | 7.66 | 533.5947 | 1.302% | 30.9093 | 2.1357 | 56.2436 | 290.9839 | 380.2725 | 0.71266
2018-04-24 13:00 | 42681.7138 | 336 | 207 | 1469 | 2917 | 10.91 | 2.61 | 3.81 | 11.11 | 567.5959 | 1.33% | 48.7485 | 7.1847 | 74.4293 | 430.9708 | 561.3334 | 0.98897
2018-04-24 14:00 | 44423.2623 | 282 | 222 | 1468 | 2866 | 13.21 | 2.61 | 4.73 | 13.53 | 603.0549 | 1.358% | 50.5706 | 7.8657 | 94.2613 | 526.4055 | 679.1032 | 1.1261
2018-04-24 15:00 | 46067.9638 | 290 | 208 | 1468 | 2866 | 26.93 | 2.66 | 5 | 27.13 | 646.083 | 1.402% | 109.5276 | 7.7595 | 102.9403 | 1090.474 | 1310.7014 | 2.0287
2018-04-24 16:00 | 47639.7802 | 318 | 267 | 1468 | 2866 | 27.95 | 6 | 6.38 | 28.15 | 679.5413 | 1.426% | 126.7813 | 22.8512 | 133.5958 | 1150.8022 | 1434.0305 | 2.1103
2018-04-24 17:00 | 48130.8395 | 215 | 300 | 1468 | 2866 | 8.56 | 9.19 | 5.56 | 19 | 676.6031 | 1.406% | 25.8716 | 38.7567 | 114.7391 | 765.4914 | 944.8588 | 1.3965
2018-04-24 18:00 | 47260.2353 | 229 | 352 | 1410 | 2917 | 6.93 | 10 | 4.93 | 15.45 | 652.8876 | 1.381% | 21.9236 | 48.6279 | 96.0304 | 622.5977 | 789.1795 | 1.2088
2018-04-24 19:00 | 45810.4651 | 361 | 384 | 1410 | 2917 | 8.55 | 10 | 3.06 | 8.75 | 626.3331 | 1.367% | 42.2001 | 52.5015 | 58.9904 | 348.9676 | 502.6597 | 0.80254
2018-04-24 20:00 | 45469.7607 | 402 | 387 | 1410 | 2917 | 13.19 | 10 | 4.09 | 12.19 | 578.3167 | 1.272% | 67.4394 | 49.2214 | 73.3475 | 452.2548 | 642.2632 | 1.1106
2018-04-24 21:00 | 43557.5299 | 219 | 499 | 1410 | 2917 | 7.25 | 10 | 2.43 | 9.39 | 496.566 | 1.14% | 18.1007 | 56.8872 | 39.0606 | 312.2596 | 426.3081 | 0.85851
2018-04-24 22:00 | 39858.1139 | 236 | 534 | 1131 | 3150 | 3 | 15.29 | 0.98 | 10.74 | 416.6221 | 1.045% | 7.4005 | 85.3443 | 11.5855 | 353.6229 | 457.9531 | 1.0992
2018-04-24 23:00 | 35979.8027 | 333 | 509 | 1131 | 3150 | 10.73 | 19.16 | 0.98 | 12 | 349.7794 | 0.9722% | 34.736 | 94.8088 | 10.7752 | 367.4746 | 507.7945 | 1.4518
2018-04-25 | 33048.5148 | 271 | 442 | 1131 | 3150 | 2.01 | 21.95 | 0.92 | 7.15 | 329.0973 | 0.9958% | 5.4242 | 96.6116 | 10.3615 | 224.2792 | 336.6765 | 1.023
2018-04-25 01:00 | 31208.7993 | 219 | 292 | 1131 | 3150 | 1.42 | 6.36 | 0.97 | 7.11 | 320.0803 | 1.026% | 3.1894 | 19.0468 | 11.2517 | 229.7006 | 263.1885 | 0.82226
2018-04-25 02:00 | 30043.9117 | 230 | 267 | 1529 | 3150 | 1.42 | 6 | 2.78 | 6.93 | 300.0365 | 0.9987% | 3.2616 | 15.9985 | 42.4492 | 218.0025 | 279.7119 | 0.93226
2018-04-25 03:00 | 29518.1057 | 263 | 232 | 1529 | 3150 | 2 | 6 | 2.78 | 6.99 | 282.1056 | 0.9557% | 5.027 | 13.3034 | 40.6233 | 210.4316 | 269.3853 | 0.95491
2018-04-25 04:00 | 29786.1696 | 335 | 209 | 1529 | 3150 | 2.61 | 4.26 | 3 | 6 | 302.5312 | 1.016% | 8.8806 | 9.043 | 46.5891 | 191.9629 | 256.4755 | 0.84777
2018-04-25 05:00 | 31496.6427 | 456 | 308 | 1529 | 3150 | 7.61 | 8.61 | 4 | 7.61 | 362.9169 | 1.152% | 39.9846 | 30.556 | 70.471 | 276.2092 | 417.2207 | 1.1496
2018-04-25 06:00 | 34623.6116 | 575 | 290 | 1977 | 3006 | 16 | 8.11 | 14 | 14 | 386.7138 | 1.117% | 102.7555 | 26.2686 | 309.1377 | 470.0395 | 908.2013 | 2.3485
2018-04-25 07:00 | 35682.2965 | 287 | 229 | 1977 | 3006 | 5.84 | 3.5 | 10 | 10.6 | 388.9372 | 1.09% | 18.2693 | 8.7364 | 215.4931 | 347.3134 | 589.8121 | 1.5165
2018-04-25 08:00 | 36226.541 | 359 | 202 | 1977 | 3006 | 8.21 | 2.61 | 10.46 | 11.06 | 409.3471 | 1.13% | 33.3045 | 5.9574 | 233.6702 | 375.6722 | 648.6042 | 1.5845
2018-04-25 09:00 | 37453.6952 | 321 | 209 | 1977 | 3006 | 6 | 2.66 | 9 | 9.6 | 434.7525 | 1.161% | 22.3565 | 6.4532 | 206.5364 | 334.9713 | 570.3175 | 1.3118
2018-04-25 10:00 | 38726.1722 | 373 | 212 | 1469 | 2917 | 3.78 | 2.61 | 3.16 | 7.61 | 463.4468 | 1.197% | 16.8731 | 6.6217 | 55.5526 | 265.654 | 344.7015 | 0.74378
2018-04-25 11:00 | 40067.429 | 332 | 173 | 1469 | 2917 | 4.22 | 1 | 3.6 | 7.61 | 495.8705 | 1.238% | 17.3391 | 2.141 | 65.4487 | 274.7248 | 359.6537 | 0.7253
2018-04-25 12:00 | 41190.6461 | 347 | 164 | 1469 | 2917 | 3.81 | 1 | 2.84 | 8.5 | 527.8265 | 1.281% | 16.9413 | 2.1015 | 53.4605 | 317.7225 | 390.2258 | 0.73931
2018-04-25 13:00 | 42518.8235 | 336 | 207 | 1469 | 2917 | 5.03 | 2.21 | 3.67 | 8.56 | 541.4761 | 1.273% | 21.5231 | 5.8259 | 68.6572 | 317.9862 | 413.9924 | 0.76456
2018-04-25 14:00 | 43072.2646 | 282 | 222 | 1468 | 2866 | 4.14 | 2.61 | 4.14 | 7.21 | 530.3432 | 1.231% | 14.375 | 7.1343 | 74.8317 | 254.4314 | 350.7725 | 0.66141
2018-04-25 15:00 | 43191.3092 | 290 | 208 | 1468 | 2866 | 6.09 | 2.61 | 5 | 10.32 | 505.9036 | 1.171% | 20.6865 | 6.3588 | 85.9741 | 346.4394 | 459.4587 | 0.90819
2018-04-25 16:00 | 42826.3694 | 318 | 267 | 1468 | 2866 | 9.94 | 4.78 | 5.6 | 13.23 | 502.2851 | 1.173% | 37.0726 | 14.9685 | 96.4169 | 444.7081 | 593.166 | 1.1809
2018-04-25 17:00 | 42092.8626 | 215 | 300 | 1468 | 2866 | 6.41 | 8.11 | 3.92 | 19 | 499.0714 | 1.186% | 16.34 | 28.8467 | 68.2286 | 645.6305 | 759.0457 | 1.5209
2018-04-25 18:00 | 40904.7825 | 229 | 352 | 1410 | 2917 | 5 | 10 | 3.17 | 16.62 | 487.9578 | 1.193% | 13.6588 | 41.9905 | 53.3196 | 578.3299 | 687.2988 | 1.4085
2018-04-25 19:00 | 40141.6471 | 361 | 384 | 1410 | 2917 | 9.72 | 10 | 3.41 | 14.33 | 490.5996 | 1.222% | 42.885 | 46.9314 | 58.7632 | 510.8749 | 659.4545 | 1.3442
2018-04-25 20:00 | 40331.6757 | 402 | 387 | 1410 | 2917 | 26.63 | 10 | 5 | 26.63 | 472.7499 | 1.172% | 125.4823 | 45.3624 | 82.6369 | 910.5268 | 1164.0085 | 2.4622
2018-04-25 21:00 | 38974.4674 | 219 | 499 | 1410 | 2917 | 4.49 | 8.19 | 2.62 | 11.02 | 415.2951 | 1.066% | 10.4777 | 43.5473 | 39.3638 | 342.5269 | 435.9157 | 1.0497
2018-04-25 22:00 | 36106.5634 | 236 | 534 | 1131 | 3150 | 3 | 10 | 0.97 | 8.64 | 353.5266 | 0.9791% | 6.9322 | 52.285 | 10.7416 | 266.4773 | 336.4362 | 0.95166
2018-04-25 23:00 | 32999.5167 | 333 | 509 | 1131 | 3150 | 4.21 | 8.61 | 0.97 | 6.57 | 314.0222 | 0.9516% | 13.3407 | 41.7036 | 10.4397 | 196.9376 | 262.4216 | 0.83568
2018-04-26 | 30846.8271 | 271 | 442 | 1131 | 3150 | 4 | 15 | 0.91 | 5.3 | 295.7455 | 0.9588% | 10.3929 | 63.5655 | 9.8676 | 160.0642 | 243.8901 | 0.82466
2018-04-26 01:00 | 29646.5395 | 219 | 292 | 1131 | 3150 | 2.61 | 4.88 | 0.96 | 4 | 287.0243 | 0.9682% | 5.5339 | 13.7958 | 10.5118 | 121.9875 | 151.829 | 0.52898
2018-04-26 02:00 | 29007.1655 | 230 | 267 | 1529 | 3150 | 2.61 | 4.01 | 2.04 | 4 | 284.9652 | 0.9824% | 5.8973 | 10.5182 | 30.6425 | 123.7819 | 170.8399 | 0.59951
2018-04-26 03:00 | 28831.3782 | 263 | 232 | 1529 | 3150 | 3.8 | 3.5 | 2.38 | 4 | 292.7559 | 1.015% | 10.148 | 8.2451 | 36.9509 | 127.9413 | 183.2853 | 0.62607
2018-04-26 04:00 | 29373.8561 | 335 | 209 | 1529 | 3150 | 4 | 2.61 | 1 | 4.2 | 313.1553 | 1.066% | 14.2858 | 5.8155 | 16.3007 | 141.0453 | 177.4473 | 0.56664
2018-04-26 05:00 | 31380.9795 | 456 | 308 | 1529 | 3150 | 9.1 | 6 | 3.39 | 6.33 | 383.1196 | 1.221% | 50.661 | 22.5616 | 63.2812 | 243.4345 | 379.9384 | 0.9917
2018-04-26 06:00 | 34789.8333 | 575 | 290 | 1977 | 3006 | 13.54 | 4.01 | 10 | 11.31 | 419.8338 | 1.207% | 93.9532 | 14.0335 | 238.5787 | 410.2765 | 756.842 | 1.8027
2018-04-26 07:00 | 35780.5879 | 287 | 229 | 1977 | 3006 | 7.12 | 2.61 | 7 | 10 | 417.9036 | 1.168% | 23.8666 | 6.9808 | 161.6342 | 351.0893 | 543.5709 | 1.3007
2018-04-26 08:00 | 35640.1556 | 359 | 202 | 1977 | 3006 | 8.17 | 2.61 | 7.55 | 9.01 | 419.6897 | 1.178% | 34.5386 | 6.2084 | 175.769 | 318.9352 | 535.4513 | 1.2758
2018-04-26 09:00 | 35895.0911 | 321 | 209 | 1977 | 3006 | 8.13 | 2.61 | 7.53 | 9.79 | 419.579 | 1.169% | 30.5052 | 6.3763 | 174.0124 | 343.9936 | 554.8875 | 1.3225
2018-04-26 10:00 | 36213.1246 | 373 | 212 | 1469 | 2917 | 8.88 | 2.61 | 2.04 | 9.08 | 416.1232 | 1.149% | 38.0608 | 6.3582 | 34.4356 | 304.3534 | 383.208 | 0.9209
2018-04-26 11:00 | 36509.2467 | 332 | 173 | 1469 | 2917 | 5.23 | 1.04 | 2.85 | 7.65 | 418.016 | 1.145% | 19.8806 | 2.06 | 47.9354 | 255.4982 | 325.3743 | 0.77838
2018-04-26 12:00 | 36956.6637 | 347 | 164 | 1469 | 2917 | 7.68 | 1 | 1.5 | 8.57 | 424.0676 | 1.147% | 30.5797 | 1.8819 | 25.2846 | 286.8531 | 344.5992 | 0.8126
2018-04-26 13:00 | 37718.3443 | 336 | 207 | 1469 | 2917 | 10.3 | 2.61 | 3.12 | 10.5 | 436.5544 | 1.157% | 40.0555 | 6.2531 | 53.0472 | 354.4961 | 453.8519 | 1.0396
2018-04-26 14:00 | 38502.8994 | 282 | 222 | 1468 | 2866 | 5.27 | 2.61 | 3.31 | 10.45 | 460.5296 | 1.196% | 17.7756 | 6.9304 | 58.119 | 358.2256 | 441.0506 | 0.9577
2018-04-26 15:00 | 39362.2171 | 290 | 208 | 1468 | 2866 | 6.18 | 2.61 | 5 | 11.18 | 490.9636 | 1.247% | 22.354 | 6.7713 | 91.5516 | 399.6572 | 520.3342 | 1.0598
2018-04-26 16:00 | 40469.0856 | 318 | 267 | 1468 | 2866 | 24.87 | 6.51 | 8.64 | 25.07 | 522.8003 | 1.292% | 102.1681 | 22.4546 | 163.8522 | 928.203 | 1216.6779 | 2.3272
2018-04-26 17:00 | 40909.5136 | 215 | 300 | 1468 | 2866 | 7.31 | 8.11 | 4.31 | 19 | 538.5609 | 1.316% | 20.6903 | 32.0297 | 83.294 | 716.8698 | 852.8837 | 1.5836
2018-04-26 18:00 | 40500.263 | 229 | 352 | 1410 | 2917 | 5 | 8.11 | 2.93 | 19.12 | 529.6683 | 1.308% | 14.9745 | 37.3344 | 54.0297 | 729.4078 | 835.7465 | 1.5779
2018-04-26 19:00 | 39588.3027 | 361 | 384 | 1410 | 2917 | 10.09 | 8.11 | 3.29 | 10.92 | 533.4792 | 1.348% | 49.085 | 41.9665 | 62.5123 | 429.2494 | 582.8132 | 1.0925
2018-04-26 20:00 | 39951.8281 | 402 | 387 | 1410 | 2917 | 13.8 | 14.85 | 4.47 | 14 | 519.199 | 1.3% | 72.0945 | 74.6852 | 81.9075 | 530.7154 | 759.4026 | 1.4626
2018-04-26 21:00 | 38802.33 | 219 | 499 | 1410 | 2917 | 6.61 | 10 | 2.49 | 11.89 | 461.0406 | 1.188% | 17.1999 | 59.2901 | 41.7157 | 412.0972 | 530.3029 | 1.1502
2018-04-26 22:00 | 36071.6145 | 236 | 534 | 1131 | 3150 | 5 | 10 | 0.96 | 11.19 | 373.084 | 1.034% | 12.2046 | 55.2309 | 11.2299 | 364.5706 | 443.236 | 1.188
2018-04-26 23:00 | 32906.4577 | 333 | 509 | 1131 | 3150 | 10.08 | 12 | 0.96 | 10.41 | 326.406 | 0.9919% | 33.2952 | 60.5865 | 10.7699 | 325.2657 | 429.9173 | 1.3171
2018-04-27 | 30531.1951 | 271 | 442 | 1131 | 3150 | 4.08 | 12.55 | 0.9 | 7.11 | 289.3789 | 0.9478% | 10.4798 | 52.5762 | 9.6478 | 212.2772 | 284.9809 | 0.9848
2018-04-27 01:00 | 29146.6437 | 219 | 292 | 1131 | 3150 | 2.11 | 5.42 | 0.95 | 6.55 | 278.266 | 0.9547% | 4.4116 | 15.1096 | 10.2579 | 196.9806 | 226.7598 | 0.8149
2018-04-27 02:00 | 28399.4425 | 230 | 267 | 1529 | 3150 | 2.61 | 5.01 | 1.93 | 5.06 | 281.694 | 0.9919% | 5.9544 | 13.2683 | 29.2707 | 158.0989 | 206.5923 | 0.73339
2018-04-27 03:00 | 28022.5292 | 263 | 232 | 1529 | 3150 | 2.61 | 4.01 | 2.22 | 5.51 | 295.3283 | 1.054% | 7.2343 | 9.8046 | 35.7732 | 182.9194 | 235.7315 | 0.7982
2018-04-27 04:00 | 28339.3836 | 335 | 209 | 1529 | 3150 | 4 | 3.5 | 1.59 | 7.11 | 329.4645 | 1.163% | 15.5784 | 8.5042 | 28.2633 | 260.3744 | 312.7203 | 0.94918
2018-04-27 05:00 | 30069.9889 | 456 | 308 | 1529 | 3150 | 10 | 5.51 | 2.1 | 10 | 391.3063 | 1.301% | 59.3401 | 22.0844 | 41.784 | 409.9153 | 533.1238 | 1.3624
2018-04-27 06:00 | 33186.707 | 575 | 290 | 1977 | 3006 | 14.93 | 6.23 | 7.33 | 7.93 | 420.5614 | 1.267% | 108.791 | 22.8956 | 183.6436 | 302.0838 | 617.4139 | 1.4681
2018-04-27 07:00 | 34228.901 | 287 | 229 | 1977 | 3006 | 6.59 | 3.5 | 5.99 | 8.5 | 429.7308 | 1.255% | 23.7449 | 10.0625 | 148.6747 | 320.7831 | 503.2652 | 1.1711
2018-04-27 08:00 | 34849.4697 | 359 | 202 | 1977 | 3006 | 7.1 | 2.61 | 6.48 | 8.42 | 444.7532 | 1.276% | 32.5294 | 6.7284 | 163.495 | 323.016 | 525.7688 | 1.1822
2018-04-27 09:00 | 35808.1764 | 321 | 209 | 1977 | 3006 | 7.92 | 2.61 | 7.3 | 9.95 | 448.2706 | 1.252% | 31.8265 | 6.8288 | 180.6706 | 374.4295 | 593.7554 | 1.3245
2018-04-27 10:00 | 36903.2099 | 373 | 212 | 1469 | 2917 | 7.76 | 2.61 | 1.74 | 7.96 | 452.3922 | 1.226% | 35.4831 | 6.7831 | 31.3344 | 284.643 | 358.2436 | 0.79189
2018-04-27 11:00 | 37701.8167 | 332 | 173 | 1469 | 2917 | 5.91 | 2 | 2.42 | 7.83 | 463.2647 | 1.229% | 24.1097 | 4.2515 | 43.6822 | 280.6501 | 352.6935 | 0.76132
2018-04-27 12:00 | 38530.5615 | 347 | 164 | 1469 | 2917 | 7.37 | 2.11 | 1.5 | 9.36 | 480.1882 | 1.246% | 31.8715 | 4.3125 | 27.4612 | 340.2659 | 403.9112 | 0.84115
2018-04-27 13:00 | 39643.7607 | 336 | 207 | 1469 | 2917 | 6.02 | 2.61 | 2.15 | 10.5 | 500.8454 | 1.263% | 25.5543 | 6.8256 | 39.9015 | 386.9498 | 459.2312 | 0.91691
2018-04-27 14:00 | 40810.1578 | 282 | 222 | 1468 | 2866 | 6 | 3.5 | 2.74 | 11 | 521.5836 | 1.278% | 21.625 | 9.9306 | 51.4082 | 402.9253 | 485.8891 | 0.93157
2018-04-27 15:00 | 41833.7249 | 290 | 208 | 1468 | 2866 | 15.84 | 2.11 | 4.73 | 22.34 | 541.7082 | 1.295% | 59.4829 | 5.6831 | 89.9137 | 829.0834 | 984.1631 | 1.8168
2018-04-27 16:00 | 42763.2392 | 318 | 267 | 1468 | 2866 | 28.67 | 6 | 5.99 | 30.33 | 555.5345 | 1.299% | 118.4392 | 20.8115 | 114.2335 | 1129.2473 | 1382.7314 | 2.489
2018-04-27 17:00 | 42763.8788 | 215 | 300 | 1468 | 2866 | 9.13 | 11.61 | 4.91 | 21.74 | 553.1117 | 1.293% | 25.389 | 45.0494 | 93.2273 | 805.882 | 969.5478 | 1.7529
2018-04-27 18:00 | 41606.5149 | 229 | 352 | 1410 | 2917 | 5.64 | 6.95 | 3.64 | 17.8 | 537.749 | 1.292% | 16.6929 | 31.6188 | 66.3344 | 671.0806 | 785.7268 | 1.4611
2018-04-27 19:00 | 40136.8847 | 361 | 384 | 1410 | 2917 | 11.97 | 7.78 | 5.99 | 12.17 | 538.3534 | 1.341% | 57.9596 | 40.0714 | 113.2843 | 476.1577 | 687.473 | 1.277
2018-04-27 20:00 | 39889.9547 | 402 | 387 | 1410 | 2917 | 14.56 | 8.54 | 5.2 | 13.56 | 515.848 | 1.293% | 75.6912 | 42.7393 | 94.8158 | 511.5102 | 724.7565 | 1.405
2018-04-27 21:00 | 38610.6627 | 219 | 499 | 1410 | 2917 | 4.57 | 9.23 | 2.1 | 11.05 | 472.7374 | 1.224% | 12.2539 | 56.3917 | 36.2536 | 394.6493 | 499.5485 | 1.0567
2018-04-27 22:00 | 36254.5332 | 236 | 534 | 1131 | 3150 | 5 | 6 | 0.95 | 11.83 | 418.0321 | 1.153% | 13.606 | 36.9437 | 12.3889 | 429.6775 | 492.6161 | 1.1784
2018-04-27 23:00 | 33599.4526 | 333 | 509 | 1131 | 3150 | 8.91 | 6 | 0.95 | 9.11 | 362.3635 | 1.078% | 31.9988 | 32.9368 | 11.5877 | 309.4861 | 386.0095 | 1.0653
2018-04-28 | 31326.6694 | 271 | 442 | 1131 | 3150 | 5 | 14.78 | 0.9 | 9.36 | 330.5435 | 1.055% | 14.2973 | 68.9304 | 10.7404 | 311.1006 | 405.0687 | 1.2255
2018-04-28 01:00 | 29720.1472 | 219 | 292 | 1131 | 3150 | 2.61 | 5.16 | 0.94 | 8.71 | 311.8625 | 1.049% | 5.9979 | 15.8105 | 11.1558 | 287.8995 | 320.8636 | 1.0289
2018-04-28 02:00 | 28733.0156 | 230 | 267 | 1529 | 3150 | 2.61 | 4.01 | 1.74 | 7.61 | 301.2876 | 1.049% | 6.2946 | 11.2268 | 27.897 | 251.3595 | 296.7778 | 0.98503
2018-04-28 03:00 | 28206.397 | 263 | 232 | 1529 | 3150 | 4.27 | 3.5 | 1.82 | 6.75 | 294.1274 | 1.043% | 11.7104 | 8.4673 | 29.018 | 221.7187 | 270.9143 | 0.92108
2018-04-28 04:00 | 28050.0935 | 335 | 209 | 1529 | 3150 | 6.54 | 2.86 | 1.64 | 6.75 | 302.5617 | 1.079% | 23.6321 | 6.4475 | 27.0477 | 229.3475 | 286.4748 | 0.94683
2018-04-28 05:00 | 28512.9729 | 456 | 308 | 1529 | 3150 | 12.66 | 5.69 | 1.92 | 9.66 | 323.7891 | 1.136% | 65.5569 | 19.9014 | 33.3371 | 345.5472 | 464.3426 | 1.4341
2018-04-28 06:00 | 29541.2828 | 575 | 290 | 1977 | 3006 | 17.18 | 8.07 | 6.99 | 10.18 | 358.9342 | 1.215% | 120.0263 | 28.4353 | 167.9072 | 371.811 | 688.1799 | 1.9173
2018-04-28 07:00 | 30468.3442 | 287 | 229 | 1977 | 3006 | 6.87 | 4.01 | 5.35 | 8 | 400.3069 | 1.314% | 25.905 | 12.0649 | 138.9648 | 315.9535 | 492.8882 | 1.2313
2018-04-28 08:00 | 32166.2356 | 359 | 202 | 1977 | 3006 | 7 | 3.5 | 5.9 | 8 | 432.3613 | 1.344% | 33.7784 | 9.5031 | 156.7853 | 323.2403 | 523.3071 | 1.2103
2018-04-28 09:00 | 33827.278 | 321 | 209 | 1977 | 3006 | 7.59 | 3.5 | 6.99 | 8 | 457.6757 | 1.353% | 32.9638 | 9.897 | 186.9712 | 325.3642 | 555.1962 | 1.2131
2018-04-28 10:00 | 35455.7474 | 373 | 212 | 1469 | 2917 | 4.59 | 3.5 | 1.78 | 5.59 | 482.5811 | 1.361% | 23.3026 | 10.0992 | 35.5898 | 221.9381 | 290.9298 | 0.60286
2018-04-28 11:00 | 36879.5253 | 332 | 173 | 1469 | 2917 | 7.6 | 2.61 | 2.48 | 8.83 | 509.5041 | 1.382% | 34.8589 | 6.2381 | 50.331 | 355.8439 | 447.2719 | 0.87786
2018-04-28 12:00 | 38180.9176 | 347 | 164 | 1469 | 2917 | 9.13 | 1.41 | 1.52 | 10.13 | 536.8126 | 1.406% | 44.5427 | 3.2512 | 31.3936 | 415.4533 | 494.6408 | 0.92144
2018-04-28 13:00 | 39580.7933 | 336 | 207 | 1469 | 2917 | 10.61 | 2.11 | 2.08 | 11.61 | 563.7994 | 1.424% | 50.7802 | 6.2215 | 43.5236 | 482.4017 | 582.927 | 1.0339
2018-04-28 14:00 | 41129.1696 | 282 | 222 | 1468 | 2866 | 6.6 | 2.61 | 2.94 | 11.6 | 594.7897 | 1.446% | 26.9158 | 8.3793 | 62.4147 | 480.7814 | 578.4912 | 0.9726
2018-04-28 15:00 | 42514.746 | 290 | 208 | 1468 | 2866 | 16.02 | 2.61 | 5 | 21.21 | 621.8252 | 1.463% | 67.95 | 7.9402 | 107.3556 | 889.0896 | 1072.3354 | 1.7245
2018-04-28 16:00 | 43621.7428 | 318 | 267 | 1468 | 2866 | 27.46 | 3.5 | 5 | 28.73 | 640.2784 | 1.468% | 128.1721 | 13.7166 | 107.7363 | 1208.5863 | 1458.2113 | 2.2775
2018-04-28 17:00 | 43980.8668 | 215 | 300 | 1468 | 2866 | 7.22 | 7.46 | 4.15 | 17.64 | 635.7755 | 1.446% | 22.4396 | 32.3519 | 88.0672 | 730.8273 | 873.686 | 1.3742
2018-04-28 18:00 | 43308.4319 | 229 | 352 | 1410 | 2917 | 5 | 5.86 | 2.28 | 10 | 607.2015 | 1.402% | 16.0534 | 28.9202 | 45.0728 | 408.9751 | 499.0214 | 0.82184
2018-04-28 19:00 | 41743.011 | 361 | 384 | 1410 | 2917 | 11.8 | 12.51 | 3.33 | 12 | 577.8918 | 1.384% | 58.9728 | 66.5045 | 65.0019 | 484.5967 | 675.076 | 1.1682
2018-04-28 20:00 | 40921.9368 | 402 | 387 | 1410 | 2917 | 14 | 6.21 | 4.35 | 14 | 543.0775 | 1.327% | 74.6895 | 31.8939 | 81.3981 | 541.9636 | 729.9451 | 1.3441
2018-04-28 21:00 | 39688.7532 | 219 | 499 | 1410 | 2917 | 4 | 10.54 | 1.87 | 11.57 | 488.9259 | 1.232% | 10.7914 | 64.7913 | 32.4815 | 415.7626 | 523.8269 | 1.0714
2018-04-28 22:00 | 37386.7181 | 236 | 534 | 1131 | 3150 | 6.43 | 34.77 | 0.94 | 25.64 | 419.5106 | 1.122% | 17.0274 | 208.3395 | 11.9293 | 906.2629 | 1143.5591 | 2.7259
2018-04-28 23:00 | 34799.1784 | 333 | 509 | 1131 | 3150 | 10 | 16.02 | 0.94 | 30 | 360.1314 | 1.035% | 34.4617 | 84.3864 | 11.0023 | 977.9662 | 1107.8166 | 3.0761
2018-04-29 | 32367.9899 | 271 | 442 | 1131 | 3150 | 5 | 23.89 | 0.89 | 22.49 | 316.7194 | 0.9785% | 13.2586 | 103.3231 | 9.8494 | 693.2007 | 819.6319 | 2.5879
2018-04-29 01:00 | 30610.9607 | 219 | 292 | 1131 | 3150 | 2.61 | 8 | 0.93 | 20 | 292.6737 | 0.9561% | 5.465 | 22.3347 | 10.0566 | 602.3477 | 640.204 | 2.1874
2018-04-29 02:00 | 29361.4394 | 230 | 267 | 1529 | 3150 | 2.61 | 7.48 | 1.5 | 20 | 275.5511 | 0.9385% | 5.6337 | 18.7429 | 21.524 | 591.2421 | 637.1427 | 2.3122
2018-04-29 03:00 | 28569.7215 | 263 | 232 | 1529 | 3150 | 5 | 4.01 | 1.48 | 20 | 270.4626 | 0.9467% | 12.4488 | 8.8071 | 21.4225 | 596.4056 | 639.084 | 2.3629
2018-04-29 04:00 | 28129.4602 | 335 | 209 | 1529 | 3150 | 8.92 | 2.61 | 1.5 | 20 | 276.0611 | 0.9814% | 29.326 | 5.3534 | 22.5083 | 618.2788 | 675.4666 | 2.4468
2018-04-29 05:00 | 28155.0413 | 456 | 308 | 1529 | 3150 | 20 | 7 | 1.26 | 24 | 287.1849 | 1.02% | 93.0251 | 21.9915 | 19.6509 | 771.1293 | 905.7969 | 3.1541
2018-04-29 06:00 | 28481.6671 | 575 | 290 | 1977 | 3006 | 24.8 | 17.65 | 6.99 | 25 | 314.2737 | 1.103% | 157.3483 | 56.4788 | 152.4848 | 829.2236 | 1195.5355 | 3.8041
2018-04-29 07:00 | 29007.2374 | 287 | 229 | 1977 | 3006 | 8.51 | 4.42 | 6.99 | 19 | 363.1854 | 1.252% | 30.5797 | 12.673 | 173.0238 | 715.0963 | 931.3728 | 2.5645
2018-04-29 08:00 | 30986.5915 | 359 | 202 | 1977 | 3006 | 9 | 3.5 | 6.99 | 14 | 407.5168 | 1.315% | 42.4921 | 9.298 | 181.7421 | 553.4631 | 786.9954 | 1.9312
2018-04-29 09:00 | 33285.0148 | 321 | 209 | 1977 | 3006 | 8.99 | 3.5 | 6.99 | 14 | 432.6169 | 1.3% | 37.5076 | 9.5076 | 179.6133 | 546.9804 | 773.6089 | 1.7882
2018-04-29 10:00 | 35495.4156 | 373 | 212 | 1469 | 2917 | 12.69 | 3.5 | 1.55 | 14 | 448.6447 | 1.264% | 59.8275 | 9.3785 | 28.7795 | 516.1723 | 614.1578 | 1.3689
2018-04-29 11:00 | 37406.6269 | 332 | 173 | 1469 | 2917 | 9.37 | 2.11 | 2.27 | 14.37 | 473.3363 | 1.265% | 39.364 | 4.619 | 42.1958 | 530.4134 | 616.5921 | 1.3027
2018-04-29 12:00 | 39033.2379 | 347 | 164 | 1469 | 2917 | 12.05 | 1.28 | 1.66 | 15.74 | 498.8074 | 1.278% | 53.4337 | 2.6826 | 31.1622 | 586.7316 | 674.01 | 1.3512
2018-04-29 13:00 | 40484.7461 | 336 | 207 | 1469 | 2917 | 11.85 | 3.5 | 2.08 | 12.85 | 522.9637 | 1.292% | 51.4325 | 9.3588 | 39.4698 | 484.1943 | 584.4554 | 1.1176
2018-04-29 14:00 | 41749.4632 | 282 | 222 | 1468 | 2866 | 8.61 | 3.5 | 2.75 | 14.39 | 550.8711 | 1.319% | 32.037 | 10.2523 | 53.267 | 544.1719 | 639.728 | 1.1613
2018-04-29 15:00 | 42968.3844 | 290 | 208 | 1468 | 2866 | 11.36 | 3.5 | 3 | 21.72 | 560.6293 | 1.305% | 42.9836 | 9.4986 | 57.4611 | 812.1996 | 922.1429 | 1.6448
2018-04-29 16:00 | 43768.7995 | 318 | 267 | 1468 | 2866 | 25 | 8.61 | 5 | 26.7 | 567.6367 | 1.297% | 103.1034 | 29.814 | 95.1923 | 992.4149 | 1220.5246 | 2.1502
2018-04-29 17:00 | 43967.8522 | 215 | 300 | 1468 | 2866 | 7.25 | 15 | 4.25 | 19 | 572.3776 | 1.302% | 20.292 | 58.5814 | 81.2199 | 708.8873 | 868.9806 | 1.5182
2018-04-29 18:00 | 43217.8229 | 229 | 352 | 1410 | 2917 | 5 | 20.07 | 2 | 27 | 571.6576 | 1.323% | 15.1453 | 93.4465 | 37.3012 | 1041.7735 | 1187.6665 | 2.0776
2018-04-29 19:00 | 42090.483 | 361 | 384 | 1410 | 2917 | 14.36 | 32 | 3.09 | 17.25 | 569.9017 | 1.354% | 70.1904 | 166.3785 | 58.9921 | 681.305 | 976.866 | 1.7141
2018-04-29 20:00 | 42202.8053 | 402 | 387 | 1410 | 2917 | 24.26 | 16 | 4.25 | 24.26 | 540.0515 | 1.28% | 124.7989 | 79.2364 | 76.6835 | 905.5681 | 1186.2869 | 2.1966
2018-04-29 21:00 | 41117.4697 | 219 | 499 | 1410 | 2917 | 5 | 32 | 1.77 | 18.03 | 467.2315 | 1.136% | 12.4428 | 181.4497 | 28.3595 | 597.6375 | 819.8896 | 1.7548
2018-04-29 22:00 | 38093.3483 | 236 | 534 | 1131 | 3150 | 8.61 | 41.13 | 0.93 | 31 | 391.1644 | 1.027% | 20.8653 | 225.533 | 10.8008 | 1002.7262 | 1259.9253 | 3.221
2018-04-29 23:00 | 34679.8548 | 333 | 509 | 1131 | 3150 | 12 | 44.11 | 0.93 | 30 | 336.011 | 0.9689% | 38.717 | 217.5359 | 10.1911 | 915.6047 | 1182.0487 | 3.5179
2018-04-30 | 32061.0273 | 271 | 442 | 1131 | 3150 | 5 | 26.31 | 0.9 | 18.25 | 300.5554 | 0.9374% | 12.7024 | 109.016 | 9.5423 | 538.9154 | 670.1761 | 2.2298
2018-04-30 01:00 | 30431.0615 | 219 | 292 | 1131 | 3150 | 3.01 | 6 | 0.96 | 24.25 | 286.6884 | 0.9421% | 6.2102 | 16.5054 | 10.2289 | 719.64 | 752.5845 | 2.6251
2018-04-30 02:00 | 29497.923 | 230 | 267 | 1529 | 3150 | 2.61 | 6 | 1 | 18.25 | 278.4492 | 0.944% | 5.6666 | 15.1223 | 14.4332 | 542.6602 | 577.8822 | 2.0754
2018-04-30 03:00 | 29023.2456 | 263 | 232 | 1529 | 3150 | 4 | 6 | 1.22 | 18.25 | 280.8835 | 0.9678% | 10.1811 | 13.4716 | 18.0529 | 556.3572 | 598.0629 | 2.1292
2018-04-30 04:00 | 29393.9752 | 335 | 209 | 1529 | 3150 | 8.61 | 2.61 | 1.22 | 18.25 | 309.9531 | 1.054% | 30.4148 | 5.7521 | 19.67 | 606.1932 | 662.0302 | 2.1359
2018-04-30 05:00 | 31281.0136 | 456 | 308 | 1529 | 3150 | 18.02 | 7.69 | 1.41 | 24 | 372.0261 | 1.189% | 97.7265 | 28.1689 | 25.6401 | 899.1132 | 1050.6486 | 2.8241
2018-04-30 06:00 | 34342.3577 | 575 | 290 | 1977 | 3006 | 25 | 9.43 | 6.61 | 24.25 | 401.6318 | 1.169% | 168.1147 | 31.9821 | 152.8291 | 852.5084 | 1205.4344 | 3.0013
2018-04-30 07:00 | 35511.3772 | 287 | 229 | 1977 | 3006 | 6.03 | 3.5 | 5.24 | 19 | 411.4911 | 1.159% | 20.0536 | 9.2874 | 120.0413 | 661.8133 | 811.1956 | 1.9714
2018-04-30 08:00 | 36425.7444 | 359 | 202 | 1977 | 3006 | 9.03 | 2.61 | 6.51 | 18.25 | 426.4607 | 1.171% | 37.9536 | 6.1725 | 150.6809 | 642.2771 | 837.0841 | 1.9629
2018-04-30 09:00 | 37883.6458 | 321 | 209 | 1977 | 3006 | 7.12 | 3.5 | 6.5 | 15 | 436.9156 | 1.153% | 26.3591 | 8.4365 | 148.206 | 520.0272 | 703.0288 | 1.6091
2018-04-30 10:00 | 39405.4551 | 373 | 212 | 1469 | 2917 | 10 | 3.5 | 1.5 | 14 | 456.5648 | 1.159% | 43.217 | 8.5971 | 25.5305 | 473.1627 | 550.5073 | 1.2058
2018-04-30 11:00 | 40739.9127 | 332 | 173 | 1469 | 2917 | 8.61 | 2.11 | 1.93 | 13 | 474.1352 | 1.164% | 33.2677 | 4.2483 | 32.996 | 441.3284 | 511.8404 | 1.0795
2018-04-30 12:00 | 41723.8258 | 347 | 164 | 1469 | 2917 | 9.7 | 0.66 | 1.5 | 12 | 482.5965 | 1.157% | 38.9315 | 1.252 | 25.4867 | 404.8719 | 470.5421 | 0.97502
2018-04-30 13:00 | 42620.5149 | 336 | 207 | 1469 | 2917 | 15 | 3.5 | 1.82 | 15.31 | 482.0593 | 1.131% | 57.0049 | 8.1945 | 30.2395 | 505.1187 | 600.5576 | 1.2458
2018-04-30 14:00 | 43287.0719 | 282 | 222 | 1468 | 2866 | 9.12 | 3.5 | 1.5 | 14.12 | 477.3043 | 1.103% | 28.3584 | 8.5676 | 24.2803 | 446.219 | 507.4253 | 1.0631
2018-04-30 15:00 | 43646.8984 | 290 | 208 | 1468 | 2866 | 12.73 | 3.5 | 2.99 | 22 | 480.5907 | 1.101% | 40.6489 | 8.0159 | 48.3303 | 694.2579 | 791.2529 | 1.6464
2018-04-30 16:00 | 43916.7135 | 318 | 267 | 1468 | 2866 | 17.88 | 8.61 | 4.27 | 24.09 | 490.2222 | 1.116% | 63.4684 | 25.6612 | 69.9708 | 770.6835 | 929.784 | 1.8967
2018-04-30 17:00 | 43676.9472 | 215 | 300 | 1468 | 2866 | 6.78 | 8.61 | 3.78 | 22.12 | 500.1395 | 1.145% | 16.6919 | 29.5776 | 63.5414 | 725.9392 | 835.7501 | 1.671
2018-04-30 18:00 | 43048.3154 | 229 | 352 | 1410 | 2917 | 5 | 15 | 1.5 | 27 | 510.9379 | 1.187% | 13.5899 | 62.668 | 25.1028 | 934.7859 | 1036.1466 | 2.0279
2018-04-30 19:00 | 42767.9684 | 361 | 384 | 1410 | 2917 | 15.85 | 21.43 | 2.65 | 20.85 | 523.6695 | 1.224% | 70.0608 | 100.7609 | 45.7513 | 744.6997 | 961.2728 | 1.8356
2018-04-30 20:00 | 43422.7291 | 402 | 387 | 1410 | 2917 | 23.63 | 21.86 | 2.54 | 23.63 | 504.0451 | 1.161% | 110.2661 | 98.2004 | 41.5724 | 800.115 | 1050.1539 | 2.0835
2018-04-30 21:00 | 42465.2272 | 219 | 499 | 1410 | 2917 | 8.87 | 17.7 | 1.26 | 21 | 448.9311 | 1.057% | 20.5359 | 93.3727 | 18.7817 | 647.5928 | 780.2832 | 1.7381
2018-04-30 22:00 | 39577.5664 | 236 | 534 | 1131 | 3150 | 6 | 34.24 | 0.92 | 25 | 384.4994 | 0.9715% | 13.7566 | 177.6322 | 10.1087 | 765.0629 | 966.5604 | 2.5138
2018-04-30 23:00 | 36410.0305 | 333 | 509 | 1131 | 3150 | 9.78 | 29.92 | 0.97 | 25 | 342.1294 | 0.9397% | 30.6022 | 143.103 | 10.3087 | 739.9799 | 923.9937 | 2.7007
2018-05-01 | 34020.4837 | 359 | 436 | 1123 | 2957 | 10 | 53.89 | 0.9 | 18 | 317.4018 | 0.933% | 33.4937 | 219.2116 | 9.4296 | 496.584 | 758.7189 | 2.3904
2018-05-01 01:00 | 32483.5091 | 254 | 333 | 1123 | 2957 | 5 | 20 | 0.95 | 18 | 303.9455 | 0.9357% | 11.8833 | 62.3171 | 9.9824 | 498.0313 | 582.214 | 1.9155
2018-05-01 02:00 | 31602.491 | 238 | 286 | 1481 | 3006 | 3.36 | 16.93 | 2.25 | 18 | 297.8676 | 0.9425% | 7.5373 | 45.6378 | 31.4079 | 509.992 | 594.5751 | 1.9961
2018-05-01 03:00 | 31195.2215 | 233 | 236 | 1481 | 3006 | 3.06 | 15 | 2.25 | 18 | 301.453 | 0.9663% | 6.8898 | 34.2086 | 32.201 | 522.8691 | 596.1685 | 1.9777
2018-05-01 04:00 | 31478.7982 | 289 | 213 | 1481 | 3006 | 8.61 | 11.24 | 2.25 | 18 | 328.0544 | 1.042% | 25.9316 | 24.9502 | 34.7268 | 563.8833 | 649.4919 | 1.9798
2018-05-01 05:00 | 33235.3562 | 453 | 367 | 1481 | 3006 | 18.56 | 20 | 2.28 | 18.25 | 403.8739 | 1.215% | 102.1696 | 89.1952 | 41.0332 | 666.6491 | 899.0471 | 2.2261
2018-05-01 06:00 | 36516.86 | 605 | 319 | 1988 | 2823 | 25.2 | 32 | 6.19 | 18.25 | 446.732 | 1.223% | 186.5132 | 124.8804 | 150.543 | 630.2711 | 1092.2078 | 2.4449
2018-05-01 07:00 | 37779.2653 | 384 | 223 | 1988 | 2823 | 8.61 | 8.61 | 5.99 | 18.25 | 438.865 | 1.162% | 38.4071 | 22.3041 | 138.3314 | 598.4822 | 797.5248 | 1.8172
2018-05-01 08:00 | 38591.9023 | 440 | 272 | 1988 | 2823 | 13.08 | 15 | 6.08 | 18.25 | 445.5154 | 1.154% | 66.4396 | 47.1006 | 139.5361 | 594.758 | 847.8343 | 1.903
2018-05-01 09:00 | 39894.7454 | 393 | 255 | 1988 | 2823 | 9.37 | 12.88 | 6.57 | 14.37 | 449.2047 | 1.126% | 41.463 | 36.9815 | 147.0654 | 456.7686 | 682.2785 | 1.5189
2018-05-01 10:00 | 41178.8785 | 409 | 228 | 1733 | 2654 | 11.23 | 8.11 | 5 | 11.43 | 457.1006 | 1.11% | 50.9848 | 20.5255 | 96.1847 | 336.732 | 504.4269 | 1.1035
2018-05-01 11:00 | 42320.7197 | 403 | 212 | 1733 | 2654 | 13.17 | 5 | 5.99 | 13 | 464.4939 | 1.098% | 58.2529 | 11.6341 | 113.9338 | 378.6791 | 562.4999 | 1.211
2018-05-01 12:00 | 42966.443 | 360 | 191 | 1733 | 2654 | 10.24 | 5 | 5.99 | 10.5 | 474.2981 | 1.104% | 40.6934 | 10.5421 | 114.5902 | 307.6183 | 473.444 | 0.9982
2018-05-01 13:00 | 43848.1158 | 314 | 193 | 1733 | 2654 | 10.28 | 2.61 | 5.99 | 10.5 | 482.996 | 1.102% | 35.5562 | 5.5487 | 114.3452 | 306.9607 | 462.4109 | 0.95738
2018-05-01 14:00 | 44541.0335 | 294 | 218 | 1712 | 2595 | 12.99 | 2.85 | 5.99 | 14 | 503.6814 | 1.131% | 43.1869 | 7.0258 | 115.9648 | 410.829 | 577.0065 | 1.1456
2018-05-01 15:00 | 44808.0921 | 315 | 229 | 1712 | 2595 | 19.8 | 3.5 | 5.99 | 20 | 527.5017 | 1.177% | 73.4249 | 9.4356 | 120.7252 | 610.9909 | 814.5766 | 1.5442
2018-05-01 16:00 | 45101.859 | 259 | 287 | 1712 | 2595 | 15.25 | 5 | 5.99 | 19.97 | 536.1763 | 1.189% | 46.9551 | 17.0595 | 121.9112 | 616.0679 | 801.9937 | 1.4958
2018-05-01 17:00 | 45117.5839 | 254 | 322 | 1712 | 2595 | 13.29 | 7.78 | 5.99 | 19 | 560.9936 | 1.243% | 41.9731 | 31.1492 | 127.5095 | 613.0601 | 813.692 | 1.4504
2018-05-01 18:00 | 44699.2597 | 260 | 412 | 1571 | 2654 | 7 | 15 | 5 | 15.49 | 577.1318 | 1.291% | 23.4988 | 79.7927 | 101.4194 | 530.7953 | 735.5062 | 1.2744
2018-05-01 19:00 | 44458.1347 | 332 | 365 | 1571 | 2654 | 12.25 | 8.61 | 5 | 12.45 | 581.332 | 1.308% | 53.1799 | 41.0931 | 102.7115 | 432.0592 | 629.0437 | 1.0821
2018-05-01 20:00 | 45069.2571 | 305 | 387 | 1571 | 2654 | 13.8 | 15 | 5 | 14 | 555.1428 | 1.232% | 51.8446 | 71.5034 | 96.7543 | 457.6709 | 677.7731 | 1.2209
2018-05-01 21:00 | 44137.0674 | 282 | 531 | 1571 | 2654 | 17.24 | 35 | 5 | 18.6 | 499.3139 | 1.131% | 54.9992 | 210.2484 | 88.8621 | 558.4497 | 912.5595 | 1.8276
2018-05-01 22:00 | 41544.9202 | 399 | 604 | 1123 | 2957 | 17.43 | 45 | 0.91 | 17.63 | 432.6628 | 1.041% | 72.4272 | 283.0617 | 10.6427 | 542.9193 | 909.0509 | 2.1011
2018-05-01 23:00 | 38329.9153 | 293 | 569 | 1123 | 2957 | 9.7 | 45 | 0.96 | 15 | 384.5156 | 1.003% | 28.5112 | 256.8626 | 10.815 | 444.9577 | 741.1465 | 1.9275
2018-05-02 | 35957.6601 | 359 | 436 | 1123 | 2957 | 12 | 26.03 | 0.9 | 14.94 | 352.1457 | 0.9793% | 42.1897 | 111.1454 | 9.8981 | 432.6461 | 595.8794 | 1.6921
2018-05-02 01:00 | 34456.3369 | 254 | 333 | 1123 | 2957 | 8.61 | 15 | 0.94 | 12.56 | 334.0365 | 0.9694% | 21.2013 | 48.424 | 10.2337 | 360.0524 | 439.9113 | 1.317
2018-05-02 02:00 | 33491.178 | 238 | 286 | 1481 | 3006 | 8.61 | 14 | 2.25 | 17.25 | 326.0513 | 0.9735% | 19.9497 | 38.9807 | 32.4409 | 504.8166 | 596.1878 | 1.8285
2018-05-02 03:00 | 33107.9557 | 233 | 236 | 1481 | 3006 | 8.61 | 12 | 2.25 | 17.25 | 329.0907 | 0.994% | 19.9408 | 28.1499 | 33.1223 | 515.4201 | 596.6331 | 1.813
2018-05-02 04:00 | 33526.2262 | 289 | 213 | 1481 | 3006 | 9 | 9 | 2.27 | 17.25 | 355.3139 | 1.06% | 27.5656 | 20.3165 | 35.6294 | 549.5479 | 633.0595 | 1.7817
2018-05-02 05:00 | 35320.3304 | 453 | 367 | 1481 | 3006 | 18.62 | 15.51 | 2.34 | 17 | 419.0728 | 1.186% | 100.0789 | 67.5371 | 41.1183 | 606.3211 | 815.0555 | 1.9449
2018-05-02 06:00 | 38733.9274 | 605 | 319 | 1988 | 2823 | 25.14 | 18.05 | 6.19 | 17 | 461.1381 | 1.191% | 181.0757 | 68.55 | 146.503 | 571.3461 | 967.4748 | 2.098
2018-05-02 07:00 | 39897.554 | 384 | 223 | 1988 | 2823 | 10 | 10 | 7 | 17 | 452.3723 | 1.134% | 43.5393 | 25.2845 | 157.7844 | 544.1386 | 770.7468 | 1.7038
2018-05-02 08:00 | 40398.872 | 440 | 272 | 1988 | 2823 | 14.26 | 12 | 6.67 | 14.79 | 465.2009 | 1.152% | 72.2509 | 37.5856 | 152.691 | 480.7844 | 743.312 | 1.5978
2018-05-02 09:00 | 41750.9486 | 393 | 255 | 1988 | 2823 | 13.04 | 12 | 7 | 13.24 | 485.0558 | 1.162% | 59.5382 | 35.5506 | 161.6738 | 434.2344 | 690.997 | 1.4246
2018-05-02 10:00 | 43548.5563 | 409 | 228 | 1733 | 2654 | 12.21 | 6.04 | 5.99 | 11.21 | 504.6832 | 1.159% | 57.8741 | 15.9594 | 120.3014 | 344.7876 | 538.9225 | 1.0678
2018-05-02 11:00 | 45362.7526 | 403 | 212 | 1733 | 2654 | 10.48 | 2.61 | 5.99 | 10.68 | 527.0789 | 1.162% | 49.073 | 6.4291 | 120.6151 | 329.343 | 505.4602 | 0.95898
2018-05-02 12:00 | 47055.4782 | 360 | 191 | 1733 | 2654 | 9.86 | 2.11 | 5.99 | 10.06 | 563.2239 | 1.197% | 42.4864 | 4.8238 | 124.25 | 319.5728 | 491.133 | 0.872
2018-05-02 13:00 | 48957.0218 | 314 | 193 | 1733 | 2654 | 10.3 | 2.61 | 5.99 | 10.5 | 585.9794 | 1.197% | 38.711 | 6.0293 | 124.2489 | 333.5474 | 502.5366 | 0.8576
2018-05-02 14:00 | 50318.8486 | 294 | 218 | 1712 | 2595 | 10.8 | 2.76 | 6.25 | 11 | 609.0476 | 1.21% | 38.4319 | 7.2826 | 129.5103 | 345.502 | 520.7268 | 0.85499
2018-05-02 15:00 | 51272.1614 | 315 | 229 | 1712 | 2595 | 25.02 | 3.62 | 6.9 | 25.22 | 631.5929 | 1.232% | 97.0853 | 10.2117 | 145.5152 | 806.1912 | 1059.0034 | 1.6767
2018-05-02 16:00 | 51992.971 | 259 | 287 | 1712 | 2595 | 27.91 | 8.11 | 14.93 | 28.11 | 664.0408 | 1.277% | 92.323 | 29.7271 | 326.4477 | 931.6404 | 1380.1382 | 2.0784
2018-05-02 17:00 | 51563.8468 | 254 | 322 | 1712 | 2595 | 15.73 | 10 | 7.5 | 22.42 | 673.9633 | 1.307% | 52.222 | 42.0869 | 167.8247 | 760.4382 | 1022.5718 | 1.5173
2018-05-02 18:00 | 50436.9736 | 260 | 412 | 1571 | 2654 | 17 | 14 | 5.99 | 22 | 668.5364 | 1.325% | 58.5866 | 76.4542 | 124.7323 | 773.9264 | 1033.6995 | 1.5462
2018-05-02 19:00 | 49154.5732 | 332 | 365 | 1571 | 2654 | 11.86 | 6.49 | 5.99 | 12 | 673.4389 | 1.37% | 53.9457 | 32.4543 | 128.925 | 436.3314 | 651.6564 | 0.96765
2018-05-02 20:00 | 49177.0494 | 305 | 387 | 1571 | 2654 | 14.78 | 8.61 | 5.99 | 14 | 633.1218 | 1.287% | 58.0362 | 42.8982 | 121.1512 | 478.3588 | 700.4444 | 1.1063
2018-05-02 21:00 | 47744.6507 | 282 | 531 | 1571 | 2654 | 11.07 | 16 | 5 | 11.27 | 595.0092 | 1.246% | 38.9041 | 105.8799 | 97.8915 | 372.7553 | 615.4308 | 1.0343
2018-05-02 22:00 | 44559.4641 | 399 | 604 | 1123 | 2957 | 8.27 | 30 | 0.9 | 8 | 532.9837 | 1.196% | 39.4687 | 216.7365 | 12.0892 | 282.9536 | 551.248 | 1.0343
2018-05-02 23:00 | 40965.8141 | 293 | 569 | 1123 | 2957 | 10 | 30 | 0.95 | 15 | 468.7434 | 1.144% | 33.526 | 195.3202 | 12.2072 | 507.5235 | 748.5768 | 1.597
2018-05-03 | 38142.719 | 359 | 436 | 1123 | 2957 | 8.61 | 30 | 0.9 | 5.88 | 432.0743 | 1.133% | 35.0142 | 148.168 | 11.449 | 196.9588 | 391.5901 | 0.9063
2018-05-03 01:00 | 36315.1588 | 254 | 333 | 1123 | 2957 | 2.61 | 15 | 0.93 | 4 | 391.9281 | 1.079% | 7.1547 | 53.9081 | 11.2715 | 127.6526 | 199.9869 | 0.51026
2018-05-03 02:00 | 35033.5364 | 238 | 286 | 1481 | 3006 | 2.11 | 15 | 2.32 | 4 | 375.7851 | 1.073% | 5.3866 | 46.0164 | 36.8552 | 128.9747 | 217.2329 | 0.57808
2018-05-03 03:00 | 34314.9941 | 233 | 236 | 1481 | 3006 | 2.11 | 8.61 | 2.33 | 4 | 375.8382 | 1.095% | 5.3846 | 22.2552 | 37.7944 | 131.694 | 197.1283 | 0.5245
2018-05-03 04:00 | 34375.334 | 289 | 213 | 1481 | 3006 | 8.11 | 8.61 | 3 | 9.77 | 417.7584 | 1.215% | 28.4837 | 22.2875 | 53.9951 | 356.9125 | 461.6789 | 1.1051
2018-05-03 05:00 | 35935.8024 | 453 | 367 | 1481 | 3006 | 9 | 17.29 | 3 | 5 | 485.8247 | 1.352% | 55.1179 | 85.7854 | 60.066 | 203.1942 | 404.1635 | 0.83191
2018-05-03 06:00 | 39316.1071 | 605 | 319 | 1988 | 2823 | 25 | 15 | 10.26 | 14.72 | 514.9866 | 1.31% | 198.1166 | 62.6769 | 267.1709 | 544.3072 | 1072.2716 | 2.0821
2018-05-03 07:00 | 40364.6031 | 384 | 223 | 1988 | 2823 | 11.52 | 4.01 | 10 | 11.72 | 523.9004 | 1.298% | 57.4158 | 11.6064 | 258.0266 | 429.4243 | 756.4731 | 1.4439
2018-05-03 08:00 | 41045.5192 | 440 | 272 | 1988 | 2823 | 9.27 | 8.61 | 7.5 | 9.12 | 534.7677 | 1.303% | 53.1413 | 30.5121 | 194.2572 | 335.4325 | 613.343 | 1.1469
2018-05-03 09:00 | 42397.2832 | 393 | 255 | 1988 | 2823 | 8.46 | 4.01 | 7.5 | 8.66 | 558.0175 | 1.316% | 43.7595 | 13.4584 | 196.24 | 321.7648 | 575.2228 | 1.0308
2018-05-03 10:00 | 43738.4111 | 409 | 228 | 1733 | 2654 | 8.46 | 6.01 | 5.99 | 8.66 | 588.7937 | 1.346% | 46.5794 | 18.4463 | 139.7415 | 309.399 | 514.1663 | 0.87325
2018-05-03 11:00 | 44537.4866 | 403 | 212 | 1733 | 2654 | 6.61 | 2.11 | 5.99 | 6.59 | 614.7081 | 1.38% | 36.7663 | 6.1739 | 143.2744 | 241.3957 | 427.6104 | 0.69563
2018-05-03 12:00 | 45387.5657 | 360 | 191 | 1733 | 2654 | 8.64 | 1 | 5.99 | 9.09 | 623.3749 | 1.373% | 42.7197 | 2.6233 | 142.5732 | 331.3426 | 519.2588 | 0.83298
2018-05-03 13:00 | 46446.2594 | 314 | 193 | 1733 | 2654 | 10.3 | 2.35 | 7.5 | 10.5 | 633.6201 | 1.364% | 44.121 | 6.1873 | 177.312 | 380.1617 | 607.782 | 0.95922
2018-05-03 14:00 | 47425.2897 | 294 | 218 | 1712 | 2595 | 19.8 | 2.83 | 16 | 20 | 667.8467 | 1.408% | 81.9746 | 8.6878 | 385.7363 | 730.8599 | 1207.2587 | 1.8077
2018-05-03 15:00 | 48414.3362 | 315 | 229 | 1712 | 2595 | 33.55 | 3.5 | 7.5 | 37 | 705.434 | 1.457% | 153.9875 | 11.6785 | 187.0886 | 1399.0122 | 1751.7668 | 2.4832
2018-05-03 16:00 | 49582.1647 | 259 | 287 | 1712 | 2595 | 30 | 7.22 | 21.5 | 37 | 744.3049 | 1.501% | 116.6397 | 31.106 | 552.5449 | 1441.3334 | 2141.6241 | 2.8773
2018-05-03 17:00 | 49803.9179 | 254 | 322 | 1712 | 2595 | 20.5 | 10.36 | 6.5 | 25.96 | 755.7971 | 1.518% | 79.0186 | 50.6241 | 168.8725 | 1022.3127 | 1320.8279 | 1.7476
2018-05-03 18:00 | 48883.6207 | 260 | 412 | 1571 | 2654 | 7.99 | 16.09 | 5.99 | 21.94 | 739.3899 | 1.513% | 31.4217 | 100.2682 | 142.3355 | 880.74 | 1154.7654 | 1.5618
2018-05-03 19:00 | 47510.7851 | 332 | 365 | 1571 | 2654 | 10.32 | 8.61 | 5.99 | 10.52 | 736.7452 | 1.551% | 53.1304 | 48.7328 | 145.9245 | 432.954 | 680.7416 | 0.92399
2018-05-03 20:00 | 47452.027 | 305 | 387 | 1571 | 2654 | 14.65 | 9.21 | 6.5 | 14.6 | 703.1454 | 1.482% | 66.2106 | 52.8154 | 151.3143 | 574.1748 | 844.5152 | 1.2011
2018-05-03 21:00 | 46154.6468 | 282 | 531 | 1571 | 2654 | 9.83 | 15 | 5.99 | 10.03 | 624.6484 | 1.353% | 37.5165 | 107.7968 | 127.3571 | 360.265 | 632.9354 | 1.0133
2018-05-03 22:00 | 43058.7308 | 399 | 604 | 1123 | 2957 | 10.41 | 30 | 1 | 10.61 | 539.1368 | 1.252% | 52.0069 | 226.8799 | 14.061 | 392.8298 | 685.7777 | 1.272
2018-05-03 23:00 | 39532.623 | 293 | 569 | 1123 | 2957 | 3 | 22 | 0.97 | 4.57 | 474.8654 | 1.201% | 10.5585 | 150.3661 | 13.0848 | 162.3239 | 336.3333 | 0.70827
2018-05-04 | 36736.6054 | 359 | 436 | 1123 | 2957 | 3.8 | 10.03 | 0.9 | 4 | 435.0049 | 1.184% | 16.1537 | 51.7824 | 11.9679 | 140.0575 | 219.9616 | 0.50565
2018-05-04 01:00 | 35034.8681 | 254 | 333 | 1123 | 2957 | 2.61 | 10 | 0.92 | 3.37 | 410.8901 | 1.173% | 7.775 | 39.0544 | 12.1169 | 116.8709 | 175.8172 | 0.42789
2018-05-04 02:00 | 33905.0537 | 238 | 286 | 1481 | 3006 | 2.14 | 8.61 | 2.09 | 2.84 | 386.9069 | 1.141% | 5.8121 | 28.1003 | 35.3218 | 97.4203 | 166.6545 | 0.43074
2018-05-04 03:00 | 33261.6442 | 233 | 236 | 1481 | 3006 | 2.01 | 6.98 | 1.99 | 2.61 | 360.8443 | 1.085% | 5.0808 | 17.8708 | 31.9731 | 85.1149 | 140.0395 | 0.38809
2018-05-04 04:00 | 33502.6106 | 289 | 213 | 1481 | 3006 | 2.61 | 4.01 | 2.28 | 2.81 | 387.1471 | 1.156% | 8.7164 | 9.8701 | 39.02 | 97.6096 | 155.2161 | 0.40092
2018-05-04 05:00 | 35137.845 | 453 | 367 | 1481 | 3006 | 7 | 10.03 | 2.8 | 4 | 447.3576 | 1.273% | 40.3716 | 46.8648 | 52.795 | 153.0836 | 293.115 | 0.65521
2018-05-04 06:00 | 38278.8512 | 605 | 319 | 1988 | 2823 | 25 | 8.04 | 7.59 | 7.8 | 474.5622 | 1.24% | 187.5123 | 31.7966 | 187.065 | 272.9856 | 679.3594 | 1.4315
2018-05-04 07:00 | 39468.9095 | 384 | 223 | 1988 | 2823 | 9.31 | 2.61 | 7.79 | 8.39 | 473.7131 | 1.2% | 42.9083 | 6.9856 | 185.8721 | 284.2714 | 520.0373 | 1.0978
2018-05-04 08:00 | 39894.7382 | 440 | 272 | 1988 | 2823 | 8.87 | 4.01 | 8.25 | 8.64 | 474.1416 | 1.188% | 46.3841 | 12.963 | 194.9229 | 289.8792 | 544.1492 | 1.1477
2018-05-04 09:00 | 40804.2646 | 393 | 255 | 1988 | 2823 | 8.56 | 3.5 | 7.94 | 8.54 | 454.5282 | 1.114% | 37.4733 | 9.9418 | 175.8297 | 268.5493 | 491.794 | 1.082
2018-05-04 10:00 | 41309.8356 | 409 | 228 | 1733 | 2654 | 8.06 | 3.5 | 5.99 | 6.59 | 459.9215 | 1.113% | 36.7019 | 8.8845 | 115.5728 | 194.7227 | 355.8819 | 0.77379
2018-05-04 11:00 | 41457.179 | 403 | 212 | 1733 | 2654 | 8.84 | 2.61 | 5.99 | 6.86 | 464.1213 | 1.12% | 39.8831 | 6.1945 | 116.2137 | 203.8247 | 366.116 | 0.78884
2018-05-04 12:00 | 41412.6751 | 360 | 191 | 1733 | 2654 | 9.98 | 2.11 | 5.99 | 10.18 | 452.9531 | 1.094% | 39.2964 | 4.4079 | 113.5391 | 295.5076 | 452.751 | 0.99955
2018-05-04 13:00 | 41476.0748 | 314 | 193 | 1733 | 2654 | 11.73 | 2.61 | 6.1 | 11.93 | 454.1164 | 1.095% | 40.3271 | 5.5153 | 115.7439 | 346.6657 | 508.252 | 1.1192
2018-05-04 14:00 | 41581.6702 | 294 | 218 | 1712 | 2595 | 16.59 | 3.48 | 9.18 | 17.11 | 448.2177 | 1.078% | 52.5752 | 8.1775 | 169.4078 | 478.6019 | 708.7625 | 1.5813
2018-05-04 15:00 | 41620.3668 | 315 | 229 | 1712 | 2595 | 14.04 | 3.5 | 6.69 | 14.24 | 454.7292 | 1.093% | 48.3197 | 8.7569 | 125.1344 | 403.7331 | 585.9442 | 1.2886
2018-05-04 16:00 | 41339.6569 | 259 | 287 | 1712 | 2595 | 16.67 | 7 | 15.07 | 18.82 | 463.6033 | 1.121% | 48.4189 | 22.5299 | 289.3321 | 547.6922 | 907.9732 | 1.9585
2018-05-04 17:00 | 40558.5787 | 254 | 322 | 1712 | 2595 | 9.5 | 7.39 | 6.5 | 12.3 | 465.2555 | 1.147% | 27.68 | 27.2966 | 127.6515 | 366.1434 | 548.7715 | 1.1795
2018-05-04 18:00 | 39529.6181 | 260 | 412 | 1571 | 2654 | 7 | 12.97 | 5 | 7.58 | 467.1913 | 1.182% | 21.5102 | 63.1552 | 92.8364 | 237.7619 | 415.2637 | 0.88885
2018-05-04 19:00 | 38951.3665 | 332 | 365 | 1571 | 2654 | 12.29 | 7 | 5.99 | 12.49 | 475.7313 | 1.221% | 49.8344 | 31.2054 | 114.9323 | 404.8577 | 600.8298 | 1.263
2018-05-04 20:00 | 39192.1992 | 305 | 387 | 1571 | 2654 | 17.46 | 8.11 | 5.99 | 17.66 | 468.843 | 1.196% | 63.7048 | 37.5457 | 112.5721 | 560.6857 | 774.5082 | 1.652
2018-05-04 21:00 | 38508.5195 | 282 | 531 | 1571 | 2654 | 7.69 | 14.59 | 5.27 | 7.69 | 438.0244 | 1.137% | 24.667 | 88.1234 | 94.1734 | 232.15 | 439.1139 | 1.0025
2018-05-04 22:00 | 36779.1471 | 399 | 604 | 1123 | 2957 | 6.77 | 32 | 0.99 | 6.77 | 393.4455 | 1.07% | 28.8964 | 206.7616 | 11.8932 | 214.1524 | 461.7035 | 1.1735
2018-05-04 23:00 | 34430.6969 | 293 | 569 | 1123 | 2957 | 3 | 32 | 0.96 | 4.04 | 353.8434 | 1.028% | 9.0335 | 187.1232 | 11.0794 | 122.7716 | 330.0076 | 0.93264
2018-05-05 | 32335.782 | 359 | 436 | 1123 | 2957 | 4 | 8.11 | 0.9 | 4 | 326.2782 | 1.009% | 14.4897 | 35.679 | 10.1983 | 119.3483 | 179.7152 | 0.5508
2018-05-05 01:00 | 30775.4228 | 254 | 333 | 1123 | 2957 | 2.11 | 4.05 | 0.91 | 2.61 | 309.821 | 1.007% | 5.3954 | 13.5771 | 10.2879 | 77.696 | 106.9564 | 0.34522
2018-05-05 02:00 | 29781.1276 | 238 | 286 | 1481 | 3006 | 2.01 | 3.5 | 1.84 | 2.61 | 300.6428 | 1.01% | 4.8293 | 10.1052 | 27.5095 | 79.2026 | 121.6465 | 0.40462
2018-05-05 03:00 | 29157.8335 | 233 | 236 | 1481 | 3006 | 2 | 2.61 | 2.16 | 2.61 | 297.9822 | 1.022% | 4.7623 | 6.2949 | 32.6922 | 80.1797 | 123.9291 | 0.41589
2018-05-05 04:00 | 28961.3922 | 289 | 213 | 1481 | 3006 | 2.41 | 2.11 | 2.28 | 2.61 | 307.4185 | 1.061% | 7.3931 | 4.7706 | 35.8427 | 83.2799 | 131.2862 | 0.42706
2018-05-05 05:00 | 29342.0922 | 453 | 367 | 1481 | 3006 | 4.33 | 6 | 2.77 | 4.33 | 326.7423 | 1.114% | 21.8424 | 24.5206 | 45.6824 | 144.941 | 236.9864 | 0.7253
2018-05-05 06:00 | 30204.3683 | 605 | 319 | 1988 | 2823 | 15.43 | 7 | 6.72 | 6.72 | 359.857 | 1.191% | 111.2196 | 26.6041 | 159.1643 | 226.0166 | 523.0047 | 1.4534
2018-05-05 07:00 | 31143.1997 | 384 | 223 | 1988 | 2823 | 8.23 | 2.61 | 6.71 | 7.31 | 401.2432 | 1.288% | 40.717 | 7.4988 | 171.8634 | 265.872 | 485.9511 | 1.2111
2018-05-05 08:00 | 32968.4176 | 440 | 272 | 1988 | 2823 | 10.54 | 4.05 | 9.19 | 9.4 | 440.5826 | 1.336% | 61.9758 | 14.7215 | 244.1524 | 354.6238 | 675.4737 | 1.5331
2018-05-05 09:00 | 35081.4625 | 393 | 255 | 1988 | 2823 | 10.05 | 3.5 | 9.45 | 10.05 | 473.6939 | 1.35% | 53.3309 | 12.0511 | 253.6695 | 383.0866 | 702.1382 | 1.4823
2018-05-05 10:00 | 37101.2705 | 409 | 228 | 1733 | 2654 | 9.46 | 2.61 | 5.99 | 7.42 | 496.2604 | 1.338% | 51.753 | 7.9597 | 138.8501 | 263.406 | 461.9688 | 0.9309
2018-05-05 11:00 | 38929.0494 | 403 | 212 | 1733 | 2654 | 11.19 | 2.59 | 5.99 | 11.39 | 514.0797 | 1.321% | 59.5514 | 7.2509 | 137.0825 | 399.1915 | 603.0762 | 1.1731
2018-05-05 12:00 | 40429.6028 | 360 | 191 | 1733 | 2654 | 13.23 | 2.11 | 5.99 | 13.8 | 535.6749 | 1.325% | 63.1051 | 5.3397 | 137.5394 | 485.2682 | 691.2523 | 1.2904
2018-05-05 13:00 | 41662.1539 | 314 | 193 | 1733 | 2654 | 14.99 | 2.11 | 7.02 | 18 | 562.1253 | 1.349% | 63.5072 | 5.4945 | 164.1448 | 644.5622 | 877.7087 | 1.5614
2018-05-05 14:00 | 42878.7926 | 294 | 218 | 1712 | 2595 | 15.46 | 3.5 | 7.31 | 20 | 595.0272 | 1.388% | 63.0741 | 10.5881 | 173.6662 | 720.2141 | 967.5426 | 1.626
2018-05-05 15:00 | 44120.4046 | 315 | 229 | 1712 | 2595 | 26.48 | 3.5 | 17 | 31 | 624.0155 | 1.414% | 117.9735 | 11.336 | 411.6315 | 1137.7713 | 1678.7123 | 2.6902
2018-05-05 16:00 | 45040.3697 | 259 | 287 | 1712 | 2595 | 25.16 | 5.43 | 21.5 | 37 | 640.5156 | 1.422% | 92.6698 | 22.162 | 523.4437 | 1365.4218 | 2003.6973 | 3.1283
2018-05-05 17:00 | 45264.9169 | 254 | 322 | 1712 | 2595 | 23.39 | 6.23 | 20.39 | 34.38 | 633.6649 | 1.4% | 83.1691 | 28.0829 | 488.6736 | 1248.9387 | 1848.8643 | 2.9177
2018-05-05 18:00 | 44654.4196 | 260 | 412 | 1571 | 2654 | 11.08 | 15 | 9.08 | 23.08 | 606.3956 | 1.358% | 39.1205 | 83.9228 | 193.7107 | 831.8179 | 1148.572 | 1.8941
2018-05-05 19:00 | 42903.6669 | 332 | 365 | 1571 | 2654 | 13.25 | 7 | 6.78 | 14.1 | 572.6579 | 1.335% | 58.7158 | 34.1029 | 142.1696 | 499.4832 | 734.4716 | 1.2826
2018-05-05 20:00 | 41682.7841 | 305 | 387 | 1571 | 2654 | 15.68 | 6 | 8.11 | 15.97 | 544.1301 | 1.305% | 62.4298 | 30.3116 | 166.3195 | 553.2888 | 812.3496 | 1.4929
2018-05-05 21:00 | 40175.1699 | 282 | 531 | 1571 | 2654 | 8.3 | 15 | 5.99 | 8.3 | 486.2654 | 1.21% | 28.3298 | 96.4054 | 113.8987 | 266.6212 | 505.2551 | 1.0391
2018-05-05 22:00 | 37741.75 | 399 | 604 | 1123 | 2957 | 4.76 | 30 | 1 | 4.96 | 420.9546 | 1.115% | 21.1833 | 202.1024 | 12.5254 | 163.586 | 399.3971 | 0.94879
2018-05-05 23:00 | 35235.0413 | 293 | 569 | 1123 | 2957 | 3.24 | 24.65 | 0.95 | 7.69 | 361.9019 | 1.027% | 9.7505 | 144.0606 | 10.9577 | 233.5574 | 398.3263 | 1.1006
2018-05-06 | 32852.2285 | 359 | 436 | 1123 | 2957 | 6.91 | 10 | 0.89 | 7.11 | 320.6166 | 0.9759% | 24.2099 | 42.5508 | 9.7542 | 205.1833 | 281.6982 | 0.87861
2018-05-06 01:00 | 30945.5885 | 254 | 333 | 1123 | 2957 | 2.11 | 6 | 0.9 | 7.11 | 292.894 | 0.9465% | 5.0726 | 18.9107 | 9.5661 | 198.9906 | 232.54 | 0.79394
2018-05-06 02:00 | 29601.5021 | 238 | 286 | 1481 | 3006 | 2.11 | 6 | 1.5 | 7.11 | 277.8924 | 0.9388% | 4.7144 | 16.1094 | 20.855 | 200.6418 | 242.3206 | 0.87199
2018-05-06 03:00 | 28806.6974 | 233 | 236 | 1481 | 3006 | 2.01 | 4.05 | 1.75 | 7.11 | 273.5583 | 0.9496% | 4.4474 | 9.0766 | 24.6122 | 202.9622 | 241.0983 | 0.88134
2018-05-06 04:00 | 28339.4845 | 289 | 213 | 1481 | 3006 | 2.61 | 2.61 | 2 | 7.11 | 275.5391 | 0.9723% | 7.3338 | 5.4052 | 28.7989 | 207.8021 | 249.34 | 0.90492
2018-05-06 05:00 | 28404.2768 | 453 | 367 | 1481 | 3006 | 8.11 | 7.47 | 2.28 | 7.61 | 293.4998 | 1.033% | 37.9615 | 28.3277 | 34.891 | 236.3729 | 337.553 | 1.1501
2018-05-06 06:00 | 28541.3126 | 605 | 319 | 1988 | 2823 | 15 | 8.77 | 7 | 7.6 | 321.0316 | 1.125% | 102.0753 | 31.4676 | 156.5266 | 241.3228 | 531.3923 | 1.6553
2018-05-06 07:00 | 29009.4248 | 384 | 223 | 1988 | 2823 | 8.53 | 3.5 | 7.01 | 7.61 | 364.2445 | 1.256% | 41.1277 | 9.8 | 174.9799 | 269.7425 | 495.6502 | 1.3608
2018-05-06 08:00 | 31169.5931 | 440 | 272 | 1988 | 2823 | 11.86 | 4.05 | 7.01 | 7.61 | 416.2682 | 1.335% | 69.6914 | 14.7118 | 186.1129 | 286.9047 | 557.4209 | 1.3391
2018-05-06 09:00 | 33787.3965 | 393 | 255 | 1988 | 2823 | 8.92 | 3.5 | 8.3 | 8.9 | 461.7545 | 1.367% | 47.9086 | 12.1973 | 225.5023 | 343.366 | 628.9743 | 1.3621
2018-05-06 10:00 | 36401.5286 | 409 | 228 | 1733 | 2654 | 8.78 | 2.61 | 5.99 | 7.29 | 502.7907 | 1.381% | 49.6004 | 8.2195 | 143.3815 | 267.2367 | 468.438 | 0.93168
2018-05-06 11:00 | 38730.637 | 403 | 212 | 1733 | 2654 | 9.91 | 2.61 | 5.69 | 6.29 | 548.6506 | 1.417% | 56.5744 | 7.8382 | 139.6857 | 236.4791 | 440.5775 | 0.80302
2018-05-06 12:00 | 41071.4433 | 360 | 191 | 1733 | 2654 | 8.47 | 2.11 | 5.99 | 8.47 | 595.0974 | 1.449% | 44.1808 | 5.8393 | 150.4089 | 325.711 | 526.14 | 0.88412
2018-05-06 13:00 | 43448.5384 | 314 | 193 | 1733 | 2654 | 15 | 2.61 | 7.12 | 16.44 | 641.4818 | 1.476% | 69.5393 | 7.4372 | 182.1746 | 644.187 | 903.3379 | 1.4082
2018-05-06 14:00 | 45603.6881 | 294 | 218 | 1712 | 2595 | 15.84 | 3.5 | 10 | 20.86 | 689.2752 | 1.511% | 70.3874 | 11.5323 | 258.7596 | 818.1715 | 1158.8509 | 1.6813
2018-05-06 15:00 | 47537.8112 | 315 | 229 | 1712 | 2595 | 28.44 | 3.5 | 19.34 | 34.17 | 733.7932 | 1.544% | 138.2849 | 12.3719 | 511.0869 | 1368.7271 | 2030.4708 | 2.7671
2018-05-06 16:00 | 49066.4235 | 259 | 287 | 1712 | 2595 | 33.9 | 7 | 21.5 | 41.7 | 766.5843 | 1.562% | 137.175 | 31.3874 | 575.0661 | 1690.6315 | 2434.26 | 3.1755
2018-05-06 17:00 | 49979.8147 | 254 | 322 | 1712 | 2595 | 26.44 | 7 | 20 | 34.81 | 766.087 | 1.533% | 102.9387 | 34.5491 | 524.8282 | 1384.6016 | 2046.9176 | 2.6719
2018-05-06 18:00 | 49392.941 | 260 | 412 | 1571 | 2654 | 10.54 | 15 | 7.3 | 19.09 | 735.788 | 1.49% | 40.8227 | 92.0611 | 170.8389 | 754.7353 | 1058.4581 | 1.4385
2018-05-06 19:00 | 47598.7597 | 332 | 365 | 1571 | 2654 | 10.83 | 8.11 | 5.99 | 11.92 | 690.1061 | 1.45% | 52.1299 | 42.9175 | 136.4342 | 458.6669 | 690.1485 | 1.0001
2018-05-06 20:00 | 46264.0045 | 305 | 387 | 1571 | 2654 | 8.45 | 7 | 5 | 8.65 | 633.3482 | 1.369% | 35.2822 | 37.0859 | 107.5339 | 314.2797 | 494.1817 | 0.78027
2018-05-06 21:00 | 44389.4551 | 282 | 531 | 1571 | 2654 | 6 | 28.16 | 5 | 5.21 | 537.4176 | 1.211% | 20.4848 | 181.0336 | 95.0995 | 167.4059 | 464.0239 | 0.86343
2018-05-06 22:00 | 40832.3672 | 399 | 604 | 1123 | 2957 | 6.71 | 32.64 | 0.99 | 6.71 | 434.8086 | 1.065% | 28.5095 | 209.933 | 11.8388 | 211.2844 | 461.5656 | 1.0615
2018-05-06 23:00 | 36886.5156 | 293 | 569 | 1123 | 2957 | 2.61 | 46.17 | 0.94 | 5.29 | 363.1722 | 0.9846% | 7.5293 | 258.6528 | 10.3933 | 154.0111 | 430.5864 | 1.1856
2018-05-07 | 33667.8345 | 359 | 436 | 1123 | 2957 | 4 | 11.44 | 0.97 | 4 | 321.1029 | 0.9537% | 13.6957 | 47.5709 | 10.3892 | 112.8081 | 184.4639 | 0.57447
2018-05-07 01:00 | 31550.2994 | 254 | 333 | 1123 | 2957 | 2.11 | 7.72 | 0.97 | 4 | 295.4834 | 0.9365% | 5.0193 | 24.0764 | 10.2019 | 110.7748 | 150.0724 | 0.50789
2018-05-07 02:00 | 30235.4241 | 238 | 286 | 1481 | 3006 | 2.11 | 6 | 3 | 4 | 283.1989 | 0.9366% | 4.7036 | 16.0728 | 41.6152 | 112.6223 | 175.014 | 0.61799
2018-05-07 03:00 | 29655.373 | 233 | 236 | 1481 | 3006 | 2.11 | 4.09 | 3 | 4 | 284.1613 | 0.9582% | 4.7109 | 9.249 | 42.5734 | 115.2154 | 171.7487 | 0.60441
2018-05-07 04:00 | 29833.5846 | 289 | 213 | 1481 | 3006 | 2.61 | 3.11 | 3.2 | 4 | 310.4035 | 1.04% | 7.848 | 6.8923 | 49.309 | 125.1037 | 189.1529 | 0.60938
2018-05-07 05:00 | 31487.4124 | 453 | 367 | 1481 | 3006 | 8.61 | 6 | 4 | 6 | 365.4403 | 1.161% | 45.2669 | 25.5562 | 68.7535 | 209.3243 | 348.9009 | 0.95474
2018-05-07 06:00 | 34366.8769 | 605 | 319 | 1988 | 2823 | 13.04 | 13.04 | 8.44 | 9.04 | 388.6746 | 1.131% | 89.2235 | 47.0451 | 189.7601 | 288.6194 | 614.6481 | 1.5814
2018-05-07 07:00 | 35494.0986 | 384 | 223 | 1988 | 2823 | 11.52 | 8.11 | 10 | 11.76 | 408.3012 | 1.15% | 50.8872 | 20.8042 | 228.6867 | 381.8939 | 682.2719 | 1.671
2018-05-07 08:00 | 36834.7379 | 440 | 272 | 1988 | 2823 | 12 | 9.11 | 6.44 | 12 | 440.8458 | 1.197% | 63.1921 | 29.6563 | 153.2256 | 405.435 | 651.5091 | 1.4779
2018-05-07 09:00 | 39041.4498 | 393 | 255 | 1988 | 2823 | 10.26 | 7 | 8.57 | 11.03 | 477.1187 | 1.222% | 49.2766 | 21.8142 | 208.2081 | 380.5282 | 659.8271 | 1.3829
2018-05-07 10:00 | 41596.2672 | 409 | 228 | 1733 | 2654 | 9.46 | 7 | 6.02 | 7.61 | 530.5738 | 1.276% | 49.3521 | 20.3575 | 133.0719 | 257.6185 | 460.4001 | 0.86774
2018-05-07 11:00 | 44398.3281 | 403 | 212 | 1733 | 2654 | 7.81 | 3.5 | 7.02 | 7.81 | 578.0662 | 1.302% | 40.9795 | 9.6608 | 158.3969 | 269.8752 | 478.9125 | 0.82847
2018-05-07 12:00 | 47147.5273 | 360 | 191 | 1733 | 2654 | 10.07 | 3.5 | 8.41 | 13.16 | 623.276 | 1.322% | 47.924 | 8.8374 | 192.6709 | 461.7196 | 711.1518 | 1.141
2018-05-07 13:00 | 50013.7666 | 314 | 193 | 1733 | 2654 | 15.02 | 3.5 | 8.57 | 26.8 | 675.2488 | 1.35% | 63.6757 | 9.1201 | 200.5181 | 960.3068 | 1233.6207 | 1.8269
2018-05-07 14:00 | 52524.9173 | 294 | 218 | 1712 | 2595 | 30 | 4.18 | 17.52 | 39.55 | 721.7582 | 1.374% | 121.1978 | 12.5216 | 412.1584 | 1410.2957 | 1956.1736 | 2.7103
2018-05-07 15:00 | 54621.0211 | 315 | 229 | 1712 | 2595 | 39.8 | 5.45 | 24.86 | 50.76 | 770.9628 | 1.411% | 176.9568 | 17.6159 | 600.7289 | 1859.2278 | 2654.5294 | 3.4431
2018-05-07 16:00 | 56230.9733 | 259 | 287 | 1712 | 2595 | 36.7 | 9.5 | 20.69 | 64 | 807.9453 | 1.437% | 136.5753 | 39.1753 | 508.9447 | 2386.2926 | 3070.9879 | 3.801
2018-05-07 17:00 | 56540.193 | 254 | 322 | 1712 | 2595 | 29.95 | 13.5 | 18.57 | 49.87 | 811.2477 | 1.435% | 109.1508 | 62.3714 | 456.1544 | 1856.8333 | 2484.5099 | 3.0626
2018-05-07 18:00 | 55393.9977 | 260 | 412 | 1571 | 2654 | 14.99 | 28.5 | 8.41 | 28.44 | 776.1294 | 1.401% | 54.6068 | 164.518 | 185.1159 | 1057.5526 | 1461.7932 | 1.8834
2018-05-07 19:00 | 52895.3551 | 332 | 365 | 1571 | 2654 | 14.01 | 11.63 | 6.91 | 14.21 | 730.4357 | 1.381% | 64.2304 | 58.6188 | 149.9059 | 520.7862 | 793.5413 | 1.0864
2018-05-07 20:00 | 51121.1855 | 305 | 387 | 1571 | 2654 | 11.99 | 8.11 | 5.99 | 11.99 | 664.2669 | 1.299% | 47.5183 | 40.7825 | 122.277 | 413.4869 | 624.0647 | 0.93948
2018-05-07 21:00 | 48565.8522 | 282 | 531 | 1571 | 2654 | 12.89 | 35 | 5.99 | 12.89 | 560.1439 | 1.153% | 41.9248 | 214.3538 | 108.5354 | 394.5685 | 759.3825 | 1.3557
2018-05-07 22:00 | 44233.9863 | 399 | 604 | 1123 | 2957 | 9.36 | 30 | 0.98 | 9.36 | 460.6635 | 1.041% | 38.8934 | 188.7061 | 11.4613 | 288.2404 | 527.3012 | 1.1447
2018-05-07 23:00 | 39810.4296 | 293 | 569 | 1123 | 2957 | 4.94 | 30 | 0.93 | 8.65 | 396.4654 | 0.9959% | 14.4146 | 169.9973 | 10.4009 | 254.7275 | 449.5403 | 1.1339
2018-05-08 | 36376.3173 | 359 | 436 | 1123 | 2957 | 8.61 | 14 | 0.97 | 7.61 | 357.7974 | 0.9836% | 30.403 | 60.0389 | 10.7145 | 221.3372 | 322.4935 | 0.90133
2018-05-08 01:00 | 34053.5267 | 254 | 333 | 1123 | 2957 | 2.61 | 14 | 0.97 | 10 | 322.612 | 0.9474% | 6.2805 | 44.1663 | 10.3198 | 280.1366 | 340.9031 | 1.0567
2018-05-08 02:00 | 32466.8797 | 238 | 286 | 1481 | 3006 | 5.47 | 8.61 | 1.75 | 10 | 303.2804 | 0.9341% | 12.161 | 23.0024 | 24.2101 | 280.7972 | 340.1707 | 1.1216
2018-05-08 03:00 | 31581.3341 | 233 | 236 | 1481 | 3006 | 4.92 | 6.79 | 2.39 | 10 | 297.1342 | 0.9409% | 10.7856 | 15.0766 | 33.3024 | 282.8207 | 341.9853 | 1.1509
2018-05-08 04:00 | 31491.5195 | 289 | 213 | 1481 | 3006 | 8.11 | 6.05 | 2 | 10 | 315.2624 | 1.001% | 23.4637 | 12.9007 | 29.6527 | 300.9314 | 366.9486 | 1.1639
2018-05-08 05:00 | 32901.7869 | 453 | 367 | 1481 | 3006 | 12 | 14 | 3.13 | 12 | 371.9238 | 1.13% | 61.4489 | 58.0803 | 52.4003 | 407.7601 | 579.6896 | 1.5586
2018-05-08 06:00 | 35690.983 | 605 | 319 | 1988 | 2823 | 14.07 | 10.93 | 11.4 | 12 | 397.7662 | 1.114% | 94.8678 | 38.858 | 252.5751 | 377.5387 | 763.8396 | 1.9203
2018-05-08 07:00 | 36804.6683 | 384 | 223 | 1988 | 2823 | 11.1 | 6.19 | 10 | 10.6 | 407.3998 | 1.107% | 47.1815 | 15.2797 | 220.0566 | 331.2338 | 613.7516 | 1.5065
2018-05-08 08:00 | 38287.2102 | 440 | 272 | 1988 | 2823 | 13.02 | 9.75 | 12.4 | 13 | 437.0279 | 1.141% | 65.3912 | 30.2712 | 281.3802 | 418.8994 | 795.9419 | 1.8213
2018-05-08 09:00 | 40529.0576 | 393 | 255 | 1988 | 2823 | 13.25 | 8.11 | 12.63 | 13.23 | 473.5251 | 1.168% | 60.8394 | 24.1623 | 293.3568 | 436.3623 | 814.7208 | 1.7205
2018-05-08 10:00 | 42959.4375 | 409 | 228 | 1733 | 2654 | 11.8 | 4.45 | 6.51 | 12 | 512.8711 | 1.194% | 57.6176 | 12.1128 | 134.6881 | 380.2172 | 584.6357 | 1.1399
2018-05-08 11:00 | 45493.4983 | 403 | 212 | 1733 | 2654 | 10.96 | 6.1 | 6.99 | 11.28 | 550.8926 | 1.211% | 53.4851 | 15.6597 | 146.6876 | 362.5164 | 578.3488 | 1.0498
2018-05-08 12:00 | 47893.6848 | 360 | 191 | 1733 | 2654 | 11.87 | 3.52 | 9.23 | 23.23 | 594.9944 | 1.242% | 53.087 | 8.3524 | 198.7169 | 765.9223 | 1026.0786 | 1.7245
2018-05-08 13:00 | 50430.247 | 314 | 193 | 1733 | 2654 | 13.18 | 3.5 | 12.56 | 17.04 | 637.7616 | 1.265% | 52.3374 | 8.5427 | 275.2679 | 571.9233 | 908.0712 | 1.4238
2018-05-08 14:00 | 52450.9527 | 294 | 218 | 1712 | 2595 | 21.9 | 5.15 | 21.2 | 25 | 671.2765 | 1.28% | 82.4023 | 14.3685 | 464.5021 | 830.2816 | 1391.5545 | 2.073
2018-05-08 15:00 | 53970.7431 | 315 | 229 | 1712 | 2595 | 33.72 | 7.14 | 33.1 | 37.07 | 697.8976 | 1.293% | 137.3509 | 21.143 | 732.7656 | 1243.9223 | 2135.1818 | 3.0594
2018-05-08 16:00 | 54845.4954 | 259 | 287 | 1712 | 2595 | 36.72 | 10 | 35.12 | 45.35 | 735.4854 | 1.341% | 127.5368 | 38.4871 | 806.2902 | 1578.1481 | 2550.4621 | 3.4677
2018-05-08 17:00 | 54550.5895 | 254 | 322 | 1712 | 2595 | 28 | 15 | 25 | 33.28 | 752.1633 | 1.379% | 98.0628 | 66.5978 | 590.1419 | 1190.785 | 1945.5875 | 2.5867
2018-05-08 18:00 | 53079.152 | 260 | 412 | 1571 | 2654 | 10 | 27.54 | 8 | 24.23 | 722.1671 | 1.361% | 35.3742 | 154.3743 | 170.9936 | 874.9195 | 1235.6616 | 1.711
2018-05-08 19:00 | 50947.7594 | 332 | 365 | 1571 | 2654 | 11.23 | 10.03 | 6.55 | 12.08 | 691.9231 | 1.358% | 50.635 | 49.7195 | 139.7495 | 435.4122 | 675.5161 | 0.97629
2018-05-08 20:00 | 49712.69 | 305 | 387 | 1571 | 2654 | 12.01 | 7 | 6.25 | 12.86 | 646.3233 | 1.3% | 47.6239 | 35.2202 | 127.6553 | 443.7358 | 654.2351 | 1.0122
2018-05-08 21:00 | 47578.7431 | 282 | 531 | 1571 | 2654 | 12.65 | 28.16 | 6.67 | 12.85 | 555.6188 | 1.168% | 41.6585 | 174.6189 | 122.3675 | 398.2612 | 736.9061 | 1.3263
2018-05-08 22:00 | 43689.7047 | 399 | 604 | 1123 | 2957 | 10.37 | 33.79 | 0.97 | 10.57 | 462.2815 | 1.058% | 43.7803 | 215.9497 | 11.526 | 330.7149 | 601.9709 | 1.3022
2018-05-08 23:00 | 39301.6676 | 293 | 569 | 1123 | 2957 | 4.69 | 35.49 | 0.97 | 9.33 | 389.0028 | 0.9898% | 13.6014 | 199.8757 | 10.7818 | 273.0705 | 497.3294 | 1.2785
2018-05-09 | 35962.5761 | 359 | 436 | 1123 | 2957 | 5.07 | 14 | 0.96 | 5.07 | 347.6904 | 0.9668% | 17.5972 | 59.0142 | 10.423 | 144.9443 | 231.9787 | 0.6672
2018-05-09 01:00 | 33816.9381 | 254 | 333 | 1123 | 2957 | 2.61 | 8.61 | 0.96 | 5 | 317.2786 | 0.9382% | 6.2199 | 26.9001 | 10.1148 | 138.7164 | 181.9511 | 0.57347
2018-05-09 02:00 | 32403.7469 | 238 | 286 | 1481 | 3006 | 4.8 | 8.02 | 1.75 | 5 | 305.0887 | 0.9415% | 10.756 | 21.5959 | 24.4019 | 141.5109 | 198.2647 | 0.64986
2018-05-09 03:00 | 31575.5237 | 233 | 236 | 1481 | 3006 | 3.11 | 5.8 | 2 | 5 | 302.869 | 0.9592% | 6.9506 | 13.1294 | 28.4112 | 144.1661 | 192.6573 | 0.63611
2018-05-09 04:00 | 31555.442 | 289 | 213 | 1481 | 3006 | 5 | 3.91 | 2 | 5 | 325.5353 | 1.032% | 14.907 | 8.5917 | 30.5569 | 155.054 | 209.1096 | 0.64236
2018-05-09 05:00 | 32869.3369 | 453 | 367 | 1481 | 3006 | 11 | 11.88 | 3.12 | 7.11 | 384.8976 | 1.171% | 58.3506 | 51.0548 | 54.1083 | 250.2723 | 413.786 | 1.0751
2018-05-09 06:00 | 35576.0221 | 605 | 319 | 1988 | 2823 | 18.54 | 12.17 | 7.5 | 11.54 | 412.2594 | 1.159% | 129.9805 | 44.9878 | 172.7789 | 377.5112 | 725.2584 | 1.7592
2018-05-09 07:00 | 36704.7718 | 384 | 223 | 1988 | 2823 | 10.7 | 7 | 8.8 | 12 | 446.2306 | 1.216% | 49.9519 | 18.9775 | 212.6845 | 411.8404 | 693.4543 | 1.554
2018-05-09 08:00 | 38115.1328 | 440 | 272 | 1988 | 2823 | 12.62 | 4.01 | 7.7 | 13.62 | 485.1189 | 1.273% | 70.6745 | 13.8824 | 194.8309 | 489.3716 | 768.7594 | 1.5847
2018-05-09 09:00 | 40170.636 | 393 | 255 | 1988 | 2823 | 12 | 4.01 | 9.88 | 18 | 509.5611 | 1.268% | 59.8221 | 12.971 | 249.15 | 644.5713 | 966.5143 | 1.8968
2018-05-09 10:00 | 42586.3779 | 409 | 228 | 1733 | 2654 | 6.95 | 0.93 | 5 | 12 | 524.2092 | 1.231% | 34.9898 | 2.6101 | 106.6602 | 392.0271 | 536.2873 | 1.023
2018-05-09 11:00 | 44977.2369 | 403 | 212 | 1733 | 2654 | 5.87 | 0.11 | 5 | 9.48 | 547.2516 | 1.217% | 28.7831 | 0.28374 | 105.4297 | 306.1284 | 440.6249 | 0.80516
2018-05-09 12:00 | 47262.0309 | 360 | 191 | 1733 | 2654 | 7.32 | 0.44 | 5.15 | 9.29 | 585.5906 | 1.239% | 32.6509 | 1.0413 | 110.5828 | 305.491 | 449.766 | 0.76806
2018-05-09 13:00 | 49645.8281 | 314 | 193 | 1733 | 2654 | 14.49 | 0.73 | 13.88 | 19.8 | 624.3389 | 1.258% | 57.2184 | 1.7718 | 302.5002 | 660.8513 | 1022.3417 | 1.6375
2018-05-09 14:00 | 51505.3121 | 294 | 218 | 1712 | 2595 | 19.89 | 1.59 | 15.94 | 25.56 | 666.4128 | 1.294% | 75.6612 | 4.4848 | 353.0883 | 858.202 | 1291.4364 | 1.9379
2018-05-09 15:00 | 53139.5185 | 315 | 229 | 1712 | 2595 | 30.56 | 2.43 | 18.8 | 35 | 704.1674 | 1.325% | 127.5623 | 7.3739 | 426.5009 | 1203.5488 | 1764.9859 | 2.5065
2018-05-09 16:00 | 54444.2858 | 259 | 287 | 1712 | 2595 | 33.87 | 3.5 | 25 | 41.45 | 737.9403 | 1.355% | 118.9006 | 13.615 | 580.1131 | 1457.9103 | 2170.539 | 2.9413
2018-05-09 17:00 | 54591.4668 | 254 | 322 | 1712 | 2595 | 21.39 | 3.5 | 15.42 | 31.5 | 739.2668 | 1.354% | 73.5734 | 15.2616 | 357.4905 | 1106.9406 | 1553.2662 | 2.1011
2018-05-09 18:00 | 53314.7571 | 260 | 412 | 1571 | 2654 | 11.83 | 3.5 | 9.12 | 21.25 | 713.9299 | 1.339% | 41.1876 | 19.3096 | 191.8577 | 755.2104 | 1007.5652 | 1.4113
2018-05-09 19:00 | 51080.1067 | 332 | 365 | 1571 | 2654 | 12 | 2.99 | 11 | 14.52 | 679.9563 | 1.331% | 53.0333 | 14.5276 | 230.0372 | 512.9756 | 810.5737 | 1.1921
2018-05-09 20:00 | 49610.5322 | 305 | 387 | 1571 | 2654 | 11.59 | 2.99 | 7.5 | 15.21 | 635.7547 | 1.281% | 45.3001 | 14.8285 | 150.9917 | 517.304 | 728.4243 | 1.1458
2018-05-09 21:00 | 47629.1695 | 282 | 531 | 1571 | 2654 | 8.78 | 8.61 | 4.62 | 12.84 | 550.2791 | 1.155% | 28.6058 | 52.8211 | 83.8549 | 393.7096 | 558.9913 | 1.0158
2018-05-09 22:00 | 43722.5029 | 399 | 604 | 1123 | 2957 | 6.39 | 30 | 0.96 | 8.29 | 459.9025 | 1.052% | 26.8185 | 190.5983 | 11.34 | 257.8497 | 486.6064 | 1.0581
2018-05-09 23:00 | 39512.844 | 293 | 569 | 1123 | 2957 | 3 | 36.49 | 0.96 | 8.72 | 403.4062 | 1.021% | 8.9741 | 211.9778 | 11.0067 | 263.2522 | 495.2108 | 1.2276
2018-05-10 | 36219.6868 | 359 | 436 | 1123 | 2957 | 5.1 | 14 | 0.95 | 5.1 | 353.8214 | 0.9769% | 17.8856 | 59.6285 | 10.4218 | 147.3197 | 235.2557 | 0.6649
2018-05-10 01:00 | 34078.3948 | 254 | 333 | 1123 | 2957 | 1.39 | 8.61 | 0.95 | 5 | 325.6566 | 0.9556% | 3.3739 | 27.3986 | 10.1949 | 141.287 | 182.2544 | 0.55965
2018-05-10 02:00 | 32590.9219 | 238 | 286 | 1481 | 3006 | 2.61 | 7.15 | 1.39 | 5 | 312.898 | 0.9601% | 5.9638 | 19.6326 | 19.7641 | 144.2996 | 189.6601 | 0.60614
2018-05-10 03:00 | 31766.847 | 233 | 236 | 1481 | 3006 | 2.61 | 5.96 | 1.39 | 5 | 309.8746 | 0.9755% | 5.9321 | 13.7205 | 20.0808 | 146.6124 | 186.3459 | 0.60136
2018-05-10 04:00 | 31802.2353 | 289 | 213 | 1481 | 3006 | 4.66 | 3.88 | 1.63 | 5 | 334.931 | 1.053% | 14.1834 | 8.7038 | 25.4238 | 158.2911 | 206.6022 | 0.61685
2018-05-10 05:00 | 33237.7243 | 453 | 367 | 1481 | 3006 | 10.6 | 13.54 | 2.72 | 5.6 | 396.7852 | 1.194% | 57.3229 | 59.3211 | 48.0893 | 200.9561 | 365.6894 | 0.92163
2018-05-10 06:00 | 35974.7129 | 605 | 319 | 1988 | 2823 | 14.45 | 10.53 | 5.99 | 7.45 | 422.3546 | 1.174% | 102.6368 | 39.4366 | 139.8051 | 246.9148 | 528.7932 | 1.252
2018-05-10 07:00 | 37169.9156 | 384 | 223 | 1988 | 2823 | 9.02 | 7.21 | 7.5 | 13.12 | 430.7144 | 1.159% | 40.1361 | 18.6311 | 172.7728 | 429.183 | 660.723 | 1.534
2018-05-10 08:00 | 38776.9398 | 440 | 272 | 1988 | 2823 | 14.42 | 10.03 | 6.94 | 17.25 | 449.8535 | 1.16% | 73.6064 | 31.6495 | 160.0565 | 564.9338 | 830.2463 | 1.8456
2018-05-10 09:00 | 40902.637 | 393 | 255 | 1988 | 2823 | 9.14 | 8.61 | 8.52 | 12.19 | 480.1096 | 1.174% | 42.1626 | 25.7711 | 198.8131 | 403.9277 | 670.6745 | 1.3969
2018-05-10 10:00 | 43254.1422 | 409 | 228 | 1733 | 2654 | 8.05 | 7 | 4.19 | 12 | 507.3699 | 1.173% | 38.6204 | 18.721 | 85.1745 | 373.5762 | 516.0921 | 1.0172
2018-05-10 11:00 | 45384.1328 | 403 | 212 | 1733 | 2654 | 10.09 | 5.68 | 4 | 10.6 | 535.5758 | 1.18% | 47.9858 | 14.2102 | 81.8042 | 331.989 | 475.9893 | 0.88874
2018-05-10 12:00 | 47477.4889 | 360 | 191 | 1733 | 2654 | 7.62 | 2.11 | 4 | 8.04 | 576.1659 | 1.214% | 33.2903 | 4.8908 | 84.1237 | 258.9505 | 381.2552 | 0.66171
2018-05-10 13:00 | 49748.3952 | 314 | 193 | 1733 | 2654 | 8.65 | 0.53 | 7.49 | 11.55 | 617.8491 | 1.242% | 33.7325 | 1.2704 | 161.2069 | 380.703 | 576.9128 | 0.93374
2018-05-10 14:00 | 51591.2204 | 294 | 218 | 1712 | 2595 | 11.42 | 1.16 | 7.5 | 12.27 | 655.659 | 1.271% | 42.6693 | 3.2138 | 163.1801 | 404.6543 | 613.7175 | 0.93603
2018-05-10 15:00 | 53162.2106 | 315 | 229 | 1712 | 2595 | 19.88 | 1.85 | 13.13 | 20.08 | 698.8593 | 1.315% | 82.3216 | 5.5692 | 295.4985 | 684.9956 | 1068.3849 | 1.5288
2018-05-10 16:00 | 54252.0276 | 259 | 287 | 1712 | 2595 | 25 | 3.47 | 20 | 34.38 | 733.0424 | 1.351% | 87.4889 | 13.4563 | 462.6439 | 1205.4699 | 1769.0589 | 2.4133
2018-05-10 17:00 | 54092.3499 | 254 | 322 | 1712 | 2595 | 17.75 | 3.58 | 11.88 | 25.43 | 743.0637 | 1.374% | 61.933 | 15.8354 | 279.3897 | 906.5128 | 1263.671 | 1.7006
2018-05-10 18:00 | 52690.2311 | 260 | 412 | 1571 | 2654 | 9 | 3.5 | 7 | 16.42 | 718.2476 | 1.363% | 31.8977 | 19.6566 | 149.9057 | 594.0433 | 795.5035 | 1.1076
2018-05-10 19:00 | 50522.8264 | 332 | 365 | 1571 | 2654 | 9.2 | 3.5 | 6.38 | 13.42 | 690.183 | 1.366% | 41.7256 | 17.4517 | 136.9221 | 486.5529 | 682.6522 | 0.98909
2018-05-10 20:00 | 49339.2815 | 305 | 387 | 1571 | 2654 | 12.12 | 3.5 | 5 | 15.01 | 660.4835 | 1.339% | 49.4848 | 18.1321 | 105.1515 | 533.2745 | 706.0428 | 1.069
2018-05-10 21:00 | 47758.8476 | 282 | 531 | 1571 | 2654 | 6.21 | 9.34 | 4 | 10.8 | 586.5325 | 1.228% | 21.507 | 60.9087 | 77.1746 | 352.0164 | 511.6067 | 0.87226
2018-05-10 22:00 | 44279.0003 | 399 | 604 | 1123 | 2957 | 5.61 | 22.91 | 0.97 | 10.31 | 500.7719 | 1.131% | 25.315 | 156.4963 | 12.3195 | 344.788 | 538.9189 | 1.0762
2018-05-10 23:00 | 40354.1103 | 293 | 569 | 1123 | 2957 | 3 | 30.02 | 0.95 | 9.6 | 440.2295 | 1.091% | 9.5892 | 186.3435 | 11.6384 | 309.6805 | 517.2516 | 1.175
2018-05-11 | 37332.1344 | 359 | 436 | 1123 | 2957 | 7.9 | 12.88 | 0.94 | 8.1 | 385.236 | 1.032% | 29.2661 | 57.9491 | 10.8931 | 247.1613 | 345.2696 | 0.89625
2018-05-11 01:00 | 35293.3063 | 254 | 333 | 1123 | 2957 | 2.61 | 8.42 | 0.94 | 5 | 359.4309 | 1.018% | 6.7515 | 28.5548 | 10.7505 | 150.572 | 196.6289 | 0.54706
2018-05-11 02:00 | 33906.4762 | 238 | 286 | 1481 | 3006 | 4.76 | 6.32 | 1.25 | 5 | 343.0897 | 1.012% | 11.4633 | 18.2898 | 18.7323 | 152.0841 | 200.5694 | 0.5846
2018-05-11 03:00 | 33204.5826 | 233 | 236 | 1481 | 3006 | 3.11 | 5.51 | 1.4 | 5 | 341.2328 | 1.028% | 7.4468 | 13.3634 | 21.3077 | 154.4585 | 196.5763 | 0.57608
2018-05-11 04:00 | 33271.1051 | 289 | 213 | 1481 | 3006 | 5.25 | 4.01 | 1.5 | 5.45 | 355.4187 | 1.068% | 16.208 | 9.1242 | 23.7312 | 175.0082 | 224.0717 | 0.63044
2018-05-11 05:00 | 34780.4746 | 453 | 367 | 1481 | 3006 | 10.61 | 9.51 | 2.5 | 10.61 | 410.7397 | 1.181% | 56.7603 | 41.2171 | 43.7246 | 376.6478 | 518.3499 | 1.262
2018-05-11 06:00 | 37546.5615 | 605 | 319 | 1988 | 2823 | 16 | 8.92 | 5.5 | 13.18 | 442.3262 | 1.178% | 114.0375 | 33.5219 | 128.8106 | 438.3276 | 714.6976 | 1.6158
2018-05-11 07:00 | 38830.816 | 384 | 223 | 1988 | 2823 | 8.62 | 4.94 | 5.5 | 11.11 | 461.987 | 1.19% | 39.3815 | 13.1064 | 130.0865 | 373.1455 | 555.7199 | 1.2029
2018-05-11 08:00 | 40554.0905 | 440 | 272 | 1988 | 2823 | 12 | 7.93 | 5.99 | 12 | 485.2857 | 1.197% | 63.1825 | 25.811 | 142.4971 | 405.3731 | 636.8637 | 1.3123
2018-05-11 09:00 | 42653.0478 | 393 | 255 | 1988 | 2823 | 11.3 | 6.7 | 6.79 | 12 | 521.0789 | 1.222% | 54.2531 | 20.8722 | 164.9072 | 413.8525 | 653.885 | 1.2549
2018-05-11 10:00 | 45048.1494 | 409 | 228 | 1733 | 2654 | 7.65 | 3.5 | 3.99 | 12.03 | 546.2014 | 1.212% | 37.9368 | 9.6756 | 83.8392 | 387.1171 | 518.5688 | 0.94941
2018-05-11 11:00 | 47285.7588 | 403 | 212 | 1733 | 2654 | 6.59 | 2.11 | 4 | 9.58 | 575.6845 | 1.217% | 32.3329 | 5.4459 | 84.3942 | 309.5427 | 431.7158 | 0.74992
2018-05-11 12:00 | 49365.7959 | 360 | 191 | 1733 | 2654 | 6.2 | 0.35 | 5.5 | 10.7 | 613.8289 | 1.243% | 27.7533 | 0.83123 | 118.5175 | 353.1066 | 500.2087 | 0.8149
2018-05-11 13:00 | 51549.7141 | 314 | 193 | 1733 | 2654 | 8.22 | 0.56 | 7.6 | 11.85 | 653.9925 | 1.269% | 32.7452 | 1.3712 | 167.0932 | 398.9935 | 600.203 | 0.91775
2018-05-11 14:00 | 53260.9658 | 294 | 218 | 1712 | 2595 | 13.26 | 1.72 | 10 | 14.11 | 693.5556 | 1.302% | 50.7648 | 4.8827 | 222.9338 | 476.8004 | 755.3817 | 1.0891
2018-05-11 15:00 | 54651.2288 | 315 | 229 | 1712 | 2595 | 22.68 | 2.11 | 10.04 | 23.69 | 735.0155 | 1.345% | 96.0838 | 6.4985 | 231.1714 | 826.7972 | 1160.5509 | 1.5789
2018-05-11 16:00 | 55674.9586 | 259 | 287 | 1712 | 2595 | 24.28 | 3.5 | 20 | 31.03 | 761.7119 | 1.368% | 86.0358 | 13.743 | 468.4515 | 1101.6661 | 1669.8963 | 2.1923
2018-05-11 17:00 | 55460.3867 | 254 | 322 | 1712 | 2595 | 19.45 | 6.94 | 15.62 | 22.35 | 752.8617 | 1.357% | 67.0634 | 30.3353 | 363.0088 | 787.3126 | 1247.7201 | 1.6573
2018-05-11 18:00 | 53801.4352 | 260 | 412 | 1571 | 2654 | 10.26 | 6.94 | 6.5 | 16.35 | 711.9945 | 1.323% | 35.3023 | 37.839 | 135.1364 | 574.2506 | 782.5283 | 1.0991
2018-05-11 19:00 | 51434.4248 | 332 | 365 | 1571 | 2654 | 7.83 | 3.5 | 5.49 | 11.74 | 679.6559 | 1.321% | 34.3507 | 16.8809 | 113.9682 | 411.7221 | 576.9219 | 0.84884
2018-05-11 20:00 | 50027.8864 | 305 | 387 | 1571 | 2654 | 11.72 | 6 | 4.25 | 14 | 657.1699 | 1.314% | 46.9562 | 30.502 | 87.7063 | 488.0839 | 653.2483 | 0.99403
2018-05-11 21:00 | 48377.9365 | 282 | 531 | 1571 | 2654 | 5.95 | 8.94 | 3.99 | 12.27 | 601.447 | 1.243% | 20.8601 | 59.0177 | 77.929 | 404.8513 | 562.658 | 0.93551
2018-05-11 22:00 | 45650.0501 | 399 | 604 | 1123 | 2957 | 6.16 | 25.06 | 0.96 | 10.32 | 531.8922 | 1.165% | 28.6376 | 176.3601 | 12.5613 | 355.5604 | 573.1193 | 1.0775
2018-05-11 23:00 | 42465.6009 | 293 | 569 | 1123 | 2957 | 6.63 | 32.83 | 0.94 | 11.67 | 476.4294 | 1.122% | 21.7943 | 209.5774 | 11.8432 | 387.1537 | 630.3685 | 1.3231
2018-05-12 | 39465.0677 | 359 | 436 | 1123 | 2957 | 10 | 14 | 0.93 | 10.11 | 429.0632 | 1.087% | 39.0304 | 66.3625 | 11.3546 | 325.0206 | 441.7682 | 1.0296
2018-05-12 01:00 | 37253.0221 | 254 | 333 | 1123 | 2957 | 4.07 | 8.47 | 0.93 | 6.84 | 404.8674 | 1.087% | 11.2352 | 30.6534 | 11.3505 | 219.8157 | 273.0548 | 0.67443
2018-05-12 02:00 | 35633.8642 | 238 | 286 | 1481 | 3006 | 6.12 | 6.7 | 1.39 | 6.32 | 385.1101 | 1.081% | 15.7417 | 20.7092 | 22.248 | 205.3185 | 264.0173 | 0.68556
2018-05-12 03:00 | 34623.0205 | 233 | 236 | 1481 | 3006 | 5.21 | 5.37 | 1.5 | 5.41 | 364.902 | 1.054% | 12.794 | 13.3566 | 23.413 | 171.3947 | 220.9584 | 0.60553
2018-05-12 04:00 | 34215.125 | 289 | 213 | 1481 | 3006 | 6.17 | 4.37 | 1.49 | 6.37 | 363.2338 | 1.062% | 18.93 | 9.8816 | 23.4266 | 203.2809 | 255.5191 | 0.70346
2018-05-12 05:00 | 34471.5211 | 453 | 367 | 1481 | 3006 | 11 | 11.63 | 1.5 | 10.75 | 375.9745 | 1.091% | 54.3487 | 46.5526 | 24.2295 | 352.4483 | 477.579 | 1.2702
2018-05-12 06:00 | 35009.7653 | 605 | 319 | 1988 | 2823 | 17.81 | 10 | 5.5 | 12 | 402.8918 | 1.151% | 123.9991 | 36.7105 | 125.8283 | 389.8444 | 676.3823 | 1.6788
2018-05-12 07:00 | 36124.0693 | 384 | 223 | 1988 | 2823 | 7.9 | 6.05 | 5.5 | 8.1 | 459.3511 | 1.272% | 38.575 | 17.1557 | 139.036 | 290.7662 | 485.5329 | 1.057
2018-05-12 08:00 | 38811.3232 | 440 | 272 | 1988 | 2823 | 10.33 | 7 | 5.99 | 10.52 | 514.7485 | 1.326% | 60.2823 | 25.2525 | 157.9355 | 393.8794 | 637.3497 | 1.2382
2018-05-12 09:00 | 41836.7962 | 393 | 255 | 1988 | 2823 | 8.15 | 4.64 | 6.5 | 8.36 | 550.9438 | 1.317% | 42.1793 | 15.5814 | 170.1683 | 310.7893 | 538.7182 | 0.97781
2018-05-12 10:00 | 44714.9498 | 409 | 228 | 1733 | 2654 | 8.58 | 3.5 | 3.72 | 8.78 | 596.9329 | 1.335% | 46.8472 | 10.6531 | 86.0626 | 311.0772 | 454.64 | 0.76163
2018-05-12 11:00 | 47350.5254 | 403 | 212 | 1733 | 2654 | 5.84 | 1.24 | 4 | 6.15 | 642.8552 | 1.358% | 31.9526 | 3.569 | 94.1124 | 221.5973 | 351.2313 | 0.54636
2018-05-12 12:00 | 49448.5257 | 360 | 191 | 1733 | 2654 | 7.21 | 1.18 | 3.57 | 9.88 | 686.9381 | 1.389% | 36.058 | 3.131 | 85.9471 | 364.2689 | 489.405 | 0.71244
2018-05-12 13:00 | 51339.0661 | 314 | 193 | 1733 | 2654 | 11.91 | 1.89 | 7.33 | 14.59 | 729.6293 | 1.421% | 53.1491 | 5.1841 | 180.5331 | 550.3139 | 789.1802 | 1.0816
2018-05-12 14:00 | 52989.2552 | 294 | 218 | 1712 | 2595 | 17.89 | 3.19 | 10.34 | 21.04 | 773.0118 | 1.459% | 76.7284 | 10.1448 | 258.2395 | 796.492 | 1141.6046 | 1.4768
2018-05-12 15:00 | 54361.2347 | 315 | 229 | 1712 | 2595 | 26.38 | 4.41 | 11.31 | 28.5 | 803.6286 | 1.478% | 122.8433 | 14.9293 | 286.2414 | 1093.3226 | 1517.3366 | 1.8881
2018-05-12 16:00 | 55182.791 | 259 | 287 | 1712 | 2595 | 20.12 | 5.26 | 12.6 | 23.19 | 818.0028 | 1.482% | 77.2465 | 22.3779 | 319.761 | 892.0501 | 1311.4354 | 1.6032
2018-05-12 17:00 | 55055.9469 | 254 | 322 | 1712 | 2595 | 14.48 | 4.16 | 11.48 | 19 | 808.8797 | 1.469% | 54.0359 | 19.6802 | 288.7522 | 724.387 | 1086.8553 | 1.3437
2018-05-12 18:00 | 53783.7281 | 260 | 412 | 1571 | 2654 | 6.84 | 3.5 | 4.84 | 11.3 | 773.1057 | 1.437% | 25.5633 | 20.7278 | 109.2973 | 431.0894 | 586.6778 | 0.75886
2018-05-12 19:00 | 51688.6461 | 332 | 365 | 1571 | 2654 | 10.23 | 3.32 | 5.17 | 10.43 | 723.5374 | 1.4% | 47.5422 | 16.9628 | 113.6927 | 387.4816 | 565.6793 | 0.78182
2018-05-12 20:00 | 50344.7848 | 305 | 387 | 1571 | 2654 | 10.01 | 6 | 3.99 | 11.6 | 693.7852 | 1.378% | 42.0731 | 31.9987 | 86.3813 | 424.2574 | 584.7105 | 0.84278
2018-05-12 21:00 | 48849.9905 | 282 | 531 | 1571 | 2654 | 8.35 | 17.44 | 3 | 9.2 | 628.5488 | 1.287% | 30.2977 | 119.1559 | 60.6418 | 314.1689 | 524.2643 | 0.83409
2018-05-12 22:00 | 46132.4127 | 399 | 604 | 1123 | 2957 | 11.44 | 32 | 0.95 | 14.19 | 550.6764 | 1.194% | 54.4865 | 230.7157 | 12.7348 | 500.8689 | 798.806 | 1.4506
2018-05-12 23:00 | 43089.8284 | 293 | 569 | 1123 | 2957 | 8.36 | 33.11 | 0.93 | 13.36 | 491.89 | 1.142% | 27.9619 | 215.0625 | 11.9222 | 450.9735 | 705.9201 | 1.4351
2018-05-13 | 40240.2041 | 359 | 436 | 1123 | 2957 | 5.7 | 12.99 | 0.92 | 5.9 | 441.2143 | 1.096% | 22.4367 | 62.0991 | 11.3281 | 191.2902 | 287.1541 | 0.65083
2018-05-13 01:00 | 38013.9156 | 254 | 333 | 1123 | 2957 | 2.61 | 9.11 | 0.92 | 5 | 405.8775 | 1.068% | 7.0783 | 32.3903 | 11.0311 | 157.8606 | 208.3603 | 0.51336
2018-05-13 02:00 | 36433.0286 | 238 | 286 | 1481 | 3006 | 2.11 | 7.55 | 1 | 4.09 | 384.3368 | 1.055% | 5.2976 | 22.7787 | 15.6233 | 129.6967 | 173.3963 | 0.45116
2018-05-13 03:00 | 35311.5856 | 233 | 236 | 1481 | 3006 | 2.11 | 5.3 | 1.29 | 4 | 370.1316 | 1.048% | 5.1532 | 13.1107 | 20.0255 | 126.0341 | 164.3235 | 0.44396
2018-05-13 04:00 | 34603.1777 | 289 | 213 | 1481 | 3006 | 2.61 | 4.01 | 1.51 | 4.43 | 363.9199 | 1.052% | 7.9328 | 8.9828 | 23.5192 | 140.0498 | 180.4847 | 0.49595
2018-05-13 05:00 | 34408.2939 | 453 | 367 | 1481 | 3006 | 8.61 | 11.03 | 1.5 | 5.32 | 369.1837 | 1.073% | 41.8486 | 43.4331 | 23.8356 | 171.5853 | 280.7025 | 0.76033
2018-05-13 06:00 | 34399.6367 | 605 | 319 | 1988 | 2823 | 12 | 10.53 | 5.86 | 7 | 402.1007 | 1.169% | 84.8628 | 39.2645 | 136.1742 | 230.9882 | 491.2898 | 1.2218
2018-05-13 07:00 | 35260.6683 | 384 | 223 | 1988 | 2823 | 7.07 | 6.05 | 5.55 | 7 | 465.4876 | 1.32% | 35.84 | 17.8106 | 145.6555 | 260.8714 | 460.1775 | 0.98859
2018-05-13 08:00 | 38007.7685 | 440 | 272 | 1988 | 2823 | 8.45 | 8.11 | 5.65 | 8.11 | 510.9676 | 1.344% | 49.9839 | 29.6559 | 151.0031 | 307.7888 | 538.4317 | 1.0537
2018-05-13 09:00 | 41283.8964 | 393 | 255 | 1988 | 2823 | 8.12 | 7 | 7.5 | 8.1 | 556.0126 | 1.347% | 42.9786 | 24.0404 | 200.8083 | 307.9639 | 575.7912 | 1.0356
2018-05-13 10:00 | 44201.9147 | 409 | 228 | 1733 | 2654 | 4.89 | 3.5 | 4.11 | 4.89 | 600.2686 | 1.358% | 27.1604 | 10.837 | 96.7264 | 176.244 | 310.9678 | 0.51805
2018-05-13 11:00 | 46727.2337 | 403 | 212 | 1733 | 2654 | 5.95 | 0.85 | 4.59 | 6.81 | 652.7236 | 1.397% | 33.4951 | 2.5172 | 111.1144 | 252.4685 | 399.5953 | 0.6122
2018-05-13 12:00 | 49122.4105 | 360 | 191 | 1733 | 2654 | 7.79 | 0.77 | 6.9 | 10.49 | 707.4473 | 1.44% | 40.3882 | 2.1181 | 172.2115 | 400.9506 | 615.6683 | 0.87027
2018-05-13 13:00 | 51134.6048 | 314 | 193 | 1733 | 2654 | 15.05 | 1.26 | 13.46 | 18.89 | 750.7848 | 1.468% | 69.3852 | 3.5705 | 342.4871 | 736.0943 | 1151.537 | 1.5338
2018-05-13 14:00 | 53014.1699 | 294 | 218 | 1712 | 2595 | 20.15 | 2.31 | 15.15 | 25 | 785.6124 | 1.482% | 87.7887 | 7.4625 | 384.3552 | 961.3771 | 1440.9835 | 1.8342
2018-05-13 15:00 | 54536.9814 | 315 | 229 | 1712 | 2595 | 33.9 | 3.47 | 24.09 | 39.66 | 819.147 | 1.502% | 160.3914 | 11.9354 | 619.4572 | 1545.8267 | 2337.6106 | 2.8537
2018-05-13 16:00 | 55363.6569 | 259 | 287 | 1712 | 2595 | 27.37 | 6.56 | 16.07 | 34.39 | 840.5688 | 1.518% | 107.6275 | 28.5847 | 417.7035 | 1354.9337 | 1908.8494 | 2.2709
2018-05-13 17:00 | 55492.7965 | 254 | 322 | 1712 | 2595 | 20 | 5.49 | 11.08 | 25.8 | 832.0836 | 1.499% | 76.1718 | 26.5069 | 284.429 | 1003.893 | 1391.0007 | 1.6717
2018-05-13 18:00 | 54508.0123 | 260 | 412 | 1571 | 2654 | 10.86 | 3.5 | 4.51 | 18.57 | 803.4932 | 1.474% | 41.6222 | 21.2563 | 104.4419 | 726.4984 | 893.8187 | 1.1124
2018-05-13 19:00 | 52724.3264 | 332 | 365 | 1571 | 2654 | 9.37 | 2.61 | 5.71 | 10.67 | 778.4295 | 1.476% | 45.9289 | 14.0651 | 132.4404 | 418.0936 | 610.528 | 0.78431
2018-05-13 20:00 | 51910.0455 | 305 | 387 | 1571 | 2654 | 11.08 | 3.11 | 6.67 | 14 | 733.7791 | 1.414% | 47.7698 | 17.0132 | 148.1208 | 525.2219 | 738.1257 | 1.0059
2018-05-13 21:00 | 50632.4039 | 282 | 531 | 1571 | 2654 | 6.48 | 7 | 5.32 | 11.38 | 647.8039 | 1.279% | 23.3797 | 47.5562 | 106.9308 | 386.4187 | 564.2855 | 0.87107
2018-05-13 22:00 | 47283.2985 | 399 | 604 | 1123 | 2957 | 5 | 10.6 | 0.94 | 11.75 | 563.0637 | 1.191% | 23.7571 | 76.2417 | 12.5706 | 413.7509 | 526.3203 | 0.93474
2018-05-13 23:00 | 43273.2838 | 293 | 569 | 1123 | 2957 | 2.01 | 30 | 0.92 | 10.87 | 489.4536 | 1.131% | 6.6612 | 193.0746 | 11.6858 | 363.557 | 574.9787 | 1.1747
2018-05-14 | 39974.1865 | 359 | 436 | 1123 | 2957 | 4.27 | 10 | 0.91 | 8.52 | 436.7172 | 1.092% | 16.7472 | 47.6329 | 11.1646 | 275.24 | 350.7848 | 0.80323
2018-05-14 01:00 | 37816.6455 | 254 | 333 | 1123 | 2957 | 1.39 | 4.01 | 0.91 | 5.46 | 408.5911 | 1.08% | 3.8146 | 14.4276 | 11.0415 | 174.4415 | 203.7253 | 0.4986
2018-05-14 02:00 | 36544.2968 | 238 | 286 | 1481 | 3006 | 1.13 | 3.97 | 1.52 | 5.99 | 384.1054 | 1.051% | 2.8267 | 11.934 | 23.6608 | 189.2547 | 227.6762 | 0.59274
2018-05-14 03:00 | 35799.5504 | 233 | 236 | 1481 | 3006 | 1.2 | 3.19 | 1.44 | 5.84 | 371.5902 | 1.038% | 2.9022 | 7.8143 | 22.1363 | 182.2168 | 215.0696 | 0.57878
2018-05-14 04:00 | 35999.498 | 289 | 213 | 1481 | 3006 | 1.39 | 2.44 | 2.16 | 6.03 | 393.9556 | 1.094% | 4.3961 | 5.6875 | 35.0074 | 198.3614 | 243.4523 | 0.61797
2018-05-14 05:00 | 37584.0527 | 453 | 367 | 1481 | 3006 | 7.88 | 6.39 | 2.05 | 8.08 | 447.3851 | 1.19% | 42.4915 | 27.9155 | 36.1399 | 289.1201 | 395.667 | 0.8844
2018-05-14 06:00 | 40388.2701 | 605 | 319 | 1988 | 2823 | 10.82 | 4.89 | 6.01 | 10.82 | 478.6779 | 1.185% | 77.5838 | 18.4879 | 141.6051 | 362.0148 | 599.6916 | 1.2528
2018-05-14 07:00 | 41623.5153 | 384 | 223 | 1988 | 2823 | 7.02 | 2.61 | 5.5 | 10.06 | 501.766 | 1.205% | 32.4961 | 7.0163 | 131.8079 | 342.3508 | 513.6711 | 1.0237
2018-05-14 08:00 | 43158.9987 | 440 | 272 | 1988 | 2823 | 6.93 | 2.61 | 5.73 | 11.22 | 518.4045 | 1.201% | 36.6255 | 8.5272 | 136.8259 | 380.4531 | 562.4317 | 1.0849
2018-05-14 09:00 | 45201.0052 | 393 | 255 | 1988 | 2823 | 5.5 | 1.76 | 5.5 | 8.8 | 566.837 | 1.254% | 27.106 | 5.6281 | 137.1163 | 311.5327 | 481.3831 | 0.84924
2018-05-14 10:00 | 47767.7486 | 409 | 228 | 1733 | 2654 | 5.26 | 1.01 | 4.49 | 8.29 | 614.1609 | 1.286% | 27.6603 | 2.9608 | 100.0443 | 282.8804 | 413.5457 | 0.67335
2018-05-14 11:00 | 50137.7021 | 403 | 212 | 1733 | 2654 | 7.18 | 1.09 | 6.56 | 13 | 661.2681 | 1.319% | 38.163 | 3.0477 | 149.9393 | 455.0482 | 646.1983 | 0.97721
2018-05-14 12:00 | 52432.5599 | 360 | 191 | 1733 | 2654 | 9.78 | 1.66 | 9.16 | 19.18 | 708.9698 | 1.352% | 47.6067 | 4.2871 | 214.645 | 688.2975 | 954.8363 | 1.3468
2018-05-14 13:00 | 54815.8961 | 314 | 193 | 1733 | 2654 | 18.85 | 2.34 | 13.46 | 30.76 | 752.2932 | 1.372% | 81.231 | 6.198 | 320.1284 | 1120.3865 | 1527.9439 | 2.031
2018-05-14 14:00 | 56759.8105 | 294 | 218 | 1712 | 2595 | 21.27 | 3.77 | 16.27 | 31.95 | 795.8475 | 1.402% | 87.6806 | 11.5236 | 390.5532 | 1162.5112 | 1652.2686 | 2.0761
2018-05-14 15:00 | 58172.9208 | 315 | 229 | 1712 | 2595 | 33.55 | 5.76 | 30 | 42.78 | 815.3445 | 1.402% | 148.1233 | 18.4875 | 719.8555 | 1555.96 | 2442.4262 | 2.9956
2018-05-14 16:00 | 59088.0582 | 259 | 287 | 1712 | 2595 | 26.89 | 6.09 | 25.29 | 42.24 | 836.0543 | 1.415% | 98.5429 | 24.7306 | 612.6146 | 1550.9438 | 2286.8318 | 2.7353
2018-05-14 17:00 | 58869.1305 | 254 | 322 | 1712 | 2595 | 19.92 | 5.11 | 16.92 | 32.6 | 859.5406 | 1.46% | 73.8757 | 24.0246 | 422.944 | 1235.19 | 1756.0343 | 2.043
2018-05-14 18:00 | 57449.5211 | 260 | 412 | 1571 | 2654 | 10.48 | 3.79 | 6.01 | 20 | 833.7941 | 1.451% | 39.5464 | 22.6626 | 137.0323 | 770.377 | 969.6183 | 1.1629
2018-05-14 19:00 | 55177.9193 | 332 | 365 | 1571 | 2654 | 11.47 | 3.13 | 5.08 | 14.7 | 796.7852 | 1.444% | 54.9892 | 16.4973 | 115.2433 | 563.3706 | 750.1005 | 0.94141
2018-05-14 20:00 | 53998.4489 | 305 | 387 | 1571 | 2654 | 13.4 | 2.91 | 5.86 | 19.74 | 737.7096 | 1.366% | 55.8353 | 15.3854 | 125.7703 | 715.7349 | 912.7259 | 1.2372
2018-05-14 21:00 | 51844.5791 | 282 | 531 | 1571 | 2654 | 7.95 | 4.01 | 4.94 | 15.41 | 645.1775 | 1.244% | 27.8992 | 26.4981 | 96.5782 | 508.9551 | 659.9306 | 1.0229
2018-05-14 22:00 | 47583.3258 | 399 | 604 | 1123 | 2957 | 8.98 | 8.11 | 0.97 | 10.22 | 549.3292 | 1.154% | 41.3644 | 56.5504 | 12.5756 | 348.8832 | 459.3737 | 0.83624
2018-05-14 23:00 | 43275.1891 | 293 | 569 | 1123 | 2957 | 5.57 | 12 | 0.97 | 8 | 505.1025 | 1.167% | 19.0486 | 79.6955 | 12.7143 | 276.1098 | 387.5683 | 0.76731
2018-05-15 | 39998.055 | 359 | 436 | 1123 | 2957 | 2.86 | 8.11 | 0.97 | 3.11 | 431.3276 | 1.078% | 11.0721 | 38.1308 | 11.7468 | 99.1699 | 160.1196 | 0.37123
2018-05-15 01:00 | 37725.2229 | 254 | 333 | 1123 | 2957 | 1.43 | 3.88 | 0.97 | 2.61 | 395.8234 | 1.049% | 3.811 | 13.5564 | 11.4293 | 80.977 | 109.7737 | 0.27733
2018-05-15 02:00 | 36200.8737 | 238 | 286 | 1481 | 3006 | 1.43 | 3.28 | 1.53 | 3 | 377.729 | 1.043% | 3.5512 | 9.7882 | 23.6433 | 94.0961 | 131.0787 | 0.34702
2018-05-15 03:00 | 35319.5947 | 233 | 236 | 1481 | 3006 | 1.43 | 2.61 | 1.53 | 2.95 | 389.6362 | 1.103% | 3.6757 | 6.7951 | 24.9971 | 97.8261 | 133.294 | 0.3421
2018-05-15 04:00 | 35191.9241 | 289 | 213 | 1481 | 3006 | 2.01 | 2.11 | 2 | 3 | 417.1182 | 1.185% | 6.8851 | 5.3269 | 35.1076 | 106.8874 | 154.207 | 0.3697
2018-05-15 05:00 | 36662.346 | 453 | 367 | 1481 | 3006 | 3.13 | 4.01 | 2.03 | 3.33 | 474.6447 | 1.295% | 18.3565 | 19.0528 | 38.9224 | 129.593 | 205.9247 | 0.43385
2018-05-15 06:00 | 39349.8362 | 605 | 319 | 1988 | 2823 | 10.44 | 5.47 | 6.62 | 7.68 | 480.9663 | 1.222% | 77.2018 | 21.328 | 160.8593 | 264.9988 | 524.3878 | 1.0903
2018-05-15 07:00 | 40393.9671 | 384 | 223 | 1988 | 2823 | 6.72 | 3.11 | 5.85 | 6.92 | 496.9322 | 1.23% | 31.7454 | 8.5319 | 143.0714 | 240.3243 | 423.673 | 0.85258
2018-05-15 08:00 | 41738.4602 | 440 | 272 | 1988 | 2823 | 6.44 | 3.5 | 5.82 | 6.44 | 551.2093 | 1.321% | 37.4213 | 12.5724 | 152.7986 | 240.0915 | 442.8838 | 0.80348
2018-05-15 09:00 | 43753.7044 | 393 | 255 | 1988 | 2823 | 7.01 | 3.06 | 6.41 | 7.21 | 603.7074 | 1.38% | 38.0121 | 10.7665 | 175.8272 | 280.8393 | 505.4451 | 0.83724
2018-05-15 10:00 | 46185.8912 | 409 | 228 | 1733 | 2654 | 9.89 | 1.73 | 6.72 | 10.09 | 656.915 | 1.422% | 57.5333 | 5.6102 | 165.641 | 380.8833 | 609.6678 | 0.92808
2018-05-15 11:00 | 48806.0117 | 403 | 212 | 1733 | 2654 | 12.33 | 1.77 | 7.5 | 14.14 | 715.1185 | 1.465% | 72.8069 | 5.4981 | 190.4428 | 549.8636 | 818.6115 | 1.1447
2018-05-15 12:00 | 51557.498 | 360 | 191 | 1733 | 2654 | 14.7 | 2.36 | 14.1 | 22.59 | 773.1753 | 1.5% | 79.3608 | 6.7598 | 366.4408 | 899.0903 | 1351.6516 | 1.7482
2018-05-15 13:00 | 54288.7597 | 314 | 193 | 1733 | 2654 | 27.14 | 2.61 | 27.14 | 36.88 | 819.2562 | 1.509% | 128.6025 | 7.6016 | 709.771 | 1477.072 | 2323.0471 | 2.8356
2018-05-15 14:00 | 56560.8902 | 294 | 218 | 1712 | 2595 | 39.5 | 3.11 | 39.5 | 49.31 | 853.5388 | 1.509% | 175.2474 | 10.2311 | 1020.488 | 1930.9873 | 3136.9538 | 3.6752
2018-05-15 15:00 | 58378.5221 | 315 | 229 | 1712 | 2595 | 60.05 | 3.5 | 60.05 | 69.4 | 883.3967 | 1.513% | 286.2373 | 12.1285 | 1555.677 | 2725.207 | 4579.2498 | 5.1837
2018-05-15 16:00 | 59232.079 | 259 | 287 | 1712 | 2595 | 68.8 | 6 | 73 | 81.39 | 898.6733 | 1.517% | 270.3542 | 26.1263 | 1896.1448 | 3204.4485 | 5397.0738 | 6.0056
2018-05-15 17:00 | 58421.6595 | 254 | 322 | 1712 | 2595 | 46.09 | 6 | 47.99 | 56.1 | 869.8835 | 1.489% | 174.3121 | 28.767 | 1223.3246 | 2167.6413 | 3594.045 | 4.1316
2018-05-15 18:00 | 56419.8831 | 260 | 412 | 1571 | 2654 | 9.42 | 3.27 | 9.22 | 21.7 | 807.0262 | 1.43% | 35.0332 | 19.2708 | 207.187 | 823.7893 | 1085.2803 | 1.3448
2018-05-15 19:00 | 54056.2324 | 332 | 365 | 1571 | 2654 | 14.15 | 2.61 | 13.15 | 23.02 | 748.6273 | 1.385% | 65.0601 | 13.1933 | 286.1026 | 846.1087 | 1210.4647 | 1.6169
2018-05-15 20:00 | 52721.7845 | 305 | 387 | 1571 | 2654 | 15 | 2.27 | 10.43 | 22.48 | 668.3522 | 1.268% | 57.9971 | 11.1366 | 207.7188 | 756.332 | 1033.1845 | 1.5459
2018-05-15 21:00 | 50392.5742 | 282 | 531 | 1571 | 2654 | 8.52 | 3.5 | 7.16 | 14.23 | 588.8261 | 1.168% | 28.0743 | 21.7162 | 131.4346 | 441.2923 | 622.5174 | 1.0572
2018-05-15 22:00 | 46200.7532 | 399 | 604 | 1123 | 2957 | 1.81 | 6 | 1.21 | 9.56 | 488.3059 | 1.057% | 7.633 | 38.3029 | 14.3618 | 298.7804 | 359.078 | 0.73535
2018-05-15 23:00 | 41757.6904 | 293 | 569 | 1123 | 2957 | 2.01 | 9.11 | 1.21 | 8.44 | 438.4434 | 1.05% | 6.1836 | 54.4262 | 14.2673 | 262.042 | 336.919 | 0.76844
2018-05-16 | 38438.389 | 359 | 436 | 1123 | 2957 | 2.11 | 4.01 | 0.97 | 4.11 | 392.5548 | 1.021% | 7.7359 | 17.8553 | 11.1247 | 124.1161 | 160.832 | 0.40971
2018-05-16 01:00 | 36130.3307 | 254 | 333 | 1123 | 2957 | 1.45 | 2.29 | 0.97 | 4 | 388.3733 | 1.075% | 3.9589 | 8.197 | 11.7092 | 127.1419 | 151.0071 | 0.38882
2018-05-16 02:00 | 34516.2246 | 238 | 286 | 1481 | 3006 | 1.45 | 2.61 | 2.13 | 4.11 | 366.2514 | 1.061% | 3.6619 | 7.9207 | 33.4727 | 131.0952 | 176.1504 | 0.48095
2018-05-16 03:00 | 33640.4078 | 233 | 236 | 1481 | 3006 | 1.45 | 2.07 | 2.14 | 4.11 | 357.2238 | 1.062% | 3.5876 | 5.1875 | 33.6549 | 131.1928 | 173.6228 | 0.48603
2018-05-16 04:00 | 33641.0999 | 289 | 213 | 1481 | 3006 | 1.45 | 1.05 | 2.12 | 4 | 370.031 | 1.1% | 4.6093 | 2.46 | 34.5349 | 132.2564 | 173.8607 | 0.46985
2018-05-16 05:00 | 35008.5891 | 453 | 367 | 1481 | 3006 | 4.09 | 2.61 | 2.29 | 4.29 | 413.5652 | 1.181% | 21.8872 | 11.3156 | 40.0645 | 152.3406 | 225.6079 | 0.54552
2018-05-16 06:00 | 37549.1321 | 605 | 319 | 1988 | 2823 | 14.11 | 2.64 | 7 | 8.01 | 438.5534 | 1.168% | 99.7023 | 9.836 | 162.5313 | 264.0985 | 536.1681 | 1.2226
2018-05-16 07:00 | 38709.9821 | 384 | 223 | 1988 | 2823 | 8.25 | 1.57 | 7.5 | 8.26 | 471.4769 | 1.218% | 38.5854 | 4.2642 | 181.5997 | 284.0066 | 508.4558 | 1.0784
2018-05-16 08:00 | 40427.8922 | 440 | 272 | 1988 | 2823 | 8.51 | 1 | 7 | 7.62 | 512.7679 | 1.268% | 47.4922 | 3.4499 | 176.5038 | 272.8385 | 500.2844 | 0.97565
2018-05-16 09:00 | 43032.7405 | 393 | 255 | 1988 | 2823 | 8.51 | 1.04 | 5.99 | 9.4 | 571.604 | 1.328% | 44.4241 | 3.5227 | 158.1756 | 352.4804 | 558.6027 | 0.97725
2018-05-16 10:00 | 45914.2174 | 409 | 228 | 1733 | 2654 | 10.06 | 1.12 | 7.5 | 13.45 | 639.1972 | 1.392% | 57.2808 | 3.555 | 180.9454 | 496.9479 | 738.7291 | 1.1557
2018-05-16 11:00 | 48810.5508 | 403 | 212 | 1733 | 2654 | 22.82 | 1.46 | 10.67 | 25.16 | 702.6588 | 1.44% | 132.3889 | 4.4557 | 266.1912 | 961.2632 | 1364.299 | 1.9416
2018-05-16 12:00 | 51988.6956 | 360 | 191 | 1733 | 2654 | 34.08 | 2.56 | 29.1 | 36.68 | 762.1499 | 1.466% | 179.8596 | 7.1681 | 739.304 | 1427.124 | 2353.4557 | 3.0879
2018-05-16 13:00 | 55269.6465 | 314 | 193 | 1733 | 2654 | 64.26 | 3.5 | 64.26 | 72.55 | 837.0139 | 1.514% | 305.574 | 10.2299 | 1686.4959 | 2915.9787 | 4918.2785 | 5.876
2018-05-16 14:00 | 57972.9668 | 294 | 218 | 1712 | 2595 | 175.11 | 4 | 175.11 | 178.95 | 905.1271 | 1.561% | 803.7895 | 13.6145 | 4680.5701 | 7250.2522 | 12748.2263 | 14.0845
2018-05-16 15:00 | 59842.569 | 315 | 229 | 1712 | 2595 | 320.54 | 4 | 320.54 | 328.14 | 958.6825 | 1.602% | 1617.5488 | 14.6744 | 8791.2491 | 13641.4686 | 24064.9409 | 25.1021
2018-05-16 16:00 | 61177.1331 | 259 | 287 | 1712 | 2595 | 488.29 | 11.51 | 488.89 | 514.11 | 990.0858 | 1.618% | 2046.7336 | 53.4615 | 13545.6121 | 21591.2176 | 37237.0247 | 37.6099
2018-05-16 17:00 | 61514.7639 | 254 | 322 | 1712 | 2595 | 350.61 | 6.34 | 351.26 | 372.24 | 986.3606 | 1.603% | 1427.9546 | 32.7342 | 9642.4818 | 15488.7643 | 26591.9348 | 26.9596
2018-05-16 18:00 | 60396.4436 | 260 | 412 | 1571 | 2654 | 34.4 | 6.51 | 29.35 | 48.32 | 935.0367 | 1.548% | 138.4679 | 41.5236 | 713.8412 | 1985.3869 | 2879.2196 | 3.0793
2018-05-16 19:00 | 57807.6243 | 332 | 365 | 1571 | 2654 | 16.77 | 2.78 | 14.67 | 30 | 879.4802 | 1.521% | 84.7056 | 15.4376 | 350.6285 | 1211.3318 | 1662.1035 | 1.8899
2018-05-16 20:00 | 55526.485 | 305 | 387 | 1571 | 2654 | 14.61 | 2.71 | 8 | 28.94 | 813.0144 | 1.464% | 65.2451 | 15.356 | 184.0197 | 1124.5985 | 1389.2194 | 1.7087
2018-05-16 21:00 | 52954.7991 | 282 | 531 | 1571 | 2654 | 8 | 4.51 | 6.84 | 13.81 | 713.9793 | 1.348% | 30.4172 | 32.2888 | 144.8814 | 494.1683 | 701.7557 | 0.98288
2018-05-16 22:00 | 48327.6637 | 399 | 604 | 1123 | 2957 | 5 | 6 | 1.4 | 7.89 | 612.6835 | 1.268% | 25.292 | 45.944 | 19.9319 | 295.7799 | 386.9478 | 0.63156
2018-05-16 23:00 | 43639.749 | 293 | 569 | 1123 | 2957 | 5 | 14.19 | 1.47 | 8.11 | 516.7318 | 1.184% | 17.3468 | 95.6043 | 19.547 | 283.9587 | 416.4569 | 0.80594
2018-05-17 | 39873.4661 | 359 | 436 | 1123 | 2957 | 2.91 | 7.57 | 0.97 | 3.11 | 455.7634 | 1.143% | 11.9411 | 37.7257 | 12.4511 | 105.1156 | 167.2335 | 0.36693
2018-05-17 01:00 | 37323.3466 | 254 | 333 | 1123 | 2957 | 2.11 | 3.5 | 0.97 | 2.61 | 412.4408 | 1.105% | 5.9224 | 12.8793 | 12.0374 | 85.285 | 116.1242 | 0.28155
2018-05-17 02:00 | 35505.4697 | 238 | 286 | 1481 | 3006 | 2 | 3.5 | 2 | 3.11 | 392.4975 | 1.105% | 5.262 | 11.0656 | 32.7436 | 103.3454 | 152.4166 | 0.38832
2018-05-17 03:00 | 34410.2467 | 233 | 236 | 1481 | 3006 | 1.45 | 2.91 | 2 | 2.84 | 387.3507 | 1.126% | 3.8031 | 7.7307 | 33.3428 | 96.1001 | 140.9767 | 0.36395
2018-05-17 04:00 | 34331.3694 | 289 | 213 | 1481 | 3006 | 2.11 | 2.52 | 2 | 2.92 | 398.6 | 1.161% | 7.0799 | 6.232 | 34.3899 | 101.9103 | 149.6121 | 0.37534
2018-05-17 05:00 | 35595.0823 | 453 | 367 | 1481 | 3006 | 3.41 | 4.01 | 2.08 | 3.41 | 442.1894 | 1.242% | 19.1898 | 18.2822 | 38.2681 | 127.3391 | 203.0792 | 0.45926
2018-05-17 06:00 | 38006.8053 | 605 | 319 | 1988 | 2823 | 11.08 | 5.86 | 5.63 | 6.23 | 471.4259 | 1.24% | 83.1471 | 23.1868 | 138.8279 | 218.1479 | 463.3097 | 0.98278
2018-05-17 07:00 | 39328.5488 | 384 | 223 | 1988 | 2823 | 7.07 | 2.61 | 6.67 | 6.88 | 522.0259 | 1.327% | 36.0359 | 7.7256 | 176.0056 | 257.8003 | 477.5673 | 0.91483
2018-05-17 08:00 | 41397.2871 | 440 | 272 | 1988 | 2823 | 6.89 | 3.5 | 6.29 | 6.89 | 560.762 | 1.355% | 41.0656 | 12.8957 | 169.3845 | 263.4734 | 486.8192 | 0.86814
2018-05-17 09:00 | 44297.2802 | 393 | 255 | 1988 | 2823 | 6.74 | 3.11 | 6.14 | 6.94 | 618.4265 | 1.396% | 36.9797 | 11.0716 | 170.4103 | 273.5151 | 491.9768 | 0.79553
2018-05-17 10:00 | 47502.2734 | 409 | 228 | 1733 | 2654 | 6 | 1.03 | 4.22 | 9.69 | 685.6608 | 1.443% | 35.4217 | 3.3897 | 105.5616 | 371.21 | 515.583 | 0.75195
2018-05-17 11:00 | 50877.3434 | 403 | 212 | 1733 | 2654 | 8 | 0.54 | 6.56 | 13 | 755.529 | 1.485% | 47.8764 | 1.7 | 168.822 | 512.355 | 730.7535 | 0.96721
2018-05-17 12:00 | 54147.6305 | 360 | 191 | 1733 | 2654 | 15.03 | 1.23 | 15.03 | 22.97 | 816.9789 | 1.509% | 81.6381 | 3.5446 | 392.9967 | 919.7997 | 1397.9791 | 1.7112
2018-05-17 13:00 | 57378.8056 | 314 | 193 | 1733 | 2654 | 26.32 | 2.09 | 23.58 | 41.6 | 874.5531 | 1.524% | 125.9651 | 6.1481 | 622.8408 | 1682.7862 | 2437.7401 | 2.7874
2018-05-17 14:00 | 60092.8955 | 294 | 218 | 1712 | 2595 | 49.4 | 3.5 | 51.9 | 67.76 | 918.7552 | 1.529% | 222.0501 | 11.6654 | 1358.463 | 2688.3601 | 4280.5386 | 4.6591
2018-05-17 15:00 | 62210.417 | 315 | 229 | 1712 | 2595 | 92.6 | 4.51 | 85 | 114.86 | 951.7914 | 1.53% | 446.2726 | 15.8012 | 2226.3906 | 4560.2101 | 7248.6745 | 7.6158
2018-05-17 16:00 | 63681.0006 | 259 | 287 | 1712 | 2595 | 77.66 | 5.33 | 80.16 | 113.24 | 964.47 | 1.515% | 304.6323 | 23.168 | 2078.4535 | 4450.5744 | 6856.8281 | 7.1094
2018-05-17 17:00 | 63625.7558 | 254 | 322 | 1712 | 2595 | 42.08 | 3.28 | 45.57 | 64.04 | 938.4765 | 1.475% | 157.6522 | 15.5783 | 1150.7295 | 2451.2023 | 3775.1622 | 4.0226
2018-05-17 18:00 | 61913.1946 | 260 | 412 | 1571 | 2654 | 11.48 | 2.61 | 10.14 | 28.2 | 879.8726 | 1.421% | 42.4182 | 15.2818 | 226.3866 | 1063.6203 | 1347.7069 | 1.5317
2018-05-17 19:00 | 59160.3629 | 332 | 365 | 1571 | 2654 | 15 | 1.98 | 10.34 | 21.63 | 843.5965 | 1.426% | 71.0123 | 10.3053 | 231.6331 | 818.5805 | 1131.5312 | 1.3413
2018-05-17 20:00 | 57249.9983 | 305 | 387 | 1571 | 2654 | 9.7 | 1.99 | 6 | 17.62 | 802.301 | 1.401% | 41.4604 | 10.7926 | 132.0959 | 655.343 | 839.6919 | 1.0466
2018-05-17 21:00 | 54647.8746 | 282 | 531 | 1571 | 2654 | 7 | 4.26 | 6 | 15.97 | 682.6873 | 1.249% | 24.6601 | 28.2587 | 117.7541 | 529.4859 | 700.1588 | 1.0256
2018-05-17 22:00 | 50216.4013 | 399 | 604 | 1123 | 2957 | 8.14 | 8.61 | 2.08 | 8.34 | 595.1189 | 1.185% | 38.4907 | 61.6309 | 27.6822 | 292.2642 | 420.0679 | 0.70586
2018-05-17 23:00 | 45560.3629 | 293 | 569 | 1123 | 2957 | 3.86 | 13.39 | 1.2 | 8.03 | 508.148 | 1.115% | 12.6141 | 84.9759 | 15.0302 | 264.8317 | 377.4519 | 0.7428
2018-05-18 | 41840.1292 | 359 | 436 | 1123 | 2957 | 3.11 | 7.33 | 0.97 | 4 | 473.0887 | 1.131% | 12.6242 | 36.136 | 12.3169 | 133.7399 | 194.817 | 0.4118
2018-05-18 01:00 | 39256.2965 | 254 | 333 | 1123 | 2957 | 1.4 | 4.01 | 0.97 | 3.35 | 429.4793 | 1.094% | 3.8904 | 14.609 | 11.9175 | 108.375 | 138.7919 | 0.32316
2018-05-18 02:00 | 37282.7588 | 238 | 286 | 1481 | 3006 | 1.4 | 3.95 | 1.71 | 3.01 | 390.2044 | 1.047% | 3.4873 | 11.8235 | 26.5055 | 94.6977 | 136.514 | 0.34985
2018-05-18 03:00 | 36216.7806 | 233 | 236 | 1481 | 3006 | 1.4 | 2.82 | 1.5 | 3.01 | 383.471 | 1.059% | 3.4539 | 7.0467 | 23.5217 | 95.8028 | 129.8251 | 0.33855
2018-05-18 04:00 | 36018.0283 | 289 | 213 | 1481 | 3006 | 2.01 | 1.88 | 2 | 3.01 | 386.3709 | 1.073% | 6.2313 | 4.2956 | 31.7738 | 97.0599 | 139.3606 | 0.36069
2018-05-18 05:00 | 37164.18 | 453 | 367 | 1481 | 3006 | 3.51 | 4.01 | 2 | 3.3 | 450.1116 | 1.211% | 19.2575 | 17.824 | 35.8741 | 120.143 | 193.0987 | 0.429
2018-05-18 06:00 | 39680.9378 | 605 | 319 | 1988 | 2823 | 10.65 | 5.83 | 7 | 7 | 468.1288 | 1.18% | 76.0131 | 21.9403 | 164.1715 | 233.1269 | 495.2519 | 1.0579
2018-05-18 07:00 | 41045.6816 | 384 | 223 | 1988 | 2823 | 6.64 | 3.11 | 6.63 | 6.64 | 496.7078 | 1.21% | 30.8555 | 8.3926 | 159.501 | 226.8363 | 425.5854 | 0.85681
2018-05-18 08:00 | 43025.5742 | 440 | 272 | 1988 | 2823 | 7.61 | 4.01 | 7.32 | 7.61 | 538.7147 | 1.252% | 41.9247 | 13.6567 | 182.2047 | 268.9848 | 506.7708 | 0.9407
2018-05-18 09:00 | 45914.3206 | 393 | 255 | 1988 | 2823 | 7.91 | 3.5 | 7.83 | 8.11 | 578.8052 | 1.261% | 39.188 | 11.251 | 196.2286 | 288.6131 | 535.2807 | 0.9248
2018-05-18 10:00 | 49172.5739 | 409 | 228 | 1733 | 2654 | 6 | 0.8 | 7 | 7.21 | 630.703 | 1.283% | 31.4758 | 2.3395 | 155.596 | 245.4359 | 434.8473 | 0.68946
2018-05-18 11:00 | 52338.1396 | 403 | 212 | 1733 | 2654 | 7.6 | 0.93 | 7 | 9.61 | 686.1415 | 1.311% | 40.1526 | 2.5847 | 159.0348 | 334.3642 | 536.1363 | 0.78138
2018-05-18 12:00 | 55326.1878 | 360 | 191 | 1733 | 2654 | 9 | 0.96 | 10 | 15.95 | 740.1307 | 1.338% | 43.3434 | 2.4529 | 231.8335 | 566.2905 | 843.9203 | 1.1402
2018-05-18 13:00 | 58274.332 | 314 | 193 | 1733 | 2654 | 21.82 | 1.96 | 16.22 | 27.11 | 794.375 | 1.363% | 93.3969 | 5.1566 | 383.1755 | 980.796 | 1462.525 | 1.8411
2018-05-18 14:00 | 60713.1455 | 294 | 218 | 1712 | 2595 | 32.1 | 3.69 | 22.5 | 41.26 | 831.7164 | 1.37% | 129.284 | 11.0198 | 527.6899 | 1466.7601 | 2134.7539 | 2.5667
2018-05-18 15:00 | 62387.7063 | 315 | 229 | 1712 | 2595 | 66.89 | 3.5 | 35.43 | 82.19 | 858.4392 | 1.376% | 289.9227 | 11.0284 | 834.6135 | 2934.7212 | 4070.2859 | 4.7415
2018-05-18 16:00 | 63155.9892 | 259 | 287 | 1712 | 2595 | 68.92 | 6.18 | 36.92 | 91.21 | 892.0393 | 1.412% | 252.1242 | 25.0519 | 892.7604 | 3343.0992 | 4513.0356 | 5.0592
2018-05-18 17:00 | 62406.6113 | 254 | 322 | 1712 | 2595 | 38.31 | 3.4 | 30 | 58.65 | 891.2489 | 1.428% | 138.9678 | 15.6352 | 733.4887 | 2173.5709 | 3061.6626 | 3.4352
2018-05-18 18:00 | 60239.3743 | 260 | 412 | 1571 | 2654 | 19.66 | 2.48 | 9.91 | 27.32 | 844.8291 | 1.402% | 71.6878 | 14.3297 | 218.3425 | 1016.8807 | 1321.2407 | 1.5639
2018-05-18 19:00 | 57254.5025 | 332 | 365 | 1571 | 2654 | 12.31 | 1.61 | 10 | 16.13 | 821.2477 | 1.434% | 58.622 | 8.4291 | 225.3413 | 614.0445 | 906.4369 | 1.1037
2018-05-18 20:00 | 55062.3987 | 305 | 387 | 1571 | 2654 | 6.24 | 2.05 | 6.24 | 14.92 | 749.2742 | 1.361% | 25.8982 | 10.7957 | 133.3971 | 538.8345 | 708.9255 | 0.94615
2018-05-18 21:00 | 52777.8339 | 282 | 531 | 1571 | 2654 | 3.71 | 7 | 5.85 | 11.57 | 682.0186 | 1.292% | 13.5197 | 48.0327 | 118.7618 | 396.8066 | 577.1209 | 0.8462
2018-05-18 22:00 | 49280.5713 | 399 | 604 | 1123 | 2957 | 7.1 | 9.11 | 1.02 | 9.45 | 587.85 | 1.193% | 33.7926 | 65.6366 | 13.6638 | 333.3296 | 446.4227 | 0.75942
2018-05-18 23:00 | 45711.2158 | 293 | 569 | 1123 | 2957 | 3 | 12 | 1 | 6.7 | 520.3106 | 1.138% | 10.0053 | 77.7201 | 12.7826 | 225.5101 | 326.0181 | 0.62658
2018-05-19 | 42705.6556 | 359 | 436 | 1123 | 2957 | 6 | 10.61 | 0.96 | 9.33 | 461.309 | 1.08% | 23.2676 | 49.9699 | 11.6455 | 298.0159 | 382.8989 | 0.83003
2018-05-19 01:00 | 40186.3522 | 254 | 333 | 1123 | 2957 | 1.4 | 8 | 0.96 | 4.61 | 427.641 | 1.064% | 3.7841 | 28.3488 | 11.4723 | 145.0618 | 188.667 | 0.44118
2018-05-19 02:00 | 38398.6966 | 238 | 286 | 1481 | 3006 | 2.01 | 5.09 | 1.22 | 4.19 | 405.1683 | 1.055% | 5.0477 | 15.3604 | 19.0649 | 132.8991 | 172.3721 | 0.42543
2018-05-19 03:00 | 37054.013 | 233 | 236 | 1481 | 3006 | 2.01 | 4.12 | 1.22 | 4 | 394.5924 | 1.065% | 4.9873 | 10.3543 | 19.241 | 128.045 | 162.6276 | 0.41214
2018-05-19 04:00 | 36324.1295 | 289 | 213 | 1481 | 3006 | 2.61 | 3.7 | 1.56 | 4 | 393.276 | 1.083% | 8.1666 | 8.5326 | 25.0139 | 130.1821 | 171.8953 | 0.43709
2018-05-19 05:00 | 36340.9167 | 453 | 367 | 1481 | 3006 | 4.41 | 8 | 1.73 | 4.61 | 398.444 | 1.096% | 21.9032 | 32.1905 | 28.0913 | 151.9362 | 234.1213 | 0.58759
2018-05-19 06:00 | 36725.4551 | 605 | 319 | 1988 | 2823 | 12.01 | 10 | 6.4 | 7 | 429.2533 | 1.169% | 84.9268 | 37.2853 | 148.7109 | 230.9699 | 501.8928 | 1.1692
2018-05-19 07:00 | 37900.7519 | 384 | 223 | 1988 | 2823 | 7.37 | 6.88 | 6.97 | 7.57 | 483.0583 | 1.275% | 36.0704 | 19.5544 | 176.6041 | 272.3695 | 504.5984 | 1.0446
2018-05-19 08:00 | 40741.5755 | 440 | 272 | 1988 | 2823 | 9.55 | 6.72 | 7 | 9.75 | 520.2382 | 1.277% | 53.6563 | 23.3401 | 177.6965 | 351.4632 | 606.1561 | 1.1652
2018-05-19 09:00 | 43697.5498 | 393 | 255 | 1988 | 2823 | 6.1 | 2.61 | 5.5 | 10.01 | 565.851 | 1.295% | 31.0433 | 8.6184 | 141.5872 | 365.9232 | 547.1721 | 0.96699
2018-05-19 10:00 | 46636.2516 | 409 | 228 | 1733 | 2654 | 4.06 | 0.01 | 3.46 | 8.95 | 620.7456 | 1.331% | 22.1024 | 0.030348 | 79.8114 | 316.1651 | 418.1092 | 0.67356
2018-05-19 11:00 | 49370.3873 | 403 | 212 | 1733 | 2654 | 6.9 | 0.01 | 4.24 | 10.59 | 674.015 | 1.365% | 37.9627 | 0.028943 | 100.3154 | 383.7071 | 522.0142 | 0.77448
2018-05-19 12:00 | 51717.8633 | 360 | 191 | 1733 | 2654 | 9.68 | 0.76 | 7 | 15.75 | 718.6754 | 1.39% | 48.425 | 2.0172 | 168.5733 | 580.8629 | 799.8784 | 1.113
2018-05-19 13:00 | 53883.5097 | 314 | 193 | 1733 | 2654 | 17.62 | 1 | 8.17 | 24.81 | 755.1527 | 1.401% | 77.538 | 2.7048 | 198.4264 | 922.7979 | 1201.4671 | 1.591
2018-05-19 14:00 | 55542.0429 | 294 | 218 | 1712 | 2595 | 19.02 | 1.48 | 7.82 | 27.11 | 789.5956 | 1.422% | 79.4952 | 4.5867 | 190.3239 | 1000.1145 | 1274.5203 | 1.6141
2018-05-19 15:00 | 56706.6575 | 315 | 229 | 1712 | 2595 | 27.61 | 2.59 | 20.72 | 38.31 | 804.5454 | 1.419% | 123.3938 | 8.415 | 503.2804 | 1410.477 | 2045.5662 | 2.5425
2018-05-19 16:00 | 57155.1764 | 259 | 287 | 1712 | 2595 | 32.33 | 2.23 | 22.72 | 51.33 | 813.7276 | 1.424% | 119.2145 | 9.1119 | 553.7778 | 1896.4093 | 2578.5135 | 3.1688
2018-05-19 17:00 | 56756.2301 | 254 | 322 | 1712 | 2595 | 20.96 | 1.5 | 15.96 | 36 | 796.9268 | 1.404% | 74.7532 | 6.7819 | 383.6556 | 1311.7309 | 1776.9216 | 2.2297
2018-05-19 18:00 | 55301.7864 | 260 | 412 | 1571 | 2654 | 17.1 | 1.51 | 5 | 22.07 | 759.3513 | 1.373% | 61.0482 | 8.5424 | 107.8574 | 804.2792 | 981.7271 | 1.2928
2018-05-19 19:00 | 53111.5898 | 332 | 365 | 1571 | 2654 | 8.98 | 0.96 | 5.34 | 15.85 | 731.4692 | 1.377% | 41.0602 | 4.8258 | 115.5378 | 579.3446 | 740.7684 | 1.0127
2018-05-19 20:00 | 51585.4254 | 305 | 387 | 1571 | 2654 | 8.24 | 1 | 5 | 15.59 | 706.1465 | 1.369% | 34.4029 | 5.2976 | 107.5261 | 566.389 | 713.6156 | 1.0106
2018-05-19 21:00 | 50028.08 | 282 | 531 | 1571 | 2654 | 5 | 3.5 | 5 | 10.21 | 647.5728 | 1.294% | 18.2513 | 24.0568 | 101.6766 | 350.753 | 494.7377 | 0.76399
2018-05-19 22:00 | 47229.0651 | 399 | 604 | 1123 | 2957 | 3.2 | 8.61 | 1 | 10.42 | 573.0947 | 1.213% | 15.4932 | 63.104 | 13.6269 | 373.8833 | 466.1074 | 0.81332
2018-05-19 23:00 | 44318.4609 | 293 | 569 | 1123 | 2957 | 1.4 | 22 | 0.99 | 7.58 | 515.602 | 1.163% | 4.7723 | 145.6347 | 12.9344 | 260.7657 | 424.107 | 0.82255
2018-05-20 | 41474.2945 | 359 | 436 | 1123 | 2957 | 5 | 7.18 | 0.95 | 8.08 | 482.0263 | 1.162% | 20.862 | 36.3833 | 12.3992 | 277.6863 | 347.3309 | 0.72056
2018-05-20 01:00 | 39213.0921 | 254 | 333 | 1123 | 2957 | 1.41 | 3.5 | 0.95 | 4 | 412.1612 | 1.051% | 3.7643 | 12.2503 | 11.2135 | 124.3218 | 151.5499 | 0.3677
2018-05-20 02:00 | 37582.3082 | 238 | 286 | 1481 | 3006 | 0.81 | 3.5 | 1.43 | 4 | 399.3862 | 1.063% | 2.0487 | 10.6376 | 22.5061 | 127.7787 | 162.9711 | 0.40805
2018-05-20 03:00 | 36365.7181 | 233 | 236 | 1481 | 3006 | 1 | 3.06 | 1.16 | 4 | 423.0935 | 1.163% | 2.7108 | 8.4019 | 19.9874 | 139.8921 | 170.9922 | 0.40415
2018-05-20 04:00 | 35628.1035 | 289 | 213 | 1481 | 3006 | 1.41 | 2.4 | 1.32 | 4 | 415.2344 | 1.165% | 4.7492 | 5.9579 | 22.784 | 140.136 | 173.627 | 0.41814
2018-05-20 05:00 | 35348.7675 | 453 | 367 | 1481 | 3006 | 3.11 | 4.01 | 1.5 | 4 | 414.4216 | 1.172% | 16.5168 | 17.2536 | 26.0444 | 140.9669 | 200.7816 | 0.48449
2018-05-20 06:00 | 35275.3779 | 605 | 319 | 1988 | 2823 | 8.61 | 6.68 | 7 | 7.27 | 441.3976 | 1.251% | 65.1804 | 26.664 | 174.1297 | 256.8051 | 522.7791 | 1.1844
2018-05-20 07:00 | 35855.4372 | 384 | 223 | 1988 | 2823 | 6.87 | 2.61 | 6.47 | 7.07 | 482.8909 | 1.347% | 35.5289 | 7.8386 | 173.2266 | 268.7969 | 485.3911 | 1.0052
2018-05-20 08:00 | 37907.9362 | 440 | 272 | 1988 | 2823 | 7.6 | 3.5 | 7 | 8.98 | 527.5718 | 1.392% | 46.5391 | 13.2492 | 193.6715 | 352.8082 | 606.2679 | 1.1492
2018-05-20 09:00 | 40172.2688 | 393 | 255 | 1988 | 2823 | 5.68 | 1 | 5.37 | 10.68 | 521.6559 | 1.299% | 28.9867 | 3.3113 | 138.6272 | 391.5073 | 562.4325 | 1.0782
2018-05-20 10:00 | 42072.7496 | 409 | 228 | 1733 | 2654 | 5.62 | 0.01 | 4.1 | 11.37 | 588.384 | 1.398% | 32.1455 | 0.031886 | 99.367 | 422.0086 | 553.553 | 0.9408
2018-05-20 11:00 | 43933.6119 | 403 | 212 | 1733 | 2654 | 7.39 | 0.02 | 5 | 12.27 | 567.2447 | 1.291% | 38.4524 | 0.054744 | 111.8773 | 420.4545 | 570.839 | 1.0063
2018-05-20 12:00 | 45248.6813 | 360 | 191 | 1733 | 2654 | 8 | 0.83 | 4.67 | 14.55 | 553.2878 | 1.223% | 35.2158 | 1.9385 | 98.9602 | 472.1816 | 608.2961 | 1.0994
2018-05-20 13:00 | 46044.3808 | 314 | 193 | 1733 | 2654 | 13.51 | 2.61 | 7.22 | 25.07 | 550.4271 | 1.195% | 50.7117 | 6.0217 | 149.575 | 795.3869 | 1001.6953 | 1.8199
2018-05-20 14:00 | 46436.3799 | 294 | 218 | 1712 | 2595 | 21.98 | 1.8 | 14.27 | 30.03 | 566.5491 | 1.22% | 78.8414 | 4.7875 | 298.0622 | 950.7622 | 1332.4533 | 2.3519
2018-05-20 15:00 | 46640.9342 | 315 | 229 | 1712 | 2595 | 33.02 | 2.48 | 27.69 | 40.48 | 611.7744 | 1.312% | 136.4306 | 7.4492 | 621.8 | 1377.8499 | 2143.5297 | 3.5038
2018-05-20 16:00 | 46808.9157 | 259 | 287 | 1712 | 2595 | 33.3 | 2.81 | 29.18 | 42.18 | 639.6279 | 1.366% | 117.8536 | 11.0201 | 682.6339 | 1495.6939 | 2307.2015 | 3.6071
2018-05-20 17:00 | 46788.2011 | 254 | 322 | 1712 | 2595 | 24 | 1.8 | 18.53 | 31.81 | 641.155 | 1.37% | 83.5356 | 7.9425 | 434.7162 | 1131.1696 | 1657.3639 | 2.585
2018-05-20 18:00 | 45926.789 | 260 | 412 | 1571 | 2654 | 13.59 | 1 | 5 | 23.12 | 629.8155 | 1.371% | 48.4552 | 5.6499 | 107.7193 | 841.4649 | 1003.2893 | 1.593
2018-05-20 19:00 | 44571.4453 | 332 | 365 | 1571 | 2654 | 10.06 | 1 | 5 | 20.03 | 620.7532 | 1.393% | 46.5156 | 5.0834 | 109.3978 | 740.362 | 901.3587 | 1.452
2018-05-20 20:00 | 43980.5306 | 305 | 387 | 1571 | 2654 | 12.69 | 1 | 5 | 24.05 | 597.1061 | 1.358% | 52.5476 | 5.2541 | 106.6442 | 866.5767 | 1031.0226 | 1.7267
2018-05-20 21:00 | 43066.0319 | 282 | 531 | 1571 | 2654 | 6.64 | 2.61 | 3.97 | 13.31 | 531.8763 | 1.235% | 23.1256 | 17.1163 | 77.0269 | 436.2694 | 553.5383 | 1.0407
2018-05-20 22:00 | 40200.1933 | 399 | 604 | 1123 | 2957 | 4.13 | 4.64 | 0.99 | 10.27 | 454.5016 | 1.131% | 18.6307 | 31.6856 | 12.5696 | 343.3437 | 406.2296 | 0.89379
2018-05-20 23:00 | 36896.0156 | 293 | 569 | 1123 | 2957 | 1.41 | 6 | 0.98 | 5.45 | 400.226 | 1.085% | 4.4814 | 37.033 | 11.938 | 174.813 | 228.2654 | 0.57034
2018-05-21 | 34327.636 | 359 | 436 | 1123 | 2957 | 1.4 | 3.5 | 0.94 | 4 | 367.8012 | 1.071% | 5.3851 | 16.3502 | 11.3104 | 126.7303 | 159.776 | 0.43441
2018-05-21 01:00 | 32501.9806 | 254 | 333 | 1123 | 2957 | 0.8 | 1 | 0.94 | 4 | 358.0508 | 1.102% | 2.2385 | 3.6684 | 11.629 | 130.3005 | 147.8364 | 0.41289
2018-05-21 02:00 | 31463.1468 | 238 | 286 | 1481 | 3006 | 0.8 | 0.74 | 1.04 | 4 | 349.1444 | 1.11% | 2.1129 | 2.3486 | 17.0919 | 133.4295 | 154.9828 | 0.44389
2018-05-21 03:00 | 31005.0386 | 233 | 236 | 1481 | 3006 | 0.5 | 0.25 | 1 | 4 | 345.9009 | 1.116% | 1.2997 | 0.65822 | 16.5224 | 134.1431 | 152.6235 | 0.44123
2018-05-21 04:00 | 31404.8476 | 289 | 213 | 1481 | 3006 | 1 | 0.03 | 1.53 | 3.11 | 370.897 | 1.181% | 3.4131 | 0.075467 | 26.761 | 110.4094 | 140.659 | 0.37924
2018-05-21 05:00 | 33213.3556 | 453 | 367 | 1481 | 3006 | 2.11 | 2.11 | 1.7 | 4 | 427.0135 | 1.286% | 12.2888 | 9.9558 | 32.3693 | 154.5887 | 209.2026 | 0.48992
2018-05-21 06:00 | 36126.3443 | 605 | 319 | 1988 | 2823 | 6.49 | 2.11 | 5.89 | 6.69 | 455.5532 | 1.261% | 49.5125 | 8.4877 | 147.6545 | 238.1508 | 443.8055 | 0.97421
2018-05-21 07:00 | 37508.6868 | 384 | 223 | 1988 | 2823 | 4.3 | 0.01 | 5.5 | 6.1 | 463.9541 | 1.237% | 20.4241 | 0.027583 | 135.2453 | 213.0021 | 368.6991 | 0.79469
2018-05-21 08:00 | 38987.9703 | 440 | 272 | 1988 | 2823 | 5.64 | 1 | 5.33 | 7.92 | 485.3593 | 1.245% | 30.8933 | 3.3861 | 131.9096 | 278.3356 | 444.5246 | 0.91587
2018-05-21 09:00 | 41086.9547 | 393 | 255 | 1988 | 2823 | 5.6 | 0.01 | 5 | 6.2 | 513.8558 | 1.251% | 27.5244 | 0.031892 | 124.3151 | 218.897 | 370.7684 | 0.72154
2018-05-21 10:00 | 43601.4879 | 409 | 228 | 1733 | 2654 | 7.95 | 0.01 | 4.62 | 7.95 | 538.0505 | 1.234% | 40.1247 | 0.028136 | 98.8012 | 260.3693 | 399.3234 | 0.74217
2018-05-21 11:00 | 45916.9147 | 403 | 212 | 1733 | 2654 | 10.8 | 0.01 | 5 | 11 | 558.9856 | 1.217% | 52.9855 | 0.025809 | 105.4864 | 355.4033 | 513.901 | 0.91935
2018-05-21 12:00 | 48113.0078 | 360 | 191 | 1733 | 2654 | 13.98 | 0.01 | 5 | 15.69 | 603.3179 | 1.254% | 63.1093 | 0.023951 | 108.6556 | 522.1648 | 693.9536 | 1.1502
2018-05-21 13:00 | 50186.1471 | 314 | 193 | 1733 | 2654 | 20.51 | 0.29 | 9.4 | 27.24 | 654.6607 | 1.304% | 84.0094 | 0.73011 | 212.5 | 943.0625 | 1240.3019 | 1.8946
2018-05-21 14:00 | 51735.0657 | 294 | 218 | 1712 | 2595 | 21.19 | 0.56 | 18.05 | 31.45 | 707.0185 | 1.367% | 85.1381 | 1.6684 | 422.3055 | 1115.3311 | 1624.4431 | 2.2976
2018-05-21 15:00 | 52990.4142 | 315 | 229 | 1712 | 2595 | 39.15 | 3.32 | 31.15 | 49.63 | 755.6918 | 1.426% | 175.8692 | 10.8423 | 760.5175 | 1836.6612 | 2783.8901 | 3.6839
2018-05-21 16:00 | 53753.9518 | 259 | 287 | 1712 | 2595 | 45.82 | 9.4 | 35 | 62.52 | 804.696 | 1.497% | 177.6545 | 40.386 | 897.0017 | 2428.722 | 3543.7643 | 4.4039
2018-05-21 17:00 | 53424.9999 | 254 | 322 | 1712 | 2595 | 25.36 | 1 | 20.36 | 34.05 | 818.5285 | 1.532% | 98.6898 | 4.9334 | 534.0363 | 1353.7664 | 1991.4259 | 2.4329
2018-05-21 18:00 | 52359.8626 | 260 | 412 | 1571 | 2654 | 13.71 | 1 | 5 | 18.67 | 785.4517 | 1.5% | 53.4727 | 6.1804 | 117.8331 | 743.3036 | 920.7897 | 1.1723
2018-05-21 19:00 | 50617.2711 | 332 | 365 | 1571 | 2654 | 11.64 | 0.27 | 5 | 12.49 | 741.2333 | 1.464% | 56.591 | 1.4432 | 115.0277 | 485.4221 | 658.4839 | 0.88836
2018-05-21 20:00 | 49287.2842 | 305 | 387 | 1571 | 2654 | 11.41 | 0.93 | 4.22 | 15.57 | 687.1656 | 1.394% | 48.519 | 5.0179 | 92.4305 | 576.1241 | 722.0915 | 1.0508
2018-05-21 21:00 | 47669.8987 | 282 | 531 | 1571 | 2654 | 7.63 | 4.01 | 3.69 | 7.83 | 597.7974 | 1.254% | 26.9826 | 26.7023 | 72.6963 | 260.5988 | 386.98 | 0.64734
2018-05-21 22:00 | 44144.4023 | 399 | 604 | 1123 | 2957 | 4.72 | 6 | 0.98 | 9.17 | 503.0842 | 1.14% | 21.4625 | 41.3003 | 12.5421 | 309.0194 | 384.3243 | 0.76394
2018-05-21 23:00 | 40111.7005 | 293 | 569 | 1123 | 2957 | 1.93 | 13.51 | 0.97 | 5.56 | 429.6655 | 1.071% | 6.0574 | 82.3431 | 11.6684 | 176.1106 | 276.1794 | 0.64278
2018-05-22 | 37033.6471 | 359 | 436 | 1123 | 2957 | 1.45 | 4.01 | 0.93 | 3.11 | 387.5312 | 1.046% | 5.4472 | 18.2954 | 10.9288 | 96.2325 | 130.9039 | 0.33779
2018-05-22 01:00 | 34931.6181 | 254 | 333 | 1123 | 2957 | 0.8 | 3.11 | 0.93 | 3 | 361.3902 | 1.035% | 2.1022 | 10.7143 | 10.8049 | 91.7762 | 115.3976 | 0.31932
2018-05-22 02:00 | 33636.1523 | 238 | 286 | 1481 | 3006 | 0.8 | 2.72 | 1.22 | 3.11 | 353.4192 | 1.051% | 2.0006 | 8.1737 | 18.9845 | 98.2275 | 127.3863 | 0.36044
2018-05-22 03:00 | 32904.5566 | 233 | 236 | 1481 | 3006 | 0.8 | 2.11 | 0.99 | 3.06 | 363.419 | 1.104% | 2.0587 | 5.4998 | 16.1935 | 101.5926 | 125.3446 | 0.3449
2018-05-22 04:00 | 33119.9928 | 289 | 213 | 1481 | 3006 | 1 | 2.11 | 1.27 | 2.61 | 385.1717 | 1.163% | 3.3609 | 5.2267 | 21.8737 | 91.2417 | 121.7031 | 0.31597
2018-05-22 05:00 | 34716.4225 | 453 | 367 | 1481 | 3006 | 2.11 | 3.5 | 1.5 | 3.11 | 433.053 | 1.247% | 11.923 | 16.0229 | 27.711 | 116.6153 | 172.2722 | 0.39781
2018-05-22 06:00 | 37540.6197 | 605 | 319 | 1988 | 2823 | 6.1 | 3.01 | 5.77 | 5.98 | 461.3367 | 1.229% | 45.3526 | 11.7998 | 140.9642 | 207.4572 | 405.5737 | 0.87913
2018-05-22 07:00 | 38976.428 | 384 | 223 | 1988 | 2823 | 4.3 | 0.9 | 5.55 | 5.76 | 488.1324 | 1.252% | 20.6793 | 2.5135 | 138.1799 | 203.6428 | 365.0155 | 0.74778
2018-05-22 08:00 | 40792.9075 | 440 | 272 | 1988 | 2823 | 5.33 | 1.51 | 5.5 | 6.1 | 518.5841 | 1.271% | 29.8136 | 5.2213 | 138.9996 | 218.9149 | 392.9494 | 0.75774
2018-05-22 09:00 | 43147.2422 | 393 | 255 | 1988 | 2823 | 5.43 | 0.01 | 5.32 | 8.31 | 563.8368 | 1.307% | 27.8864 | 0.033323 | 138.2065 | 306.5577 | 472.6839 | 0.83833
2018-05-22 10:00 | 46068.2799 | 409 | 228 | 1733 | 2654 | 6.41 | 0.01 | 5.5 | 8.94 | 611.9336 | 1.328% | 34.8244 | 0.030286 | 126.6087 | 315.167 | 476.6304 | 0.77889
2018-05-22 11:00 | 48957.0566 | 403 | 212 | 1733 | 2654 | 8.67 | 0.01 | 7 | 12.06 | 660.8786 | 1.35% | 47.1662 | 0.028618 | 163.7582 | 432.0705 | 643.0234 | 0.97298
2018-05-22 12:00 | 51490.2399 | 360 | 191 | 1733 | 2654 | 11.01 | 0.01 | 4.2 | 14.46 | 714.1353 | 1.387% | 54.9725 | 0.02649 | 100.9493 | 532.2611 | 688.2094 | 0.9637
2018-05-22 13:00 | 53791.3659 | 314 | 193 | 1733 | 2654 | 12.4 | 0.01 | 6.8 | 20.42 | 761.8603 | 1.416% | 55.146 | 0.027335 | 166.9054 | 767.5726 | 989.6513 | 1.299
2018-05-22 14:00 | 55605.5778 | 294 | 218 | 1712 | 2595 | 19.3 | 0.48 | 17.64 | 30.53 | 801.5881 | 1.442% | 81.797 | 1.5084 | 435.3467 | 1142.0814 | 1660.7336 | 2.0718
2018-05-22 15:00 | 56711.8066 | 315 | 229 | 1712 | 2595 | 31.87 | 4.08 | 30.63 | 47.36 | 836.4745 | 1.475% | 148.0716 | 13.7808 | 773.4459 | 1812.7097 | 2748.0081 | 3.2852
2018-05-22 16:00 | 57190.6819 | 259 | 287 | 1712 | 2595 | 34.39 | 9.81 | 32.78 | 51.07 | 853.2737 | 1.492% | 132.8908 | 42.0063 | 837.2898 | 1977.2714 | 2989.4583 | 3.5035
2018-05-22 17:00 | 56856.9479 | 254 | 322 | 1712 | 2595 | 20.62 | 3.3 | 20.62 | 33.42 | 849.4995 | 1.494% | 78.2532 | 15.8763 | 527.4387 | 1295.7565 | 1917.3247 | 2.257
2018-05-22 18:00 | 55698.0654 | 260 | 412 | 1571 | 2654 | 8.41 | 1.39 | 4.91 | 20 | 819.6959 | 1.472% | 32.1797 | 8.428 | 113.5195 | 781.1664 | 935.2936 | 1.141
2018-05-22 19:00 | 53858.2155 | 332 | 365 | 1571 | 2654 | 9.74 | 0.3 | 4.6 | 13.23 | 779.0384 | 1.446% | 46.7739 | 1.5839 | 104.53 | 507.8876 | 660.7754 | 0.84819
2018-05-22 20:00 | 52441.8691 | 305 | 387 | 1571 | 2654 | 7.72 | 0.37 | 3.04 | 13.29 | 734.6377 | 1.401% | 32.9847 | 2.0059 | 66.9029 | 494.1069 | 596.0004 | 0.81128
2018-05-22 21:00 | 50623.6184 | 282 | 531 | 1571 | 2654 | 7.3 | 2.61 | 3.36 | 8.99 | 634.0345 | 1.252% | 25.7829 | 17.3578 | 66.1112 | 298.8273 | 408.0793 | 0.64362
2018-05-22 22:00 | 46691.9258 | 399 | 604 | 1123 | 2957 | 2.64 | 4.09 | 0.97 | 7.49 | 522.6323 | 1.119% | 11.7905 | 27.6512 | 12.1929 | 247.9063 | 299.5409 | 0.57314
2018-05-22 23:00 | 42455.1299 | 293 | 569 | 1123 | 2957 | 3 | 11.91 | 0.96 | 4.97 | 442.4393 | 1.042% | 9.1604 | 70.6232 | 11.235 | 153.155 | 244.1736 | 0.55188
2018-05-23 | 39010.0491 | 359 | 436 | 1123 | 2957 | 1.48 | 5.28 | 0.92 | 3.54 | 388.2482 | 0.9953% | 5.288 | 22.9115 | 10.2825 | 104.1808 | 142.6628 | 0.36745
2018-05-23 01:00 | 36774.7386 | 254 | 333 | 1123 | 2957 | 0.8 | 3.5 | 0.92 | 3.11 | 354.8316 | 0.9649% | 1.9606 | 11.2457 | 9.9687 | 88.7328 | 111.9079 | 0.31538
2018-05-23 02:00 | 35246.1927 | 238 | 286 | 1481 | 3006 | 0.8 | 3.46 | 1.33 | 3.01 | 341.549 | 0.969% | 1.845 | 9.5892 | 19.0874 | 87.6791 | 118.2008 | 0.34607
2018-05-23 03:00 | 34338.138 | 233 | 236 | 1481 | 3006 | 0.8 | 2.61 | 1.05 | 3.01 | 347.7563 | 1.013% | 1.8877 | 6.2381 | 15.7486 | 91.6334 | 115.5078 | 0.33215
2018-05-23 04:00 | 34374.4378 | 289 | 213 | 1481 | 3006 | 1 | 2.11 | 1.46 | 3.14 | 370.6939 | 1.078% | 3.1166 | 4.8467 | 23.3178 | 101.7884 | 133.0695 | 0.35897
2018-05-23 05:00 | 35786.3903 | 453 | 367 | 1481 | 3006 | 2.11 | 3.98 | 1.5 | 3.61 | 428.7709 | 1.198% | 11.4522 | 17.5007 | 26.6167 | 130.018 | 185.5876 | 0.43284
2018-05-23 06:00 | 38281.4521 | 605 | 319 | 1988 | 2823 | 8.11 | 3.5 | 6.11 | 8.11 | 464.0403 | 1.212% | 59.4762 | 13.534 | 147.2397 | 277.523 | 497.773 | 1.0727
2018-05-23 07:00 | 39909.7487 | 384 | 223 | 1988 | 2823 | 5.01 | 2.11 | 5.25 | 8.1 | 485.2935 | 1.216% | 23.3935 | 5.7215 | 126.9115 | 278.049 | 434.0755 | 0.89446
2018-05-23 08:00 | 42048.3519 | 440 | 272 | 1988 | 2823 | 5.63 | 2.73 | 5.03 | 10.1 | 522.7263 | 1.243% | 30.7954 | 9.2312 | 124.311 | 354.4521 | 518.7898 | 0.99247
2018-05-23 09:00 | 44650.0413 | 393 | 255 | 1988 | 2823 | 6.46 | 2.11 | 5 | 11.95 | 578.3481 | 1.295% | 32.8846 | 6.9693 | 128.752 | 436.9646 | 605.5705 | 1.0471
2018-05-23 10:00 | 47192.3271 | 409 | 228 | 1733 | 2654 | 9.19 | 0.01 | 4.87 | 12.11 | 636.9639 | 1.35% | 50.732 | 0.030774 | 113.9124 | 433.799 | 598.4742 | 0.93957
2018-05-23 11:00 | 49265.3795 | 403 | 212 | 1733 | 2654 | 11.79 | 0.04 | 6.08 | 12.64 | 697.4506 | 1.416% | 67.2652 | 0.12005 | 149.1673 | 474.9191 | 691.4717 | 0.99143
2018-05-23 12:00 | 51202.1093 | 360 | 191 | 1733 | 2654 | 14.35 | 0.38 | 5 | 21.75 | 756.5783 | 1.478% | 76.3344 | 1.0725 | 128.0367 | 852.9552 | 1058.3988 | 1.3989
2018-05-23 13:00 | 53292.232 | 314 | 193 | 1733 | 2654 | 20 | 0.89 | 8.61 | 25.56 | 809.6167 | 1.519% | 95.4059 | 2.6095 | 226.6821 | 1030.5695 | 1355.2671 | 1.674
2018-05-23 14:00 | 54950.4417 | 294 | 218 | 1712 | 2595 | 23.43 | 1.84 | 20.07 | 35.71 | 855.2595 | 1.556% | 107.2127 | 6.2431 | 534.7833 | 1442.2945 | 2090.5336 | 2.4443
2018-05-23 15:00 | 56353.9834 | 315 | 229 | 1712 | 2595 | 38.6 | 5.11 | 30.92 | 70 | 879.6087 | 1.561% | 189.7854 | 18.2651 | 826.2436 | 2835.3083 | 3869.6024 | 4.3992
2018-05-23 16:00 | 57445.6533 | 259 | 287 | 1712 | 2595 | 45.67 | 9.23 | 40.67 | 70 | 887.5659 | 1.545% | 182.7571 | 40.9286 | 1075.7748 | 2806.5891 | 4106.0496 | 4.6262
2018-05-23 17:00 | 57528.8007 | 254 | 322 | 1712 | 2595 | 23.46 | 3.44 | 17.94 | 42.64 | 873.4229 | 1.518% | 90.4692 | 16.8172 | 466.3001 | 1679.9402 | 2253.5267 | 2.5801
2018-05-23 18:00 | 56428.5915 | 260 | 412 | 1571 | 2654 | 15.81 | 2.11 | 5.09 | 25.83 | 830.8673 | 1.472% | 60.5254 | 12.8001 | 117.7407 | 1009.3872 | 1200.4533 | 1.4448
2018-05-23 19:00 | 54449.1201 | 332 | 365 | 1571 | 2654 | 12.6 | 1.24 | 4.1 | 15.89 | 792.726 | 1.456% | 60.9033 | 6.5894 | 93.7761 | 613.984 | 775.2529 | 0.97796
2018-05-23 20:00 | 52724.8619 | 305 | 387 | 1571 | 2654 | 8.11 | 2.11 | 3 | 13.74 | 750.2507 | 1.423% | 35.1975 | 11.6194 | 67.0638 | 518.8939 | 632.7747 | 0.84342
2018-05-23 21:00 | 50896.8942 | 282 | 531 | 1571 | 2654 | 8 | 3.5 | 3 | 10.29 | 660.1281 | 1.297% | 29.2601 | 24.1046 | 61.1272 | 354.2038 | 468.6957 | 0.71001
2018-05-23 22:00 | 46996.2265 | 399 | 604 | 1123 | 2957 | 2.89 | 6 | 0.96 | 6.47 | 561.9413 | 1.196% | 13.7879 | 43.3327 | 12.8908 | 228.7618 | 298.7733 | 0.53168
2018-05-23 23:00 | 42727.3092 | 293 | 569 | 1123 | 2957 | 4 | 10 | 0.95 | 4.37 | 478.3647 | 1.12% | 13.1214 | 63.7039 | 11.9442 | 144.6726 | 233.4421 | 0.488
2018-05-24 | 39338.9193 | 359 | 436 | 1123 | 2957 | 0.8 | 3.1 | 0.91 | 3.11 | 422.0977 | 1.073% | 3.0816 | 14.5024 | 10.9651 | 98.6739 | 127.2229 | 0.30141
2018-05-24 01:00 | 37077.2666 | 254 | 333 | 1123 | 2957 | 0.17 | 3.28 | 0.91 | 3.11 | 387.1237 | 1.044% | 0.45084 | 11.4041 | 10.67 | 96.0182 | 118.5431 | 0.30622
2018-05-24 02:00 | 35622.7877 | 238 | 286 | 1481 | 3006 | 0.46 | 3.04 | 1 | 3.11 | 376.1415 | 1.056% | 1.156 | 9.1804 | 15.6379 | 98.7126 | 124.6869 | 0.33149
2018-05-24 03:00 | 34751.3437 | 233 | 236 | 1481 | 3006 | 0.3 | 2.35 | 1.22 | 3.11 | 378.5946 | 1.089% | 0.76152 | 6.042 | 19.6842 | 101.8479 | 128.3356 | 0.33898
2018-05-24 04:00 | 34628.7415 | 289 | 213 | 1481 | 3006 | 0.34 | 1.31 | 1.33 | 3.11 | 393.7612 | 1.137% | 1.1173 | 3.1728 | 22.3977 | 106.303 | 132.9908 | 0.33774
2018-05-24 05:00 | 36133.7636 | 453 | 367 | 1481 | 3006 | 1.5 | 2.03 | 1.48 | 3.11 | 443.1922 | 1.227% | 8.3343 | 9.1378 | 26.8841 | 114.6643 | 159.0205 | 0.35881
2018-05-24 06:00 | 38746.4596 | 605 | 319 | 1988 | 2823 | 7.76 | 0.73 | 5.5 | 7.75 | 488.1948 | 1.26% | 59.1532 | 2.9341 | 137.7654 | 275.66 | 475.5127 | 0.97402
2018-05-24 07:00 | 40168.1243 | 384 | 223 | 1988 | 2823 | 5.91 | 0.01 | 4.52 | 8.8 | 515.808 | 1.284% | 29.1424 | 0.028636 | 115.3882 | 319.0069 | 463.5661 | 0.89872
2018-05-24 08:00 | 42050.9551 | 440 | 272 | 1988 | 2823 | 7.44 | 0.25 | 4.22 | 7.88 | 549.6057 | 1.307% | 42.7859 | 0.88876 | 109.6489 | 290.7451 | 444.0687 | 0.80798
2018-05-24 09:00 | 44797.8902 | 393 | 255 | 1988 | 2823 | 6.37 | 0.01 | 4.62 | 11.37 | 595.6855 | 1.33% | 33.2883 | 0.033908 | 122.1287 | 426.8063 | 582.2572 | 0.97746
2018-05-24 10:00 | 48027.733 | 409 | 228 | 1733 | 2654 | 10.03 | 0.01 | 3 | 12.15 | 652.7726 | 1.359% | 55.7563 | 0.030989 | 70.6626 | 438.2753 | 564.7252 | 0.86512
2018-05-24 11:00 | 51224.1367 | 403 | 212 | 1733 | 2654 | 12.53 | 0.16 | 3.36 | 13.73 | 704.467 | 1.375% | 69.4452 | 0.46649 | 80.08 | 501.1381 | 651.1297 | 0.92429
2018-05-24 12:00 | 53995.1025 | 360 | 191 | 1733 | 2654 | 18.14 | 0.59 | 5.06 | 23.76 | 765.4583 | 1.418% | 92.5778 | 1.5975 | 124.3129 | 893.9526 | 1112.4409 | 1.4533
2018-05-24 13:00 | 56419.0052 | 314 | 193 | 1733 | 2654 | 22.89 | 1.18 | 13.16 | 36.05 | 831.5441 | 1.474% | 105.934 | 3.3566 | 336.1354 | 1410.1523 | 1855.5784 | 2.2315
2018-05-24 14:00 | 58157.6406 | 294 | 218 | 1712 | 2595 | 40.95 | 2.4 | 32.27 | 57.04 | 890.2378 | 1.531% | 184.2894 | 8.0088 | 845.672 | 2265.7715 | 3303.7418 | 3.7111
2018-05-24 15:00 | 59265.4134 | 315 | 229 | 1712 | 2595 | 77.81 | 5.48 | 66.07 | 118.58 | 939.6031 | 1.585% | 388.5877 | 19.8957 | 1793.2928 | 4878.5632 | 7080.3394 | 7.5355
2018-05-24 16:00 | 59968.9518 | 259 | 287 | 1712 | 2595 | 121.02 | 10 | 80.05 | 160 | 967.3346 | 1.613% | 505.6001 | 46.2948 | 2210.6265 | 6697.4213 | 9459.9427 | 9.7794
2018-05-24 17:00 | 59950.9362 | 254 | 322 | 1712 | 2595 | 48.96 | 3.69 | 41.04 | 85 | 959.4507 | 1.6% | 199.0223 | 19.0156 | 1124.4439 | 3530.0672 | 4872.5491 | 5.0785
2018-05-24 18:00 | 58724.0823 | 260 | 412 | 1571 | 2654 | 15 | 1.88 | 6.52 | 42.04 | 917.2921 | 1.562% | 60.9195 | 12.0989 | 159.9982 | 1742.83 | 1975.8466 | 2.154
2018-05-24 19:00 | 56608.6214 | 332 | 365 | 1571 | 2654 | 15 | 1.28 | 4.45 | 29.75 | 873.7786 | 1.544% | 76.8685 | 7.2114 | 107.9083 | 1218.7278 | 1410.7161 | 1.6145
2018-05-24 20:00 | 54705.3798 | 305 | 387 | 1571 | 2654 | 8.77 | 1.98 | 3.05 | 15.69 | 824.7782 | 1.508% | 40.328 | 11.5527 | 72.2409 | 627.814 | 751.9356 | 0.91168
2018-05-24 21:00 | 52769.4143 | 282 | 531 | 1571 | 2654 | 9.43 | 3.5 | 3 | 10.43 | 733.8137 | 1.391% | 36.9798 | 25.8444 | 65.5392 | 384.9362 | 513.2995 | 0.6995
2018-05-24 22:00 | 48982.2291 | 399 | 604 | 1123 | 2957 | 2.9 | 7 | 0.95 | 6.35 | 628.0231 | 1.282% | 14.8357 | 54.2091 | 13.6786 | 240.7477 | 323.471 | 0.51506
2018-05-24 23:00 | 44778.9205 | 293 | 569 | 1123 | 2957 | 2.88 | 9 | 0.94 | 3.78 | 532.0023 | 1.188% | 10.0254 | 60.8408 | 12.5414 | 132.7954 | 216.203 | 0.40639
2018-05-25 | 41256.5472 | 359 | 436 | 1123 | 2957 | 1.5 | 3.95 | 0.9 | 1.56 | 476.5478 | 1.155% | 6.2201 | 19.8929 | 11.6744 | 53.2831 | 91.0705 | 0.1911
2018-05-25 01:00 | 38735.4931 | 254 | 333 | 1123 | 2957 | 0.8 | 4.16 | 0.9 | 1.5 | 441.6203 | 1.14% | 2.3167 | 15.7935 | 11.5229 | 50.5688 | 80.2018 | 0.18161
2018-05-25 02:00 | 37026.6458 | 238 | 286 | 1481 | 3006 | 0.8 | 4.01 | 1 | 1.5 | 419.0927 | 1.132% | 2.1551 | 12.9809 | 16.763 | 51.0359 | 82.9349 | 0.19789
2018-05-25 03:00 | 36114.3906 | 233 | 236 | 1481 | 3006 | 0.8 | 3.5 | 0.99 | 1.5 | 407.765 | 1.129% | 2.1046 | 9.3263 | 16.5546 | 50.9108 | 78.8964 | 0.19348
2018-05-25 04:00 | 35882.6295 | 289 | 213 | 1481 | 3006 | 1 | 2.51 | 1.29 | 1.5 | 410.6643 | 1.144% | 3.3075 | 6.1187 | 21.8649 | 51.604 | 82.895 | 0.20186
2018-05-25 05:00 | 37134.6806 | 453 | 367 | 1481 | 3006 | 2 | 3.38 | 1.16 | 1.91 | 448.2998 | 1.207% | 10.9375 | 14.9752 | 20.7397 | 69.3124 | 115.9648 | 0.25868
2018-05-25 06:00 | 39391.8115 | 605 | 319 | 1988 | 2823 | 5.52 | 3.11 | 4 | 5 | 482.0466 | 1.224% | 40.8674 | 12.1404 | 97.3104 | 172.7285 | 323.0468 | 0.67016
2018-05-25 07:00 | 40992.2783 | 384 | 223 | 1988 | 2823 | 4 | 0.01 | 3 | 4 | 521.8749 | 1.273% | 19.5549 | 0.02839 | 75.928 | 143.7591 | 239.2704 | 0.45848
2018-05-25 08:00 | 43516.792 | 440 | 272 | 1988 | 2823 | 6.89 | 2.11 | 3.77 | 7.75 | 574.3356 | 1.32% | 40.0111 | 7.5746 | 98.916 | 288.7496 | 435.2514 | 0.75783
2018-05-25 09:00 | 46657.9169 | 393 | 255 | 1988 | 2823 | 6.8 | 1 | 4.19 | 9.77 | 650.5305 | 1.394% | 37.2601 | 3.5554 | 116.1376 | 384.5455 | 541.4985 | 0.8324
2018-05-25 10:00 | 50248.9967 | 409 | 228 | 1733 | 2654 | 9.75 | 0.01 | 3 | 10.89 | 723.7906 | 1.44% | 57.4399 | 0.032841 | 74.8868 | 416.3076 | 548.6672 | 0.75805
2018-05-25 11:00 | 53622.803 | 403 | 212 | 1733 | 2654 | 13.01 | 0.01 | 4.45 | 16.7 | 799.4753 | 1.491% | 78.1696 | 0.031608 | 114.9778 | 660.8044 | 853.9834 | 1.0682
2018-05-25 12:00 | 56255.3392 | 360 | 191 | 1733 | 2654 | 23.52 | 0.01 | 14.06 | 31.52 | 873.259 | 1.552% | 131.4375 | 0.029649 | 378.2363 | 1298.5732 | 1808.2766 | 2.0707
2018-05-25 13:00 | 57790.4052 | 314 | 193 | 1733 | 2654 | 37.55 | 0.01 | 30.77 | 54.55 | 934.262 | 1.617% | 190.613 | 0.031201 | 862.063 | 2340.4999 | 3393.2071 | 3.632
2018-05-25 14:00 | 58280.1917 | 294 | 218 | 1712 | 2595 | 75.75 | 0.28 | 66.15 | 93.28 | 983.6362 | 1.688% | 375.875 | 1.0302 | 1911.3804 | 4085.4455 | 6373.7312 | 6.4798
2018-05-25 15:00 | 58764.359 | 315 | 229 | 1712 | 2595 | 143.71 | 6 | 129.3 | 163.46 | 1009.8981 | 1.719% | 777.9669 | 23.613 | 3804.222 | 7289.7465 | 11895.5484 | 11.779
2018-05-25 16:00 | 59194.041 | 259 | 287 | 1712 | 2595 | 197.76 | 10 | 157.14 | 216.38 | 1022.0135 | 1.727% | 884.3351 | 49.5519 | 4644.8228 | 9694.672 | 15273.3818 | 14.9444
2018-05-25 17:00 | 58775.5843 | 254 | 322 | 1712 | 2595 | 92.57 | 6.81 | 87.57 | 105.8 | 1004.308 | 1.709% | 401.7667 | 37.4691 | 2561.7047 | 4691.2975 | 7692.238 | 7.6592
2018-05-25 18:00 | 57042.0625 | 260 | 412 | 1571 | 2654 | 18.23 | 0.55 | 7.03 | 32.14 | 946.0922 | 1.659% | 78.6137 | 3.7584 | 183.1765 | 1414.7673 | 1680.3159 | 1.7761
2018-05-25 19:00 | 54642.8242 | 332 | 365 | 1571 | 2654 | 17.56 | 0.01 | 8.15 | 25.45 | 883.7341 | 1.617% | 94.2868 | 0.059031 | 207.0724 | 1092.3887 | 1393.807 | 1.5772
2018-05-25 20:00 | 52579.2858 | 305 | 387 | 1571 | 2654 | 12.11 | 0.01 | 4.67 | 16.19 | 826.955 | 1.573% | 58.0913 | 0.060866 | 115.3879 | 675.795 | 849.335 | 1.0271
2018-05-25 21:00 | 50656.2767 | 282 | 531 | 1571 | 2654 | 8.11 | 3.11 | 4.18 | 10.96 | 736.2202 | 1.453% | 33.2387 | 24.001 | 95.4392 | 422.7522 | 575.4312 | 0.7816
2018-05-25 22:00 | 47631.9329 | 399 | 604 | 1123 | 2957 | 4 | 8.61 | 0.97 | 4 | 654.0009 | 1.373% | 21.9136 | 71.4036 | 14.9566 | 162.402 | 270.6758 | 0.41388
2018-05-25 23:00 | 44177.0703 | 293 | 569 | 1123 | 2957 | 2.73 | 8.61 | 0.93 | 3 | 559.0163 | 1.265% | 10.1218 | 61.993 | 13.2157 | 112.2536 | 197.5841 | 0.35345
2018-05-26 | 41101.6464 | 359 | 436 | 1123 | 2957 | 2.61 | 6 | 0.89 | 3 | 490.8499 | 1.194% | 11.1899 | 31.2412 | 11.936 | 105.9405 | 160.3075 | 0.32659
2018-05-26 01:00 | 38779.1839 | 254 | 333 | 1123 | 2957 | 1.53 | 3.95 | 0.89 | 3 | 448.578 | 1.157% | 4.4954 | 15.2153 | 11.5614 | 102.6152 | 133.8873 | 0.29847
2018-05-26 02:00 | 36987.6559 | 238 | 286 | 1481 | 3006 | 1.53 | 3.78 | 0.99 | 3 | 416.1858 | 1.125% | 4.0973 | 12.1643 | 16.4976 | 101.4707 | 134.23 | 0.32252
2018-05-26 03:00 | 35753.9462 | 233 | 236 | 1481 | 3006 | 1.53 | 3.15 | 0.98 | 3 | 400.5184 | 1.12% | 3.9934 | 8.3276 | 16.2585 | 101.0203 | 129.5998 | 0.32358
2018-05-26 04:00 | 35058.7842 | 289 | 213 | 1481 | 3006 | 1.53 | 2.61 | 1.3 | 3 | 394.7514 | 1.126% | 4.9787 | 6.2596 | 21.6783 | 101.54 | 134.4566 | 0.34061
2018-05-26 05:00 | 35034.0416 | 453 | 367 | 1481 | 3006 | 2.8 | 4.51 | 1.43 | 3 | 395.8342 | 1.13% | 14.3311 | 18.701 | 23.9284 | 101.8904 | 158.851 | 0.40131
2018-05-26 06:00 | 35081.1461 | 605 | 319 | 1988 | 2823 | 8.11 | 5.6 | 4.05 | 5.54 | 424.3498 | 1.21% | 59.3508 | 21.6087 | 97.3916 | 189.1781 | 367.5292 | 0.8661
2018-05-26 07:00 | 36210.8177 | 384 | 223 | 1988 | 2823 | 4 | 2.61 | 3.4 | 5.72 | 503.1058 | 1.389% | 21.3409 | 8.0866 | 93.911 | 224.3509 | 347.6894 | 0.69109
2018-05-26 08:00 | 39450.7431 | 440 | 272 | 1988 | 2823 | 6.49 | 3.5 | 3.84 | 7.9 | 586.7748 | 1.487% | 42.4731 | 14.1597 | 113.5439 | 331.7067 | 501.8833 | 0.85533
2018-05-26 09:00 | 43506.3144 | 393 | 255 | 1988 | 2823 | 7.95 | 3.01 | 3.94 | 9.57 | 703.1487 | 1.616% | 50.4957 | 12.4051 | 126.5924 | 436.6341 | 626.1274 | 0.89046
2018-05-26 10:00 | 47570.9817 | 409 | 228 | 1733 | 2654 | 8.16 | 0.44 | 3 | 9.88 | 809.4612 | 1.702% | 56.7894 | 1.707 | 88.4655 | 446.1818 | 593.1437 | 0.73276
2018-05-26 11:00 | 51137.1504 | 403 | 212 | 1733 | 2654 | 12.02 | 0.12 | 4.48 | 13.76 | 891.455 | 1.743% | 84.4447 | 0.44349 | 135.3441 | 636.6229 | 856.8552 | 0.96119
2018-05-26 12:00 | 54398.5201 | 360 | 191 | 1733 | 2654 | 17.72 | 0.78 | 8.19 | 22.72 | 961.3298 | 1.767% | 112.7331 | 2.6328 | 250.8233 | 1065.6009 | 1431.7901 | 1.4894
2018-05-26 13:00 | 57316.1562 | 314 | 193 | 1733 | 2654 | 34.61 | 2.09 | 29.71 | 46.82 | 1011.1388 | 1.764% | 191.7189 | 7.116 | 908.3118 | 2192.1287 | 3299.2755 | 3.2629
2018-05-26 14:00 | 59570.6976 | 294 | 218 | 1712 | 2595 | 74.49 | 2.63 | 73.25 | 86.05 | 1056.1954 | 1.773% | 388.2906 | 10.1654 | 2223.4276 | 3959.1307 | 6581.0143 | 6.2309
2018-05-26 15:00 | 61113.7991 | 315 | 229 | 1712 | 2595 | 149.4 | 4.03 | 145 | 160 | 1085.4821 | 1.776% | 835.8811 | 16.3917 | 4409.1527 | 7374.6383 | 12636.0638 | 11.641
2018-05-26 16:00 | 61983.3808 | 259 | 287 | 1712 | 2595 | 203.82 | 4.55 | 201.2 | 222.99 | 1095.9945 | 1.768% | 933.4256 | 23.0901 | 6090.6672 | 10231.8904 | 17279.0733 | 15.7657
2018-05-26 17:00 | 62427.3528 | 254 | 322 | 1712 | 2595 | 78.79 | 2.96 | 76.39 | 89.63 | 1081.2448 | 1.732% | 346.6202 | 16.5081 | 2265.1103 | 4028.4674 | 6656.7061 | 6.1565
2018-05-26 18:00 | 61148.5172 | 260 | 412 | 1571 | 2654 | 16.13 | 2.14 | 8.04 | 25 | 1028.7121 | 1.682% | 70.553 | 14.8327 | 212.4908 | 1116.2176 | 1414.0941 | 1.3746
2018-05-26 19:00 | 58444.3476 | 332 | 365 | 1571 | 2654 | 14.46 | 1.73 | 5.82 | 17.49 | 961.6137 | 1.645% | 78.9886 | 10.3896 | 150.4379 | 763.7458 | 1003.5619 | 1.0436
2018-05-26 20:00 | 55557.8564 | 305 | 387 | 1571 | 2654 | 8.57 | 1.85 | 4.98 | 11.26 | 892.2925 | 1.606% | 41.98 | 11.4986 | 125.6514 | 479.9556 | 659.0855 | 0.73864
2018-05-26 21:00 | 52714.8685 | 282 | 531 | 1571 | 2654 | 7.3 | 8.11 | 4.27 | 8.39 | 801.1235 | 1.52% | 31.2852 | 65.4458 | 101.946 | 338.3991 | 537.0761 | 0.6704
2018-05-26 22:00 | 49360.5641 | 399 | 604 | 1123 | 2957 | 5.81 | 7 | 1.01 | 6.07 | 711.2122 | 1.441% | 33.4017 | 60.9192 | 16.3426 | 258.6182 | 369.2816 | 0.51923
2018-05-26 23:00 | 45766.095 | 293 | 569 | 1123 | 2957 | 2.11 | 8.11 | 0.92 | 4.55 | 630.7018 | 1.378% | 8.5198 | 63.5936 | 14.238 | 185.4142 | 271.7655 | 0.43089
2018-05-27 | 42453.288 | 359 | 436 | 1123 | 2957 | 2.61 | 6 | 0.88 | 3.74 | 567.4838 | 1.337% | 12.525 | 34.9687 | 13.2101 | 147.8309 | 208.5346 | 0.36747
2018-05-27 01:00 | 39828.235 | 254 | 333 | 1123 | 2957 | 1.5 | 3.95 | 0.88 | 3.11 | 510.2237 | 1.281% | 4.8808 | 16.8504 | 12.6599 | 117.8098 | 152.201 | 0.2983
2018-05-27 02:00 | 37883.3135 | 238 | 286 | 1481 | 3006 | 1.5 | 3.5 | 0.98 | 2.75 | 463.8514 | 1.224% | 4.3712 | 12.2565 | 17.771 | 101.2168 | 135.6154 | 0.29237
2018-05-27 03:00 | 36393.8248 | 233 | 236 | 1481 | 3006 | 1.5 | 2.99 | 0.97 | 2.75 | 429.7526 | 1.181% | 4.127 | 8.3325 | 16.9636 | 97.6141 | 127.0372 | 0.29561
2018-05-27 04:00 | 35455.5208 | 289 | 213 | 1481 | 3006 | 1.6 | 2.61 | 1.23 | 2.75 | 408.3622 | 1.152% | 5.3257 | 6.403 | 20.9808 | 95.2102 | 127.9197 | 0.31325
2018-05-27 05:00 | 34872.6722 | 453 | 367 | 1481 | 3006 | 2.7 | 4.95 | 1.24 | 2.9 | 404.0795 | 1.159% | 14.1724 | 21.05 | 21.2794 | 101.011 | 157.5128 | 0.38981
2018-05-27 06:00 | 34522.6285 | 605 | 319 | 1988 | 2823 | 8.11 | 5.26 | 3.94 | 4.94 | 440.4238 | 1.276% | 62.5955 | 21.4064 | 99.9262 | 177.9118 | 361.8399 | 0.82157
2018-05-27 07:00 | 35437.9348 | 384 | 223 | 1988 | 2823 | 4 | 3.11 | 3.21 | 5.05 | 517.0179 | 1.459% | 22.4093 | 10.1182 | 93.1019 | 207.9885 | 333.6179 | 0.64527
2018-05-27 08:00 | 38964.2226 | 440 | 272 | 1988 | 2823 | 4.19 | 3.11 | 3.59 | 7.11 | 598.5238 | 1.536% | 28.3193 | 12.9941 | 109.6292 | 308.3159 | 459.2584 | 0.76732
2018-05-27 09:00 | 43116.9762 | 393 | 255 | 1988 | 2823 | 6.38 | 3.01 | 4.08 | 7.61 | 690.8765 | 1.602% | 40.1759 | 12.2987 | 129.9657 | 344.2292 | 526.6694 | 0.76232
2018-05-27 10:00 | 47325.1562 | 409 | 228 | 1733 | 2654 | 8.11 | 0.01 | 3.1 | 8.9 | 775.8447 | 1.639% | 54.3785 | 0.037378 | 88.073 | 387.2342 | 529.7231 | 0.68277
2018-05-27 11:00 | 51495.5739 | 403 | 212 | 1733 | 2654 | 8.61 | 0.3 | 5 | 11.25 | 854.9439 | 1.66% | 57.6071 | 1.0559 | 143.8587 | 495.7026 | 698.2243 | 0.81669
2018-05-27 12:00 | 55075.277 | 360 | 191 | 1733 | 2654 | 13.3 | 0.86 | 7.62 | 17.5 | 914.4261 | 1.66% | 79.4961 | 2.7272 | 219.253 | 771.1359 | 1072.6122 | 1.173
2018-05-27 13:00 | 57962.068 | 314 | 193 | 1733 | 2654 | 20.61 | 1.73 | 15.01 | 32.38 | 967.6604 | 1.669% | 108.0405 | 5.5742 | 434.2685 | 1434.686 | 1982.5693 | 2.0488
2018-05-27 14:00 | 59937.7044 | 294 | 218 | 1712 | 2595 | 33.97 | 3.1 | 32.73 | 46.67 | 1016.0506 | 1.695% | 169.3005 | 11.456 | 949.8718 | 2053.0069 | 3183.6352 | 3.1333
2018-05-27 15:00 | 61203.1624 | 315 | 229 | 1712 | 2595 | 61.31 | 4.51 | 60.07 | 71.5 | 1048.7615 | 1.714% | 330.9365 | 17.6976 | 1762.2367 | 3179.408 | 5290.2789 | 5.0443
2018-05-27 16:00 | 61594.0055 | 259 | 287 | 1712 | 2595 | 61.32 | 5.73 | 59.72 | 72.67 | 1059.7436 | 1.721% | 273.2526 | 28.2943 | 1759.0813 | 3244.5531 | 5305.1813 | 5.0061
2018-05-27 17:00 | 61244.9902 | 254 | 322 | 1712 | 2595 | 33.23 | 3.51 | 38.23 | 45.88 | 1041.3281 | 1.7% | 143.5096 | 19.2168 | 1112.8204 | 2024.3137 | 3299.8605 | 3.1689
2018-05-27 18:00 | 60084.8756 | 260 | 412 | 1571 | 2654 | 15.73 | 2.31 | 7.31 | 25.02 | 984.9403 | 1.639% | 67.042 | 15.6011 | 188.2514 | 1088.5114 | 1359.4058 | 1.3802
2018-05-27 19:00 | 57894.9811 | 332 | 365 | 1571 | 2654 | 13.95 | 2.11 | 5.29 | 16.68 | 921.3004 | 1.591% | 73.7009 | 12.2556 | 132.2489 | 704.4616 | 922.6671 | 1.0015
2018-05-27 20:00 | 55653.5172 | 305 | 387 | 1571 | 2654 | 8.36 | 2.11 | 4.86 | 11.76 | 856.3612 | 1.539% | 39.2347 | 12.5649 | 117.4835 | 480.2558 | 649.5389 | 0.75849
2018-05-27 21:00 | 53858.4971 | 282 | 531 | 1571 | 2654 | 6.66 | 8.11 | 4.13 | 9.18 | 767.7695 | 1.426% | 26.7732 | 61.3892 | 92.4917 | 347.3124 | 527.9665 | 0.68766
2018-05-27 22:00 | 50548.9387 | 399 | 604 | 1123 | 2957 | 5 | 8.11 | 1.08 | 6.52 | 676.5932 | 1.338% | 26.7029 | 65.5652 | 16.2338 | 258.0563 | 366.5582 | 0.54177
2018-05-27 23:00 | 46789.8984 | 293 | 569 | 1123 | 2957 | 2.11 | 8.11 | 0.91 | 4 | 592.1996 | 1.266% | 7.8247 | 58.4049 | 12.9341 | 149.7019 | 228.8656 | 0.38647
2018-05-28 | 43332.29 | 359 | 436 | 1123 | 2957 | 2.61 | 5.48 | 0.87 | 3.41 | 530.7038 | 1.225% | 11.4756 | 29.2622 | 11.9657 | 123.4941 | 176.1977 | 0.33201
2018-05-28 01:00 | 40608.2129 | 254 | 333 | 1123 | 2957 | 1.53 | 4.35 | 0.87 | 3.11 | 490.8665 | 1.209% | 4.6976 | 17.5099 | 11.81 | 111.1633 | 145.1807 | 0.29576
2018-05-28 02:00 | 38519.0165 | 238 | 286 | 1481 | 3006 | 1.53 | 3.54 | 1 | 2.75 | 459.01 | 1.192% | 4.3393 | 12.0647 | 17.6483 | 98.5073 | 132.5596 | 0.28879
2018-05-28 03:00 | 37139.8974 | 233 | 236 | 1481 | 3006 | 1.53 | 2.96 | 1 | 3.06 | 429.2276 | 1.156% | 4.12 | 8.0733 | 17.116 | 106.3059 | 135.6151 | 0.31595
2018-05-28 04:00 | 36416.3134 | 289 | 213 | 1481 | 3006 | 2.11 | 2.61 | 1.39 | 2.77 | 416.6145 | 1.144% | 6.9762 | 6.36 | 23.5509 | 95.2593 | 132.1464 | 0.31719
2018-05-28 05:00 | 36404.0419 | 453 | 367 | 1481 | 3006 | 2.69 | 6 | 1.5 | 2.89 | 411.0735 | 1.129% | 13.7601 | 24.8649 | 25.0851 | 98.0972 | 161.8073 | 0.39362
2018-05-28 06:00 | 36234.0133 | 605 | 319 | 1988 | 2823 | 8.61 | 8.11 | 4.3 | 4.5 | 434.4683 | 1.199% | 62.4597 | 31.0208 | 102.5006 | 152.3228 | 348.304 | 0.80168
2018-05-28 07:00 | 37196.1119 | 384 | 223 | 1988 | 2823 | 4.03 | 5.16 | 3.63 | 4.23 | 514.2554 | 1.383% | 21.3953 | 15.9087 | 99.771 | 165.0945 | 302.1695 | 0.58759
2018-05-28 08:00 | 40444.5664 | 440 | 272 | 1988 | 2823 | 5.05 | 3.5 | 4.45 | 5.5 | 611.2235 | 1.511% | 33.5803 | 14.3872 | 133.6953 | 234.6462 | 416.309 | 0.68111
2018-05-28 09:00 | 45019.5237 | 393 | 255 | 1988 | 2823 | 5.05 | 3.5 | 4.45 | 6.9 | 702.4601 | 1.56% | 30.9674 | 13.9261 | 138.0375 | 303.935 | 486.866 | 0.69309
2018-05-28 10:00 | 49637.9446 | 409 | 228 | 1733 | 2654 | 6 | 2.78 | 4.45 | 6.71 | 797.9188 | 1.607% | 39.4475 | 10.1888 | 123.9662 | 286.265 | 459.8676 | 0.57633
2018-05-28 11:00 | 53714.9896 | 403 | 212 | 1733 | 2654 | 7.12 | 0.63 | 5.12 | 7.32 | 870.2343 | 1.62% | 46.4864 | 2.1638 | 143.7505 | 314.7405 | 507.1412 | 0.58276
2018-05-28 12:00 | 57062.2021 | 360 | 191 | 1733 | 2654 | 8 | 1.32 | 7 | 15.11 | 939.2067 | 1.646% | 47.4029 | 4.1497 | 199.6684 | 660.0518 | 911.2728 | 0.97026
2018-05-28 13:00 | 59563.399 | 314 | 193 | 1733 | 2654 | 12.72 | 2.9 | 10.56 | 30.63 | 986.6966 | 1.657% | 66.1639 | 9.2717 | 303.1563 | 1346.6418 | 1725.2337 | 1.7485
2018-05-28 14:00 | 61351.4088 | 294 | 218 | 1712 | 2595 | 21.63 | 3.95 | 21.98 | 41.62 | 1018.9883 | 1.661% | 105.6206 | 14.302 | 624.9944 | 1793.8417 | 2538.7587 | 2.4915
2018-05-28 15:00 | 62725.944 | 315 | 229 | 1712 | 2595 | 50.98 | 6.01 | 41.32 | 70.77 | 1049.454 | 1.673% | 268.6746 | 23.0264 | 1183.5328 | 3072.577 | 4547.8108 | 4.3335
2018-05-28 16:00 | 63491.7421 | 259 | 287 | 1712 | 2595 | 55.94 | 6.74 | 48.26 | 86.67 | 1055.1468 | 1.662% | 240.7786 | 32.1468 | 1373.0511 | 3737.6772 | 5383.6538 | 5.1023
2018-05-28 17:00 | 63426.2636 | 254 | 322 | 1712 | 2595 | 22.84 | 4.13 | 26.02 | 53.86 | 1041.6966 | 1.642% | 95.28 | 21.8413 | 731.616 | 2295.4923 | 3144.2297 | 3.0184
2018-05-28 18:00 | 62144.9531 | 260 | 412 | 1571 | 2654 | 11.25 | 2.96 | 5.5 | 23.77 | 997.9753 | 1.606% | 46.9721 | 19.5841 | 138.7563 | 1013.0806 | 1218.3931 | 1.2209
2018-05-28 19:00 | 60001.1689 | 332 | 365 | 1571 | 2654 | 8.94 | 2.26 | 5.29 | 18.16 | 941.6037 | 1.569% | 46.5783 | 12.9452 | 130.4188 | 756.3541 | 946.2965 | 1.005
2018-05-28 20:00 | 57748.289 | 305 | 387 | 1571 | 2654 | 7.63 | 2.28 | 4.62 | 12.85 | 872.6809 | 1.511% | 35.1674 | 13.3341 | 109.6818 | 515.3715 | 673.5548 | 0.77182
2018-05-28 21:00 | 55664.0341 | 282 | 531 | 1571 | 2654 | 6.36 | 6.58 | 4.02 | 9.31 | 760.6706 | 1.367% | 24.5091 | 47.7466 | 86.3027 | 337.6545 | 496.2129 | 0.65234
2018-05-28 22:00 | 51513.5592 | 399 | 604 | 1123 | 2957 | 4.96 | 7.02 | 0.99 | 6 | 642.1781 | 1.247% | 24.6711 | 52.8577 | 13.8595 | 221.1752 | 312.5636 | 0.48672
2018-05-28 23:00 | 46954.9788 | 293 | 569 | 1123 | 2957 | 2.11 | 8.7 | 0.9 | 4 | 551.7374 | 1.175% | 7.2644 | 58.1678 | 11.8761 | 138.9831 | 216.2914 | 0.39202
2018-05-29 | 43194.1504 | 359 | 436 | 1123 | 2957 | 2.31 | 6 | 0.86 | 2.75 | 490.9661 | 1.137% | 9.4261 | 29.7348 | 10.9775 | 92.4295 | 142.5679 | 0.29038
2018-05-29 01:00 | 40371.193 | 254 | 333 | 1123 | 2957 | 1.53 | 5.19 | 0.86 | 2.75 | 466.352 | 1.155% | 4.4892 | 19.9643 | 11.1563 | 93.9347 | 129.5445 | 0.27778
2018-05-29 02:00 | 38469.0943 | 238 | 286 | 1481 | 3006 | 1.53 | 5.16 | 1.24 | 2.75 | 439.8774 | 1.143% | 4.1638 | 16.8747 | 20.9989 | 94.5238 | 136.5612 | 0.31045
2018-05-29 03:00 | 37275.8548 | 233 | 236 | 1481 | 3006 | 1.53 | 4.34 | 1.19 | 2.75 | 403.6036 | 1.083% | 3.8599 | 11.0899 | 19.0822 | 89.5054 | 123.5375 | 0.30609
2018-05-29 04:00 | 37050.8287 | 289 | 213 | 1481 | 3006 | 2 | 3.46 | 1.29 | 2.75 | 415.0397 | 1.12% | 6.4747 | 8.2556 | 21.4011 | 92.6005 | 128.7319 | 0.31017
2018-05-29 05:00 | 38323.7591 | 453 | 367 | 1481 | 3006 | 2.55 | 6.01 | 1.49 | 2.75 | 455.5642 | 1.189% | 13.7316 | 26.2194 | 26.2315 | 98.266 | 164.4484 | 0.36098
2018-05-29 06:00 | 40345.7881 | 605 | 319 | 1988 | 2823 | 8.11 | 3.78 | 3.78 | 4.78 | 493.4583 | 1.223% | 60.0107 | 14.7481 | 91.9095 | 165.0407 | 331.7089 | 0.67221
2018-05-29 07:00 | 42242.6696 | 384 | 223 | 1988 | 2823 | 4.78 | 2.61 | 4.38 | 4.98 | 527.8191 | 1.249% | 22.9347 | 7.2724 | 108.7988 | 175.6604 | 314.6664 | 0.59616
2018-05-29 08:00 | 45213.7112 | 440 | 272 | 1988 | 2823 | 7.11 | 3.01 | 4.62 | 7.31 | 582.3659 | 1.288% | 40.2947 | 10.5454 | 118.2998 | 265.7994 | 434.9393 | 0.74685
2018-05-29 09:00 | 48946.889 | 393 | 255 | 1988 | 2823 | 6.55 | 3.5 | 5 | 9.03 | 655.5009 | 1.339% | 34.4732 | 11.9524 | 133.1173 | 341.3869 | 520.9299 | 0.79471
2018-05-29 10:00 | 53095.8151 | 409 | 228 | 1733 | 2654 | 6 | 0.94 | 4.55 | 9.23 | 726.9746 | 1.369% | 33.5996 | 2.9344 | 107.9615 | 335.3988 | 479.8943 | 0.66013
2018-05-29 11:00 | 56963.7386 | 403 | 212 | 1733 | 2654 | 8 | 1 | 5 | 12.96 | 796.8786 | 1.399% | 45.1013 | 2.9657 | 121.2166 | 481.1712 | 650.4548 | 0.81625
2018-05-29 12:00 | 60035.1194 | 360 | 191 | 1733 | 2654 | 9.55 | 2.1 | 3 | 25 | 864.0732 | 1.439% | 49.4824 | 5.773 | 74.8281 | 954.9619 | 1085.0455 | 1.2557
2018-05-29 13:00 | 62793.0182 | 314 | 193 | 1733 | 2654 | 17.4 | 3 | 10.09 | 40.59 | 924.8494 | 1.473% | 80.4708 | 8.5278 | 257.5428 | 1586.6445 | 1933.186 | 2.0903
2018-05-29 14:00 | 64834.8076 | 294 | 218 | 1712 | 2595 | 76.22 | 3.11 | 70.28 | 108.52 | 979.6528 | 1.511% | 338.5948 | 10.2443 | 1818.0234 | 4255.113 | 6421.9753 | 6.5554
2018-05-29 15:00 | 66345.806 | 315 | 229 | 1712 | 2595 | 120.29 | 3.5 | 101.78 | 154.63 | 1024.3095 | 1.544% | 585.0026 | 12.3743 | 2690.1961 | 6195.1076 | 9482.6807 | 9.2576
2018-05-29 16:00 | 67283.207 | 259 | 287 | 1712 | 2595 | 137.47 | 6 | 130 | 180.49 | 1047.836 | 1.557% | 554.4908 | 26.8176 | 3466.0413 | 7294.1909 | 11341.5405 | 10.8238
2018-05-29 17:00 | 66977.235 | 254 | 322 | 1712 | 2595 | 31.75 | 4.64 | 31.75 | 71.85 | 1039.2458 | 1.552% | 125.132 | 23.1827 | 843.4097 | 2893.0452 | 3884.7696 | 3.7381
2018-05-29 18:00 | 65370.4798 | 260 | 412 | 1571 | 2654 | 10.2 | 3.3 | 7.2 | 26 | 995.6875 | 1.523% | 40.3938 | 20.7087 | 172.286 | 1051.0313 | 1284.4199 | 1.29
2018-05-29 19:00 | 62943.5472 | 332 | 365 | 1571 | 2654 | 14.36 | 2.13 | 5.32 | 20.64 | 939.9505 | 1.493% | 71.1945 | 11.6098 | 124.8078 | 818.0209 | 1025.633 | 1.0912
2018-05-29 20:00 | 60405.8258 | 305 | 387 | 1571 | 2654 | 8 | 2.14 | 3 | 11.38 | 879.6562 | 1.456% | 35.5324 | 12.0603 | 68.6328 | 439.8224 | 556.0479 | 0.63212
2018-05-29 21:00 | 57915.431 | 282 | 531 | 1571 | 2654 | 4.42 | 1.94 | 3.42 | 6 | 769.9941 | 1.33% | 16.5716 | 13.6959 | 71.4324 | 211.7119 | 313.4118 | 0.40703
2018-05-29 22:00 | 53417.2972 | 399 | 604 | 1123 | 2957 | 3 | 7.5 | 0.98 | 4.33 | 661.5693 | 1.238% | 14.8248 | 56.1037 | 13.6301 | 158.5742 | 243.1328 | 0.36751
2018-05-29 23:00 | 48660.9153 | 293 | 569 | 1123 | 2957 | 2.11 | 8.61 | 0.89 | 2.61 | 573.8138 | 1.179% | 7.2902 | 57.7705 | 11.7858 | 91.0086 | 167.8552 | 0.29253
2018-05-30 | 44857.4485 | 359 | 436 | 1123 | 2957 | 2.31 | 8.11 | 0.85 | 2.75 | 507.2753 | 1.131% | 9.3781 | 39.9868 | 10.7946 | 91.9588 | 152.1183 | 0.29987
2018-05-30 01:00 | 42187.331 | 254 | 333 | 1123 | 2957 | 1.53 | 5 | 0.85 | 2.69 | 462.1726 | 1.096% | 4.2574 | 18.2405 | 10.4573 | 87.1416 | 120.0969 | 0.25985
2018-05-30 02:00 | 40178.9593 | 238 | 286 | 1481 | 3006 | 1.53 | 4.4 | 0.99 | 2.61 | 431.4743 | 1.074% | 3.9104 | 13.5137 | 15.7451 | 84.2531 | 117.4224 | 0.27214
2018-05-30 03:00 | 39021.3343 | 233 | 236 | 1481 | 3006 | 1.53 | 3.98 | 0.99 | 2.61 | 417.034 | 1.069% | 3.8099 | 10.0384 | 15.6697 | 83.8492 | 113.3672 | 0.27184
2018-05-30 04:00 | 38672.1438 | 289 | 213 | 1481 | 3006 | 2 | 3.43 | 1.22 | 2.61 | 425.8805 | 1.101% | 6.3653 | 8.0457 | 19.8978 | 86.401 | 120.7098 | 0.28344
2018-05-30 05:00 | 39682.387 | 453 | 367 | 1481 | 3006 | 2.55 | 6 | 1.47 | 2.75 | 466.8799 | 1.177% | 13.5908 | 25.9075 | 25.6141 | 97.2588 | 162.3712 | 0.34778
2018-05-30 06:00 | 41670.5859 | 605 | 319 | 1988 | 2823 | 7.74 | 4.38 | 3.54 | 4.54 | 505.3242 | 1.213% | 56.7854 | 16.9436 | 85.3415 | 155.4201 | 314.4906 | 0.62235
2018-05-30 07:00 | 43351.1171 | 384 | 223 | 1988 | 2823 | 4.38 | 2.61 | 3.98 | 4.58 | 541.5732 | 1.249% | 21.0118 | 7.2711 | 98.8454 | 161.5226 | 288.6509 | 0.53299
2018-05-30 08:00 | 45793.7698 | 440 | 272 | 1988 | 2823 | 6.15 | 3.46 | 4.55 | 6.94 | 587.2905 | 1.282% | 34.7036 | 12.0696 | 116.0044 | 251.2563 | 414.0338 | 0.70499
2018-05-30 09:00 | 48962.0205 | 393 | 255 | 1988 | 2823 | 5.55 | 2.61 | 4.95 | 7.31 | 660.3432 | 1.349% | 29.4168 | 8.9762 | 132.7186 | 278.3163 | 449.4279 | 0.6806
2018-05-30 10:00 | 52413.7272 | 409 | 228 | 1733 | 2654 | 6.31 | 0.01 | 3.59 | 8.19 | 730.9613 | 1.395% | 35.9917 | 0.031797 | 86.7646 | 303.1336 | 425.9217 | 0.58269
2018-05-30 11:00 | 55725.5023 | 403 | 212 | 1733 | 2654 | 8.88 | 0.01 | 4.25 | 11.91 | 795.1861 | 1.427% | 51.0661 | 0.030252 | 105.0999 | 451.0529 | 607.2492 | 0.76366
2018-05-30 12:00 | 58890.4248 | 360 | 191 | 1733 | 2654 | 13.44 | 0.24 | 6.39 | 23.26 | 857.9727 | 1.457% | 70.4905 | 0.66784 | 161.3348 | 899.372 | 1131.8652 | 1.3192
2018-05-30 13:00 | 61857.9781 | 314 | 193 | 1733 | 2654 | 16.5 | 0.66 | 11.62 | 31.92 | 911.4955 | 1.474% | 76.3436 | 1.877 | 296.7314 | 1248.3104 | 1623.2624 | 1.7809
2018-05-30 14:00 | 64186.4056 | 294 | 218 | 1712 | 2595 | 72.03 | 1.48 | 71.28 | 89.61 | 957.6376 | 1.492% | 315.9504 | 4.8137 | 1820.663 | 3469.3807 | 5610.8077 | 5.859
2018-05-30 15:00 | 66012.1728 | 315 | 229 | 1712 | 2595 | 129.21 | 2 | 124.53 | 151.93 | 1003.4855 | 1.52% | 618.7194 | 6.9623 | 3240.8939 | 5993.3269 | 9859.9026 | 9.8257
2018-05-30 16:00 | 67168.6054 | 259 | 287 | 1712 | 2595 | 140.89 | 1.86 | 140.89 | 169.11 | 1030.7078 | 1.535% | 559.9499 | 8.1915 | 3701.2905 | 6734.0431 | 11003.4751 | 10.6756
2018-05-30 17:00 | 66943.1302 | 254 | 322 | 1712 | 2595 | 41.11 | 1.23 | 46.3 | 65.28 | 1017.2586 | 1.52% | 158.6743 | 6.0185 | 1204.5091 | 2574.2033 | 3943.4052 | 3.8765
2018-05-30 18:00 | 65372.3945 | 260 | 412 | 1571 | 2654 | 11 | 2.11 | 8.61 | 23.59 | 971.6385 | 1.486% | 42.5086 | 12.9208 | 201.0433 | 930.5488 | 1187.0215 | 1.2217
2018-05-30 19:00 | 62790.3323 | 332 | 365 | 1571 | 2654 | 8.31 | 1.44 | 5.35 | 17.45 | 917.9833 | 1.462% | 40.3349 | 7.6842 | 122.8774 | 677.0775 | 847.9739 | 0.92374
2018-05-30 20:00 | 60319.2477 | 305 | 387 | 1571 | 2654 | 6.08 | 0.21 | 3 | 9.54 | 866.9972 | 1.437% | 26.6542 | 1.1681 | 67.7422 | 363.9243 | 459.4888 | 0.52998
2018-05-30 21:00 | 58044.2822 | 282 | 531 | 1571 | 2654 | 6.62 | 2.11 | 3.35 | 7.24 | 768.1945 | 1.323% | 24.7069 | 14.8282 | 69.6519 | 254.3029 | 363.4899 | 0.47317
2018-05-30 22:00 | 53712.7535 | 399 | 604 | 1123 | 2957 | 3 | 7 | 0.97 | 5.78 | 663.3127 | 1.235% | 14.7821 | 52.2127 | 13.4522 | 211.0669 | 291.5138 | 0.43948
2018-05-30 23:00 | 49220.847 | 293 | 569 | 1123 | 2957 | 2.11 | 8.34 | 0.88 | 3.09 | 579.034 | 1.176% | 7.2729 | 55.8256 | 11.6257 | 107.4892 | 182.2133 | 0.31468
2018-05-31 | 45605.1126 | 359 | 436 | 1123 | 2957 | 2.01 | 4.63 | 0.84 | 2.01 | 528.4036 | 1.159% | 8.3607 | 23.3894 | 10.9298 | 68.8652 | 111.5451 | 0.2111
2018-05-31 01:00 | 42966.5768 | 254 | 333 | 1123 | 2957 | 1.49 | 3.62 | 0.84 | 2 | 498.5221 | 1.16% | 4.3911 | 13.9864 | 10.9449 | 68.6175 | 97.94 | 0.19646
2018-05-31 02:00 | 41066.9625 | 238 | 286 | 1481 | 3006 | 1.49 | 3.22 | 0.98 | 2 | 474.7397 | 1.156% | 4.0995 | 10.646 | 16.7781 | 69.4995 | 101.0231 | 0.2128
2018-05-31 03:00 | 39878.2848 | 233 | 236 | 1481 | 3006 | 1.49 | 3.11 | 0.98 | 2 | 467.2287 | 1.172% | 4.0676 | 8.5993 | 17.0049 | 70.4388 | 100.1106 | 0.21426
2018-05-31 04:00 | 39607.9414 | 289 | 213 | 1481 | 3006 | 1.8 | 2.61 | 1 | 2 | 471.3545 | 1.19% | 6.1906 | 6.6158 | 17.6246 | 71.5458 | 101.977 | 0.21635
2018-05-31 05:00 | 40708.6836 | 453 | 367 | 1481 | 3006 | 2.11 | 3.5 | 1.24 | 2.11 | 506.2505 | 1.244% | 11.8866 | 15.974 | 22.8378 | 78.8769 | 129.5753 | 0.25595
2018-05-31 06:00 | 42639.6484 | 605 | 319 | 1988 | 2823 | 4 | 3.46 | 3 | 3 | 542.5139 | 1.272% | 30.7902 | 14.0431 | 75.8813 | 107.753 | 228.4676 | 0.42113
2018-05-31 07:00 | 44128.2741 | 384 | 223 | 1988 | 2823 | 3.11 | 2.11 | 3 | 3.6 | 560.3235 | 1.27% | 15.164 | 5.9746 | 75.7285 | 129.0433 | 225.9104 | 0.40318
2018-05-31 08:00 | 46460.6178 | 440 | 272 | 1988 | 2823 | 3.79 | 2.61 | 3.19 | 4.55 | 602.7075 | 1.297% | 21.6328 | 9.2094 | 82.2676 | 166.6264 | 279.7362 | 0.46413
2018-05-31 09:00 | 49501.7044 | 393 | 255 | 1988 | 2823 | 4.74 | 2.31 | 4.43 | 5.32 | 662.1978 | 1.338% | 24.9194 | 7.8799 | 117.8115 | 200.9047 | 351.5155 | 0.53083
2018-05-31 10:00 | 52828.9248 | 409 | 228 | 1733 | 2654 | 6.36 | 0.24 | 3.61 | 7.39 | 734.8548 | 1.391% | 36.1835 | 0.76116 | 87.0233 | 272.8193 | 396.7872 | 0.53995
2018-05-31 11:00 | 56051.4104 | 403 | 212 | 1733 | 2654 | 9.35 | 0.29 | 4.17 | 12.61 | 813.3766 | 1.451% | 54.6792 | 0.89215 | 104.8672 | 485.6475 | 646.086 | 0.79433
2018-05-31 12:00 | 59067.8821 | 360 | 191 | 1733 | 2654 | 14.74 | 0.72 | 8.31 | 22.95 | 884.1259 | 1.497% | 79.426 | 2.0584 | 215.5571 | 911.6882 | 1208.7297 | 1.3671
2018-05-31 13:00 | 62034.152 | 314 | 193 | 1733 | 2654 | 19.37 | 1.16 | 13.77 | 23.87 | 949.667 | 1.531% | 93.1107 | 3.4273 | 365.3196 | 969.826 | 1431.6837 | 1.5076
2018-05-31 14:00 | 64462.3037 | 294 | 218 | 1712 | 2595 | 62.97 | 2.3 | 61.83 | 77.71 | 1009.6217 | 1.566% | 289.9572 | 7.853 | 1657.8905 | 3158.3999 | 5114.1006 | 5.0654
2018-05-31 15:00 | 66218.539 | 315 | 229 | 1712 | 2595 | 135.09 | 3.07 | 126.28 | 151.87 | 1056.8215 | 1.596% | 679.1345 | 11.2201 | 3450.3279 | 6289.7211 | 10430.4036 | 9.8696
2018-05-31 16:00 | 66994.4414 | 259 | 287 | 1712 | 2595 | 172.39 | 3.58 | 152.39 | 195.78 | 1074.1138 | 1.603% | 715.8522 | 16.4731 | 4182.8448 | 8145.4899 | 13060.66 | 12.1595
2018-05-31 17:00 | 66978.7363 | 254 | 322 | 1712 | 2595 | 33.27 | 2.15 | 33.27 | 50.85 | 1058.758 | 1.581% | 133.5815 | 10.9434 | 900.3602 | 2085.874 | 3130.7592 | 2.957
2018-05-31 18:00 | 65431.469 | 260 | 412 | 1571 | 2654 | 12.12 | 2.11 | 8.69 | 26.07 | 1001.1364 | 1.53% | 48.215 | 13.3011 | 208.8827 | 1058.6406 | 1329.0394 | 1.3275
2018-05-31 19:00 | 63089.4069 | 332 | 365 | 1571 | 2654 | 12.86 | 1.49 | 5.19 | 21.29 | 951.9267 | 1.509% | 64.4208 | 8.2059 | 123.0242 | 852.5574 | 1048.2083 | 1.1011
2018-05-31 20:00 | 60814.624 | 305 | 387 | 1571 | 2654 | 7.92 | 1.28 | 3.13 | 10.28 | 899.3372 | 1.479% | 35.7223 | 7.3255 | 72.7168 | 403.4675 | 519.2321 | 0.57735
2018-05-31 21:00 | 58637.2282 | 282 | 531 | 1571 | 2654 | 4.31 | 1.72 | 3.31 | 7.33 | 790.409 | 1.348% | 16.3834 | 12.3112 | 70.0943 | 262.2306 | 361.0195 | 0.45675
2018-05-31 22:00 | 54635.1536 | 399 | 604 | 1123 | 2957 | 3 | 7 | 0.96 | 5.62 | 682.635 | 1.249% | 14.9558 | 52.8264 | 13.47 | 207.6366 | 288.8889 | 0.4232
2018-05-31 23:00 | 50357.0745 | 293 | 569 | 1123 | 2957 | 2.11 | 6 | 0.87 | 2.61 | 585.7554 | 1.163% | 7.1913 | 39.7118 | 11.3646 | 89.7734 | 148.0411 | 0.25274
2018-06-01 | 46577.1634 | 353 | 414 | 1088 | 2565 | 2 | 4.01 | 0.94 | 1.5 | 531.2047 | 1.14% | 8.0518 | 18.9336 | 11.6639 | 43.8801 | 82.5295 | 0.15536
2018-06-01 01:00 | 43964.1839 | 293 | 317 | 1088 | 2565 | 1.5 | 3.44 | 0.94 | 1.11 | 488.8236 | 1.112% | 4.8867 | 12.1247 | 11.3713 | 31.6565 | 60.0392 | 0.12282
2018-06-01 02:00 | 42084.734 | 220 | 280 | 1510 | 2614 | 1.01 | 2.61 | 0.97 | 1.01 | 476.4261 | 1.132% | 2.5154 | 8.2731 | 16.5813 | 29.8881 | 57.258 | 0.12018
2018-06-01 03:00 | 40901.7181 | 272 | 223 | 1510 | 2614 | 1.01 | 2.11 | 0.97 | 1.01 | 470.6784 | 1.151% | 3.1614 | 5.4146 | 16.8551 | 30.3815 | 55.8126 | 0.11858
2018-06-01 04:00 | 40482.1181 | 229 | 195 | 1510 | 2614 | 1.01 | 2.11 | 0.99 | 1.01 | 469.7145 | 1.16% | 2.6837 | 4.7741 | 17.3453 | 30.6336 | 55.4366 | 0.11802
2018-06-01 05:00 | 41374.6803 | 383 | 199 | 1510 | 2614 | 2 | 2.11 | 1.25 | 1.25 | 501.2158 | 1.211% | 9.2794 | 5.0866 | 22.8653 | 39.5827 | 76.814 | 0.15326
2018-06-01 06:00 | 42970.5504 | 467 | 231 | 2127 | 2528 | 3 | 2.11 | 3 | 2.15 | 532.1705 | 1.238% | 17.3507 | 6.0363 | 79.0257 | 67.3125 | 169.7253 | 0.31893
2018-06-01 07:00 | 44248.3346 | 444 | 180 | 2127 | 2528 | 3 | 2.04 | 3 | 2.45 | 551.1247 | 1.246% | 16.5904 | 4.5736 | 79.477 | 77.1429 | 177.7839 | 0.32258
2018-06-01 08:00 | 46670.2897 | 467 | 263 | 2127 | 2528 | 3.89 | 2.31 | 3.29 | 3.89 | 601.1514 | 1.288% | 23.3997 | 7.8255 | 90.1378 | 126.6689 | 248.0318 | 0.41259
2018-06-01 09:00 | 49776.3847 | 459 | 274 | 2127 | 2528 | 4.81 | 2.11 | 4.21 | 4.81 | 668.2833 | 1.343% | 29.6411 | 7.7619 | 120.2228 | 163.2523 | 320.8782 | 0.48015
2018-06-01 10:00 | 53358.7611 | 523 | 211 | 1781 | 2405 | 7.13 | 0.01 | 3 | 7.11 | 731.0484 | 1.37% | 51.0895 | 0.028908 | 73.2024 | 234.2745 | 358.5954 | 0.49052
2018-06-01 11:00 | 56842.7897 | 470 | 168 | 1781 | 2405 | 9.73 | 0.05 | 4.49 | 9.73 | 805.1182 | 1.416% | 64.7731 | 0.11898 | 113.2647 | 331.4456 | 509.6024 | 0.63295
2018-06-01 12:00 | 59962.2958 | 391 | 199 | 1781 | 2405 | 11.91 | 0.51 | 8.31 | 12.52 | 880.3868 | 1.468% | 68.3729 | 1.4901 | 217.3002 | 442.094 | 729.2573 | 0.82834
2018-06-01 13:00 | 63367.6953 | 321 | 190 | 1781 | 2405 | 16.27 | 0.98 | 12.24 | 21.3 | 945.7744 | 1.493% | 77.9493 | 2.7791 | 325.3606 | 764.5648 | 1170.6538 | 1.2378
2018-06-01 14:00 | 65913.3496 | 267 | 229 | 1375 | 2373 | 31.94 | 2.02 | 33.89 | 48.1 | 993.5326 | 1.507% | 128.5449 | 6.9726 | 702.3976 | 1720.4876 | 2558.4028 | 2.5751
2018-06-01 15:00 | 67360.0546 | 247 | 223 | 1375 | 2373 | 58.56 | 2.96 | 58.56 | 78.89 | 1020.2729 | 1.515% | 219.0847 | 9.9979 | 1219.6008 | 2835.526 | 4284.2094 | 4.1991
2018-06-01 16:00 | 67888.733 | 222 | 268 | 1375 | 2373 | 47.64 | 3.5 | 47.64 | 71.87 | 1034.0828 | 1.523% | 161.0951 | 14.2876 | 997.7737 | 2597.7838 | 3770.9402 | 3.6467
2018-06-01 17:00 | 67550.8958 | 215 | 322 | 1375 | 2373 | 12.26 | 2.11 | 9.52 | 27.31 | 1022.8631 | 1.514% | 39.9131 | 10.2879 | 198.2102 | 981.3092 | 1229.7203 | 1.2022
2018-06-01 18:00 | 65858.4739 | 239 | 434 | 1375 | 2441 | 13.34 | 2.11 | 4.79 | 22.3 | 976.2581 | 1.482% | 47.2614 | 13.5745 | 97.6318 | 806.911 | 965.3787 | 0.98886
2018-06-01 19:00 | 63216.9762 | 258 | 395 | 1375 | 2441 | 9.2 | 2.11 | 3.38 | 10.07 | 922.8645 | 1.46% | 34.6507 | 12.167 | 67.8459 | 358.8405 | 473.5041 | 0.51308
2018-06-01 20:00 | 60606.5215 | 238 | 372 | 1375 | 2441 | 7.11 | 1.37 | 3 | 7.11 | 884.9974 | 1.46% | 24.7098 | 7.4419 | 60.2347 | 253.4311 | 345.8176 | 0.39076
2018-06-01 21:00 | 58264.5537 | 250 | 518 | 1375 | 2441 | 4.09 | 2.63 | 3.05 | 4.09 | 836.5142 | 1.436% | 14.6802 | 19.5593 | 60.2104 | 143.3376 | 237.7875 | 0.28426
2018-06-01 22:00 | 55094.7031 | 355 | 593 | 1088 | 2565 | 2.11 | 6 | 0.98 | 2.11 | 747.5567 | 1.357% | 10.1635 | 48.277 | 14.4674 | 73.4352 | 146.3431 | 0.19576
2018-06-01 23:00 | 51103.4258 | 325 | 517 | 1088 | 2565 | 2.11 | 6 | 0.97 | 2.11 | 624.6383 | 1.222% | 8.3819 | 37.9158 | 12.8997 | 66.1528 | 125.3503 | 0.20068
2018-06-02 | 47311.0703 | 353 | 414 | 1088 | 2565 | 1.53 | 4.01 | 0.93 | 1.01 | 558.4144 | 1.18% | 6.3747 | 19.5947 | 11.9428 | 30.5775 | 68.4897 | 0.12265
2018-06-02 01:00 | 44753.1894 | 293 | 317 | 1088 | 2565 | 1.01 | 3.5 | 0.93 | 1.01 | 513.7497 | 1.148% | 3.3972 | 12.7366 | 11.6155 | 29.7397 | 57.489 | 0.1119
2018-06-02 02:00 | 42817.3131 | 220 | 280 | 1510 | 2614 | 1 | 3 | 0.96 | 0.96 | 481.5994 | 1.125% | 2.4745 | 9.4481 | 16.3048 | 28.2256 | 56.453 | 0.11722
2018-06-02 03:00 | 41430.8134 | 272 | 223 | 1510 | 2614 | 1.04 | 2.31 | 0.96 | 0.96 | 463.5218 | 1.119% | 3.1648 | 5.7632 | 16.2179 | 28.0752 | 53.2212 | 0.11482
2018-06-02 04:00 | 40532.0654 | 229 | 195 | 1510 | 2614 | 1 | 2.11 | 0.98 | 0.98 | 454.5211 | 1.121% | 2.568 | 4.6139 | 16.5943 | 28.7268 | 52.503 | 0.11551
2018-06-02 05:00 | 40332.7014 | 383 | 199 | 1510 | 2614 | 1.81 | 2.11 | 0.99 | 1.01 | 457.4643 | 1.134% | 7.8628 | 4.7625 | 16.9556 | 29.9452 | 59.526 | 0.13012
2018-06-02 06:00 | 40353.6012 | 467 | 231 | 2127 | 2528 | 2.31 | 2.61 | 2.84 | 1.01 | 483.8322 | 1.199% | 12.9343 | 7.2288 | 72.4266 | 30.6134 | 123.203 | 0.25464
2018-06-02 07:00 | 41513.5289 | 444 | 180 | 2127 | 2528 | 2.31 | 2.11 | 2.39 | 1.21 | 531.058 | 1.279% | 13.1204 | 4.8586 | 65.0306 | 39.1304 | 122.14 | 0.22999
2018-06-02 08:00 | 44560.3672 | 467 | 263 | 2127 | 2528 | 2.72 | 2.61 | 2.95 | 2.61 | 613.4102 | 1.377% | 17.4859 | 9.4493 | 86.3757 | 90.828 | 204.1389 | 0.33279
2018-06-02 09:00 | 48377.2509 | 459 | 274 | 2127 | 2528 | 3.6 | 2.31 | 3 | 3.6 | 730.9912 | 1.511% | 24.9681 | 9.5639 | 96.4184 | 137.5151 | 268.4655 | 0.36726
2018-06-02 10:00 | 52464.2311 | 523 | 211 | 1781 | 2405 | 5.43 | 0.01 | 3 | 5.43 | 808.4946 | 1.541% | 43.7638 | 0.032516 | 82.3378 | 201.2467 | 327.3808 | 0.40493
2018-06-02 11:00 | 56283.1337 | 470 | 168 | 1781 | 2405 | 6.29 | 0.02 | 5 | 7.14 | 885.9253 | 1.574% | 46.5337 | 0.052888 | 140.1693 | 270.2913 | 457.0471 | 0.5159
2018-06-02 12:00 | 59558.5091 | 391 | 199 | 1781 | 2405 | 10.29 | 0.86 | 7.03 | 14 | 953.9346 | 1.602% | 64.4417 | 2.7411 | 200.5368 | 539.2845 | 807.004 | 0.84597
2018-06-02 13:00 | 62373.0976 | 321 | 190 | 1781 | 2405 | 15.91 | 1.14 | 10.3 | 23.98 | 1002.7042 | 1.608% | 82.1014 | 3.482 | 294.9013 | 927.1282 | 1307.6129 | 1.3041
2018-06-02 14:00 | 64609.0722 | 267 | 229 | 1375 | 2373 | 20.92 | 2.37 | 11.32 | 31.92 | 1046.8499 | 1.62% | 90.5032 | 8.7938 | 252.1971 | 1227.3023 | 1578.7963 | 1.5081
2018-06-02 15:00 | 66144.4544 | 247 | 223 | 1375 | 2373 | 35.89 | 3.36 | 27.18 | 49.45 | 1073.6593 | 1.623% | 143.8943 | 12.1623 | 606.6318 | 1904.7461 | 2667.4345 | 2.4844
2018-06-02 16:00 | 66963.5429 | 222 | 268 | 1375 | 2373 | 32.52 | 3.51 | 24.68 | 49.1 | 1081.2972 | 1.615% | 116.5763 | 15.1897 | 547.9671 | 1881.4206 | 2561.1537 | 2.3686
2018-06-02 17:00 | 66897.3183 | 215 | 322 | 1375 | 2373 | 14.51 | 2.29 | 3.19 | 24.84 | 1048.1774 | 1.567% | 48.8801 | 11.5536 | 68.7257 | 923.5819 | 1052.7413 | 1.0044
2018-06-02 18:00 | 65616.9082 | 239 | 434 | 1375 | 2441 | 11.67 | 2.18 | 3.07 | 19.63 | 1007.925 | 1.536% | 42.8431 | 14.5331 | 64.8416 | 736.0385 | 858.2564 | 0.85151
2018-06-02 19:00 | 63290.9788 | 258 | 395 | 1375 | 2441 | 8.84 | 2.11 | 2.86 | 11.55 | 945.9042 | 1.495% | 34.0861 | 12.4562 | 58.7725 | 421.3618 | 526.6765 | 0.5568
2018-06-02 20:00 | 61372.22 | 238 | 372 | 1375 | 2441 | 5.13 | 1.37 | 3.04 | 8.05 | 898.7513 | 1.464% | 17.8798 | 7.4633 | 61.213 | 287.7606 | 374.3167 | 0.41649
2018-06-02 21:00 | 58481.9788 | 250 | 518 | 1375 | 2441 | 2.53 | 2.31 | 3 | 5.58 | 812.7053 | 1.39% | 8.7896 | 16.6285 | 57.3238 | 189.2836 | 272.0255 | 0.33472
2018-06-02 22:00 | 55104.9954 | 355 | 593 | 1088 | 2565 | 2.11 | 5.01 | 1 | 3.51 | 729.7752 | 1.324% | 9.9199 | 39.3451 | 14.4088 | 119.2319 | 182.9057 | 0.25063
2018-06-02 23:00 | 51370.3105 | 325 | 517 | 1088 | 2565 | 2.31 | 6 | 0.96 | 2.31 | 652.2121 | 1.27% | 9.5317 | 39.3839 | 13.261 | 75.2274 | 137.404 | 0.21067
2018-06-03 | 47918.722 | 353 | 414 | 1088 | 2565 | 2 | 4.58 | 0.85 | 1.11 | 581.6143 | 1.214% | 8.5691 | 23.0142 | 11.2248 | 34.5573 | 77.3654 | 0.13302
2018-06-03 01:00 | 44964.7552 | 293 | 317 | 1088 | 2565 | 1.53 | 3.5 | 0.85 | 1.01 | 526.9681 | 1.172% | 5.2538 | 13.0029 | 10.8383 | 30.3613 | 59.4562 | 0.11283
2018-06-03 02:00 | 42667.1822 | 220 | 280 | 1510 | 2614 | 1 | 3.5 | 0.95 | 1.01 | 488.3717 | 1.145% | 2.5181 | 11.2172 | 16.4194 | 30.2192 | 60.3739 | 0.12362
2018-06-03 03:00 | 40835.1478 | 272 | 223 | 1510 | 2614 | 1.51 | 3 | 0.95 | 1.01 | 468.5143 | 1.147% | 4.7123 | 7.6756 | 16.4585 | 30.2911 | 59.1376 | 0.12622
2018-06-03 04:00 | 39531.6943 | 229 | 195 | 1510 | 2614 | 1 | 2.61 | 0.97 | 1.01 | 459.5765 | 1.163% | 2.6622 | 5.9168 | 17.0279 | 30.693 | 56.3 | 0.1225
2018-06-03 05:00 | 38769.2265 | 383 | 199 | 1510 | 2614 | 2 | 2.61 | 0.98 | 1.01 | 463.9298 | 1.197% | 9.1663 | 6.2153 | 17.7079 | 31.5931 | 64.6826 | 0.13942
2018-06-03 06:00 | 38134.9231 | 467 | 231 | 2127 | 2528 | 2.31 | 3.21 | 3 | 1.11 | 484.2911 | 1.27% | 13.6997 | 9.4167 | 81.0349 | 35.6356 | 139.787 | 0.28864
2018-06-03 07:00 | 38462.8434 | 444 | 180 | 2127 | 2528 | 2.31 | 2.36 | 2.4 | 1.53 | 528.276 | 1.373% | 14.0869 | 5.8345 | 70.1129 | 53.1237 | 143.158 | 0.27099
2018-06-03 08:00 | 40893.4593 | 467 | 263 | 2127 | 2528 | 2.61 | 2.61 | 2.79 | 1.53 | 588.7643 | 1.44% | 17.5487 | 9.8829 | 85.4396 | 55.6873 | 168.5585 | 0.28629
2018-06-03 09:00 | 44237.3017 | 459 | 274 | 2127 | 2528 | 3.12 | 2.81 | 2.95 | 2.61 | 664.2371 | 1.502% | 21.5031 | 11.5609 | 94.2159 | 99.0723 | 226.3521 | 0.34077
2018-06-03 10:00 | 47888.3968 | 523 | 211 | 1781 | 2405 | 4.72 | 2.11 | 3 | 3.12 | 762.7686 | 1.593% | 39.3193 | 7.0913 | 85.1036 | 119.5177 | 251.0319 | 0.32911
2018-06-03 11:00 | 51403.0908 | 470 | 168 | 1781 | 2405 | 5.82 | 0.01 | 4.25 | 5.82 | 869.2203 | 1.691% | 46.2553 | 0.028409 | 127.9951 | 236.6893 | 410.9682 | 0.4728
2018-06-03 12:00 | 54757.2389 | 391 | 199 | 1781 | 2405 | 8 | 0.59 | 4.85 | 8.98 | 969.2377 | 1.77% | 55.3676 | 2.0782 | 152.8954 | 382.2788 | 592.62 | 0.61143
2018-06-03 13:00 | 57670.1289 | 321 | 190 | 1781 | 2405 | 12.92 | 0.84 | 9.79 | 15.56 | 1035.1652 | 1.795% | 74.4434 | 2.8648 | 312.9719 | 671.7125 | 1061.9926 | 1.0259
2018-06-03 14:00 | 60116.083 | 267 | 229 | 1375 | 2373 | 15.45 | 1.5 | 10 | 25.29 | 1070.2732 | 1.78% | 73.4419 | 6.1155 | 244.7973 | 1068.441 | 1392.7957 | 1.3013
2018-06-03 15:00 | 62071.0342 | 247 | 223 | 1375 | 2373 | 24.39 | 2.21 | 10 | 36.91 | 1071.035 | 1.725% | 103.9497 | 8.5038 | 237.2561 | 1511.3201 | 1861.0297 | 1.7376
2018-06-03 16:00 | 63156.4931 | 222 | 268 | 1375 | 2373 | 23.9 | 2.18 | 10 | 36.82 | 1061.0578 | 1.68% | 89.1399 | 9.8155 | 231.0062 | 1467.9205 | 1797.8821 | 1.6944
2018-06-03 17:00 | 63334.5241 | 215 | 322 | 1375 | 2373 | 14.87 | 1.33 | 4.8 | 26.53 | 1031.3736 | 1.628% | 52.0625 | 6.974 | 107.478 | 1025.2045 | 1191.719 | 1.1555
2018-06-03 18:00 | 62213.7057 | 239 | 434 | 1375 | 2441 | 13.25 | 2 | 3.32 | 19.88 | 987.9153 | 1.588% | 50.286 | 13.7833 | 72.4894 | 770.5801 | 907.1388 | 0.91824
2018-06-03 19:00 | 60082.4043 | 258 | 395 | 1375 | 2441 | 7.48 | 1.01 | 3 | 11.06 | 945.9438 | 1.574% | 30.3836 | 6.2811 | 64.9444 | 425.0509 | 526.66 | 0.55676
2018-06-03 20:00 | 57925.4059 | 238 | 372 | 1375 | 2441 | 4.17 | 0.88 | 3 | 7.82 | 896.1818 | 1.547% | 15.3547 | 5.0647 | 63.8191 | 295.3259 | 379.5644 | 0.42354
2018-06-03 21:00 | 55172.3385 | 250 | 518 | 1375 | 2441 | 1.85 | 2.31 | 3 | 5.8 | 810.7088 | 1.469% | 6.796 | 17.5827 | 60.6132 | 208.0364 | 293.0283 | 0.36145
2018-06-03 22:00 | 50736.0517 | 355 | 593 | 1088 | 2565 | 2.01 | 4.97 | 0.99 | 2.31 | 733.5283 | 1.446% | 10.3163 | 42.61 | 15.5727 | 85.6642 | 154.1632 | 0.21017
2018-06-03 23:00 | 46240.6702 | 325 | 517 | 1088 | 2565 | 2.35 | 6 | 0.95 | 2.35 | 645.9049 | 1.397% | 10.6683 | 43.3298 | 14.4377 | 84.1976 | 152.6333 | 0.23631
2018-06-04 | 42272.2353 | 353 | 414 | 1088 | 2565 | 1.53 | 4.01 | 0.85 | 1.53 | 577.4215 | 1.366% | 7.3774 | 22.6768 | 12.6324 | 53.6064 | 96.293 | 0.16676
2018-06-04 01:00 | 39385.0088 | 293 | 317 | 1088 | 2565 | 1.51 | 3.46 | 0.85 | 1.51 | 506.0463 | 1.285% | 5.6847 | 14.0927 | 11.8825 | 49.765 | 81.4248 | 0.1609
2018-06-04 02:00 | 37651.1552 | 220 | 280 | 1510 | 2614 | 1 | 3.13 | 0.95 | 1.2 | 429.8402 | 1.142% | 2.5116 | 10.0053 | 16.3768 | 35.8109 | 64.7047 | 0.15053
2018-06-04 03:00 | 36590.1321 | 272 | 223 | 1510 | 2614 | 1.51 | 2.61 | 0.95 | 1.51 | 424.1939 | 1.159% | 4.7615 | 6.7475 | 16.6303 | 45.7597 | 73.8991 | 0.17421
2018-06-04 04:00 | 36390.6451 | 229 | 195 | 1510 | 2614 | 1.31 | 2.31 | 0.97 | 1.51 | 432.7921 | 1.189% | 3.5678 | 5.3572 | 17.4196 | 46.9431 | 73.2877 | 0.16934
2018-06-04 05:00 | 37516.3014 | 383 | 199 | 1510 | 2614 | 1.53 | 2.11 | 0.97 | 1.51 | 453.421 | 1.209% | 7.0823 | 5.0748 | 17.7023 | 47.705 | 77.5644 | 0.17106
2018-06-04 06:00 | 39339.525 | 467 | 231 | 2127 | 2528 | 2.31 | 2.61 | 3 | 1.53 | 512.457 | 1.303% | 14.0526 | 7.8538 | 83.1222 | 50.3845 | 155.4131 | 0.30327
2018-06-04 07:00 | 40652.0292 | 444 | 180 | 2127 | 2528 | 2.99 | 2.06 | 2.98 | 2.33 | 523.5518 | 1.288% | 17.0975 | 4.7755 | 81.6321 | 75.8596 | 179.3647 | 0.34259
2018-06-04 08:00 | 42215.0647 | 467 | 263 | 2127 | 2528 | 3.39 | 2.31 | 3 | 3.39 | 542.0324 | 1.284% | 20.3271 | 7.8006 | 81.9307 | 110.0359 | 220.0942 | 0.40605
2018-06-04 09:00 | 44396.8144 | 459 | 274 | 2127 | 2528 | 3.03 | 1 | 3 | 3.03 | 569.7813 | 1.283% | 17.8489 | 3.5165 | 81.8927 | 98.3051 | 201.5632 | 0.35376
2018-06-04 10:00 | 47016.5846 | 523 | 211 | 1781 | 2405 | 4.56 | 0.01 | 3 | 4.56 | 607.098 | 1.291% | 30.7946 | 0.027245 | 68.9911 | 141.608 | 241.4209 | 0.39766
2018-06-04 11:00 | 49240.8043 | 470 | 168 | 1781 | 2405 | 8 | 0.22 | 5 | 8 | 628.9698 | 1.277% | 48.0278 | 0.4721 | 113.7466 | 245.7592 | 408.0057 | 0.64869
2018-06-04 12:00 | 51228.0247 | 391 | 199 | 1781 | 2405 | 11.1 | 0.73 | 5 | 11.95 | 651.2909 | 1.271% | 55.1782 | 1.8469 | 113.2143 | 365.3847 | 535.6241 | 0.8224
2018-06-04 13:00 | 53611.3138 | 321 | 190 | 1781 | 2405 | 15.01 | 1.26 | 10 | 19.88 | 672.5672 | 1.255% | 60.4456 | 3.0033 | 223.4308 | 599.8058 | 886.6856 | 1.3184
2018-06-04 14:00 | 55469.9821 | 267 | 229 | 1375 | 2373 | 18.88 | 3.5 | 9.51 | 31.48 | 725.7457 | 1.308% | 65.9538 | 10.4865 | 171.0841 | 977.3698 | 1224.8941 | 1.6878
2018-06-04 15:00 | 56878.4801 | 247 | 223 | 1375 | 2373 | 28.25 | 3.5 | 10 | 44.71 | 791.4428 | 1.391% | 97.0928 | 10.8604 | 191.3261 | 1476.2977 | 1775.5769 | 2.2435
2018-06-04 16:00 | 57928.3307 | 222 | 268 | 1375 | 2373 | 28.89 | 6 | 10 | 45.76 | 851.9324 | 1.471% | 94.3224 | 23.6483 | 202.2166 | 1596.9741 | 1917.1613 | 2.2504
2018-06-04 17:00 | 58448.8004 | 215 | 322 | 1375 | 2373 | 8.44 | 2.3 | 4.8 | 22.32 | 885.8082 | 1.516% | 27.5008 | 11.224 | 100.0249 | 802.7051 | 941.4548 | 1.0628
2018-06-04 18:00 | 57946.7158 | 239 | 434 | 1375 | 2441 | 8.31 | 2.17 | 3 | 17.78 | 878.1216 | 1.515% | 30.0971 | 14.2717 | 62.51 | 657.6962 | 764.5751 | 0.87069
2018-06-04 19:00 | 56544.4436 | 258 | 395 | 1375 | 2441 | 8.5 | 2.11 | 1.56 | 9.49 | 832.2697 | 1.472% | 32.2785 | 12.2674 | 31.572 | 340.9637 | 417.0815 | 0.50114
2018-06-04 20:00 | 54809.7096 | 238 | 372 | 1375 | 2441 | 5.61 | 1.37 | 2.7 | 7.05 | 790.802 | 1.443% | 19.2642 | 7.3532 | 53.5645 | 248.2945 | 328.4763 | 0.41537
2018-06-04 21:00 | 53124.8339 | 250 | 518 | 1375 | 2441 | 3.26 | 5.11 | 2.53 | 6 | 697.1236 | 1.312% | 10.6947 | 34.7346 | 45.6494 | 192.1902 | 283.269 | 0.40634
2018-06-04 22:00 | 49446.0713 | 355 | 593 | 1088 | 2565 | 2.11 | 6 | 0.98 | 2.71 | 592.0869 | 1.197% | 8.9694 | 42.6049 | 12.7676 | 83.2358 | 147.5777 | 0.24925
2018-06-04 23:00 | 45331.8974 | 325 | 517 | 1088 | 2565 | 2.19 | 6 | 0.94 | 2.19 | 512.4015 | 1.13% | 8.0451 | 35.0629 | 11.5601 | 63.4948 | 118.163 | 0.23061
2018-06-05 | 41993.1269 | 353 | 414 | 1088 | 2565 | 1.53 | 6 | 0.84 | 1.53 | 465.8046 | 1.109% | 5.9909 | 27.5535 | 10.1376 | 43.5316 | 87.2136 | 0.18723
2018-06-05 01:00 | 39643.955 | 293 | 317 | 1088 | 2565 | 1.53 | 4.43 | 0.84 | 1.53 | 438.2908 | 1.106% | 4.9561 | 15.5256 | 10.104 | 43.3875 | 73.9732 | 0.16878
2018-06-05 02:00 | 38000.5823 | 220 | 280 | 1510 | 2614 | 1 | 4.01 | 0.95 | 1.2 | 413.833 | 1.089% | 2.3958 | 12.2275 | 15.622 | 34.1603 | 64.4056 | 0.15563
2018-06-05 03:00 | 37064.7988 | 272 | 223 | 1510 | 2614 | 1.51 | 3.5 | 0.95 | 1.51 | 408.7312 | 1.103% | 4.5292 | 8.6069 | 15.8189 | 43.527 | 72.4821 | 0.17733
2018-06-05 04:00 | 36934.7386 | 229 | 195 | 1510 | 2614 | 1.33 | 3.11 | 0.97 | 1.53 | 416.2054 | 1.127% | 3.4321 | 6.8339 | 16.5052 | 45.0681 | 71.8393 | 0.17261
2018-06-05 05:00 | 38163.054 | 383 | 199 | 1510 | 2614 | 2 | 2.61 | 0.97 | 1.53 | 455.3069 | 1.193% | 9.1388 | 6.1966 | 17.4747 | 47.7154 | 80.5255 | 0.17686
2018-06-05 06:00 | 40008.8584 | 467 | 231 | 2127 | 2528 | 2.11 | 3.11 | 2.54 | 1.98 | 494.5218 | 1.236% | 12.1795 | 8.8798 | 66.7776 | 61.8688 | 149.7056 | 0.30273
2018-06-05 07:00 | 41410.181 | 444 | 180 | 2127 | 2528 | 2.55 | 2.36 | 2.5 | 2.31 | 529.3082 | 1.278% | 14.4719 | 5.4298 | 67.9687 | 74.6432 | 162.5136 | 0.30703
2018-06-05 08:00 | 43762.9446 | 467 | 263 | 2127 | 2528 | 3.26 | 3.03 | 2.95 | 2.95 | 589.6142 | 1.347% | 20.5114 | 10.7364 | 84.5378 | 100.4756 | 216.2612 | 0.36678
2018-06-05 09:00 | 46776.8659 | 459 | 274 | 2127 | 2528 | 3.2 | 3.33 | 2.95 | 3.2 | 667.4709 | 1.427% | 20.9587 | 13.0196 | 89.5346 | 115.4326 | 238.9454 | 0.35799
2018-06-05 10:00 | 50500.7399 | 523 | 211 | 1781 | 2405 | 5.49 | 0.01 | 3 | 6 | 753.475 | 1.492% | 42.8396 | 0.031481 | 79.718 | 215.2967 | 337.8858 | 0.44844
2018-06-05 11:00 | 54352.9831 | 470 | 168 | 1781 | 2405 | 8 | 0.14 | 4.72 | 9.31 | 841.2549 | 1.548% | 58.1959 | 0.36403 | 130.1098 | 346.5524 | 535.2222 | 0.63622
2018-06-05 12:00 | 57875.2822 | 391 | 199 | 1781 | 2405 | 11.02 | 0.61 | 7 | 18.61 | 922.8688 | 1.595% | 68.7077 | 1.9357 | 198.7965 | 713.6878 | 983.1276 | 1.0653
2018-06-05 13:00 | 61483.1025 | 321 | 190 | 1781 | 2405 | 23.28 | 1.25 | 18.32 | 29.53 | 993.6526 | 1.616% | 120.7722 | 3.8383 | 527.3127 | 1147.7765 | 1799.6997 | 1.8112
2018-06-05 14:00 | 64239.6064 | 267 | 229 | 1375 | 2373 | 37.7 | 3.09 | 23.46 | 46.85 | 1053.4527 | 1.64% | 165.0687 | 11.604 | 528.9844 | 1823.1379 | 2528.795 | 2.4005
2018-06-05 15:00 | 66068.4238 | 247 | 223 | 1375 | 2373 | 57.88 | 3.11 | 24.73 | 69.8 | 1094.4736 | 1.657% | 236.8301 | 11.4889 | 563.2979 | 2743.8761 | 3555.4929 | 3.2486
2018-06-05 16:00 | 67291.7207 | 222 | 268 | 1375 | 2373 | 56.26 | 3.5 | 24.97 | 74.12 | 1119.9038 | 1.664% | 207.8604 | 15.6107 | 571.4001 | 2927.1988 | 3722.07 | 3.3236
2018-06-05 17:00 | 67318.7539 | 215 | 322 | 1375 | 2373 | 12.53 | 1.65 | 5.4 | 28.68 | 1122.556 | 1.668% | 44.9222 | 8.8596 | 123.8136 | 1134.8771 | 1312.4725 | 1.1692
2018-06-05 18:00 | 66283.4232 | 239 | 434 | 1375 | 2441 | 6.36 | 2.11 | 3.17 | 19.25 | 1081.9606 | 1.632% | 24.812 | 14.9478 | 71.1489 | 767.0171 | 877.9258 | 0.81142
2018-06-05 19:00 | 63937.511 | 258 | 395 | 1375 | 2441 | 5.91 | 1.72 | 2.5 | 9.9 | 1013.571 | 1.585% | 24.1716 | 10.7702 | 54.4931 | 383.0905 | 472.5254 | 0.4662
2018-06-05 20:00 | 61494.4114 | 238 | 372 | 1375 | 2441 | 2.65 | 0.98 | 2.55 | 8.36 | 944.2045 | 1.535% | 9.684 | 5.5976 | 53.8361 | 313.3318 | 382.4494 | 0.40505
2018-06-05 21:00 | 59199.2955 | 250 | 518 | 1375 | 2441 | 0.79 | 2.61 | 2.5 | 6 | 840.3052 | 1.419% | 2.8034 | 19.1907 | 48.7936 | 207.8929 | 278.6806 | 0.33164
2018-06-05 22:00 | 55073.6712 | 355 | 593 | 1088 | 2565 | 2.11 | 7.99 | 0.97 | 2.11 | 746.0456 | 1.355% | 10.1469 | 64.1834 | 14.2962 | 73.3147 | 161.9413 | 0.21707
2018-06-05 23:00 | 50476.1188 | 325 | 517 | 1088 | 2565 | 2.31 | 10.01 | 0.93 | 2.31 | 640.7395 | 1.269% | 9.53 | 65.6932 | 12.8442 | 75.2133 | 163.2807 | 0.25483
2018-06-06 | 46548.4056 | 353 | 414 | 1088 | 2565 | 1.53 | 4.01 | 0.83 | 1.53 | 568.9506 | 1.222% | 6.6014 | 20.2915 | 11.0377 | 47.9677 | 85.8982 | 0.15098
2018-06-06 01:00 | 43630.4935 | 293 | 317 | 1088 | 2565 | 1.53 | 3.11 | 0.83 | 1.53 | 531.1823 | 1.217% | 5.4577 | 12.0025 | 10.9941 | 47.7785 | 76.2329 | 0.14352
2018-06-06 02:00 | 41405.4225 | 220 | 280 | 1510 | 2614 | 1.15 | 2.61 | 0.95 | 1.35 | 494.9792 | 1.195% | 3.0245 | 8.7363 | 17.1487 | 42.1861 | 71.0955 | 0.14363
2018-06-06 03:00 | 40129.7656 | 272 | 223 | 1510 | 2614 | 1.51 | 2.11 | 0.95 | 1.51 | 469.458 | 1.17% | 4.8048 | 5.5045 | 16.7815 | 46.1756 | 73.2664 | 0.15607
2018-06-06 04:00 | 39826.0579 | 229 | 195 | 1510 | 2614 | 1 | 2.11 | 0.97 | 1.09 | 471.1424 | 1.183% | 2.7091 | 4.8675 | 17.3274 | 33.7068 | 58.6107 | 0.1244
2018-06-06 05:00 | 40804.9443 | 383 | 199 | 1510 | 2614 | 1.58 | 2.11 | 0.97 | 1.5 | 516.0469 | 1.265% | 7.653 | 5.3102 | 18.5236 | 49.5876 | 81.0744 | 0.15711
2018-06-06 06:00 | 42360.0898 | 467 | 231 | 2127 | 2528 | 2.23 | 2.31 | 2.22 | 2 | 539.9403 | 1.275% | 13.2743 | 6.8016 | 60.1879 | 64.446 | 144.7098 | 0.26801
2018-06-06 07:00 | 43760.7649 | 444 | 180 | 2127 | 2528 | 2.77 | 2.11 | 2.64 | 2.64 | 584.2444 | 1.335% | 16.42 | 5.0707 | 74.9689 | 89.1027 | 185.5622 | 0.31761
2018-06-06 08:00 | 46109.8708 | 467 | 263 | 2127 | 2528 | 2.8 | 2.31 | 2.79 | 2.79 | 655.0064 | 1.421% | 18.5749 | 8.6302 | 84.2992 | 100.192 | 211.6962 | 0.3232
2018-06-06 09:00 | 49491.4404 | 459 | 274 | 2127 | 2528 | 3.7 | 0.18 | 3.2 | 3.99 | 710.2093 | 1.435% | 24.3708 | 0.70775 | 97.6728 | 144.7459 | 267.4973 | 0.37665
2018-06-06 10:00 | 53478.07 | 523 | 211 | 1781 | 2405 | 6.19 | 0.01 | 3 | 7.5 | 790.9726 | 1.479% | 47.8826 | 0.031208 | 79.0262 | 266.7854 | 393.7254 | 0.49777
2018-06-06 11:00 | 57281.2952 | 470 | 168 | 1781 | 2405 | 7.77 | 0.23 | 5 | 10.31 | 875.6745 | 1.529% | 55.8276 | 0.5907 | 136.1331 | 379.0562 | 571.6076 | 0.65276
2018-06-06 12:00 | 60623.5914 | 391 | 199 | 1781 | 2405 | 11.83 | 0.91 | 8.31 | 15.2 | 948.6919 | 1.565% | 72.3844 | 2.8339 | 231.6053 | 572.0608 | 878.8844 | 0.92642
2018-06-06 13:00 | 63690.8229 | 321 | 190 | 1781 | 2405 | 19.9 | 1.6 | 14.38 | 24.59 | 1013.9718 | 1.592% | 101.6968 | 4.8397 | 407.7292 | 941.505 | 1455.7707 | 1.4357
2018-06-06 14:00 | 66155.3339 | 267 | 229 | 1375 | 2373 | 22.71 | 5.34 | 15 | 31.82 | 1066.9767 | 1.613% | 97.7954 | 19.7227 | 332.6473 | 1217.8336 | 1667.9991 | 1.5633
2018-06-06 15:00 | 67589.6653 | 247 | 223 | 1375 | 2373 | 25.43 | 3.5 | 15.61 | 39.83 | 1095.0742 | 1.62% | 101.7669 | 12.6455 | 347.7514 | 1531.3388 | 1993.5026 | 1.8204
2018-06-06 16:00 | 67885.0071 | 222 | 268 | 1375 | 2373 | 37.32 | 3.5 | 18.74 | 57.16 | 1115.039 | 1.643% | 136.0852 | 15.407 | 423.2417 | 2227.9535 | 2802.6874 | 2.5135
2018-06-06 17:00 | 67544.7148 | 215 | 322 | 1375 | 2373 | 15.35 | 2.28 | 10 | 31.08 | 1101.3959 | 1.631% | 53.8145 | 11.9713 | 224.2099 | 1202.6267 | 1492.6224 | 1.3552
2018-06-06 18:00 | 66098.6979 | 239 | 434 | 1375 | 2441 | 13.02 | 2.11 | 3.91 | 19.04 | 1038.9598 | 1.572% | 48.9119 | 14.3939 | 84.5056 | 730.5342 | 878.3456 | 0.84541
2018-06-06 19:00 | 63883.8785 | 258 | 395 | 1375 | 2441 | 9.43 | 1.66 | 2.39 | 10.98 | 982.3305 | 1.538% | 37.4109 | 10.0826 | 50.5321 | 412.1321 | 510.1576 | 0.51933
2018-06-06 20:00 | 61534.0482 | 238 | 372 | 1375 | 2441 | 7.56 | 1.4 | 2.5 | 9.98 | 932.4814 | 1.515% | 27.2661 | 7.8922 | 52.0916 | 369.1671 | 456.417 | 0.48946
2018-06-06 21:00 | 59233.9339 | 250 | 518 | 1375 | 2441 | 3.5 | 2.31 | 2.5 | 7.57 | 834.9056 | 1.41% | 12.3332 | 16.8659 | 48.4518 | 260.4537 | 338.1045 | 0.40496
2018-06-06 22:00 | 55065.3785 | 355 | 593 | 1088 | 2565 | 2.11 | 7 | 0.96 | 3 | 732.6232 | 1.33% | 9.9658 | 55.2274 | 13.8964 | 102.3789 | 181.4686 | 0.2477
2018-06-06 23:00 | 50639.1237 | 325 | 517 | 1088 | 2565 | 2.31 | 7.93 | 0.92 | 2.31 | 632.753 | 1.25% | 9.3809 | 51.2285 | 12.5073 | 74.0368 | 147.1535 | 0.23256
2018-06-07 | 46735.8984 | 353 | 414 | 1088 | 2565 | 2.01 | 3.95 | 0.82 | 1.51 | 560.8476 | 1.2% | 8.5146 | 19.6242 | 10.7062 | 46.4792 | 85.3242 | 0.15213
2018-06-07 01:00 | 43759.386 | 293 | 317 | 1088 | 2565 | 1.5 | 2.61 | 0.82 | 1.5 | 512.474 | 1.171% | 5.1471 | 9.6895 | 10.4482 | 45.0588 | 70.3436 | 0.13726
2018-06-07 02:00 | 41647.8698 | 220 | 280 | 1510 | 2614 | 1.37 | 2.47 | 0.95 | 1.5 | 480.388 | 1.153% | 3.4765 | 7.9773 | 16.5463 | 45.2268 | 73.2269 | 0.15243
2018-06-07 03:00 | 40327.7278 | 272 | 223 | 1510 | 2614 | 1.5 | 2.21 | 0.95 | 1.5 | 468.5777 | 1.162% | 4.7407 | 5.7263 | 16.6678 | 45.5591 | 72.6938 | 0.15514
2018-06-07 04:00 | 39864.0413 | 229 | 195 | 1510 | 2614 | 1.46 | 2.11 | 0.97 | 1.5 | 476.2101 | 1.195% | 3.994 | 4.9151 | 17.4971 | 46.8397 | 73.2459 | 0.15381
2018-06-07 05:00 | 40784.5123 | 383 | 199 | 1510 | 2614 | 2 | 2.07 | 0.96 | 1.51 | 504.8121 | 1.238% | 9.4812 | 5.0987 | 17.9425 | 48.8559 | 81.3783 | 0.16121
2018-06-07 06:00 | 42263.9014 | 467 | 231 | 2127 | 2528 | 2.21 | 2.11 | 2.59 | 1.88 | 534.2787 | 1.264% | 13.0469 | 6.1616 | 69.6411 | 60.0805 | 148.93 | 0.27875
2018-06-07 07:00 | 43836.274 | 444 | 180 | 2127 | 2528 | 2.61 | 0.8 | 2.97 | 2.21 | 573.5376 | 1.308% | 15.1618 | 1.884 | 82.6518 | 73.0967 | 172.7943 | 0.30128
2018-06-07 08:00 | 46450.0498 | 467 | 263 | 2127 | 2528 | 3.11 | 2.31 | 3.27 | 2.61 | 623.1669 | 1.342% | 19.4848 | 8.1505 | 93.3111 | 88.5189 | 209.4653 | 0.33613
2018-06-07 09:00 | 49839.1025 | 459 | 274 | 2127 | 2528 | 4.1 | 1.7 | 3.5 | 4.01 | 680.8423 | 1.366% | 25.7083 | 6.3632 | 101.6979 | 138.4834 | 272.2528 | 0.39988
2018-06-07 10:00 | 53594.6201 | 523 | 211 | 1781 | 2405 | 4.09 | 0.28 | 2.95 | 4.09 | 751.8292 | 1.403% | 30.007 | 0.82878 | 73.7028 | 137.9864 | 242.525 | 0.32258
2018-06-07 11:00 | 56908.888 | 470 | 168 | 1781 | 2405 | 7.06 | 0.18 | 4.25 | 7.05 | 807.7729 | 1.419% | 47.099 | 0.42923 | 107.439 | 240.6653 | 395.6325 | 0.48978
2018-06-07 12:00 | 59830.3971 | 391 | 199 | 1781 | 2405 | 9.92 | 0.76 | 8.32 | 10.55 | 870.2253 | 1.454% | 56.4155 | 2.1998 | 215.5247 | 369.0433 | 643.1833 | 0.7391
2018-06-07 13:00 | 62623.1295 | 321 | 190 | 1781 | 2405 | 17.26 | 1.61 | 11.95 | 23.19 | 923.4307 | 1.475% | 81.6987 | 4.5108 | 313.835 | 822.4043 | 1222.4488 | 1.3238
2018-06-07 14:00 | 64726.2643 | 267 | 229 | 1375 | 2373 | 17.3 | 3.5 | 10 | 27.82 | 973.2616 | 1.504% | 69.4555 | 12.0518 | 206.753 | 992.6677 | 1280.928 | 1.3161
2018-06-07 15:00 | 65933.6354 | 247 | 223 | 1375 | 2373 | 23 | 3.5 | 10 | 39.3 | 1004.9641 | 1.524% | 86.5901 | 11.8964 | 209.5782 | 1421.4572 | 1729.522 | 1.721
2018-06-07 16:00 | 66047.2688 | 222 | 268 | 1375 | 2373 | 31.41 | 8.11 | 10.08 | 49.22 | 1036.5468 | 1.569% | 109.4347 | 34.1106 | 217.519 | 1833.0461 | 2194.1105 | 2.1168
2018-06-07 17:00 | 64461.707 | 215 | 322 | 1375 | 2373 | 12.54 | 2.29 | 4.15 | 24.54 | 1015.2725 | 1.575% | 42.4636 | 11.6137 | 89.8735 | 917.1769 | 1061.1278 | 1.0452
2018-06-07 18:00 | 61796.8398 | 239 | 434 | 1375 | 2441 | 10.37 | 2.31 | 2.94 | 15.43 | 974.1914 | 1.576% | 39.071 | 15.8045 | 63.7277 | 593.7611 | 712.3642 | 0.73124
2018-06-07 19:00 | 59217.2115 | 258 | 395 | 1375 | 2441 | 8.9 | 1.31 | 2.5 | 9.75 | 928.7445 | 1.568% | 36.0129 | 8.1155 | 53.9127 | 373.2679 | 471.309 | 0.50747
2018-06-07 20:00 | 56963.9013 | 238 | 372 | 1375 | 2441 | 6.89 | 1.03 | 2.5 | 8.25 | 881.7302 | 1.548% | 25.3824 | 5.9308 | 53.2082 | 311.715 | 396.2365 | 0.44939
2018-06-07 21:00 | 54858.0804 | 250 | 518 | 1375 | 2441 | 3.5 | 2.31 | 2.5 | 6 | 796.765 | 1.452% | 12.7086 | 17.3793 | 49.9266 | 212.7202 | 292.7347 | 0.3674
2018-06-07 22:00 | 51071.776 | 355 | 593 | 1088 | 2565 | 2.13 | 4.01 | 0.95 | 2.41 | 705.8415 | 1.382% | 10.4504 | 32.8644 | 14.285 | 85.434 | 143.0337 | 0.20264
2018-06-07 23:00 | 46949.6432 | 325 | 517 | 1088 | 2565 | 2.21 | 4.01 | 0.91 | 2 | 620.9162 | 1.323% | 9.499 | 27.418 | 13.094 | 67.845 | 117.8559 | 0.18981
2018-06-08 | 43420.6507 | 353 | 414 | 1088 | 2565 | 2 | 3.44 | 0.81 | 1.5 | 553.1694 | 1.274% | 8.9943 | 18.1435 | 11.2273 | 49.0163 | 87.3814 | 0.15796
2018-06-08 01:00 | 40897.4114 | 293 | 317 | 1088 | 2565 | 1.53 | 2.61 | 0.81 | 1.5 | 498.2652 | 1.218% | 5.4616 | 10.0801 | 10.7369 | 46.8752 | 73.1539 | 0.14682
2018-06-08 02:00 | 39055.1601 | 220 | 280 | 1510 | 2614 | 1 | 2.31 | 0.95 | 1.2 | 483.3217 | 1.238% | 2.7226 | 8.0044 | 17.7525 | 38.819 | 67.2985 | 0.13924
2018-06-08 03:00 | 37973.4703 | 272 | 223 | 1510 | 2614 | 1.21 | 2.11 | 0.95 | 1.21 | 457.8135 | 1.206% | 3.9679 | 5.6728 | 17.2945 | 38.1329 | 65.0681 | 0.14213
2018-06-08 04:00 | 37699.1028 | 229 | 195 | 1510 | 2614 | 1 | 1.98 | 0.97 | 1.2 | 463.1657 | 1.229% | 2.8135 | 4.7436 | 17.9951 | 38.5383 | 64.0904 | 0.13837
2018-06-08 05:00 | 38558.6116 | 383 | 199 | 1510 | 2614 | 1.53 | 1.49 | 0.95 | 1.5 | 485.7122 | 1.26% | 7.3816 | 3.7351 | 18.07 | 49.3918 | 78.5784 | 0.16178
2018-06-08 06:00 | 39843.3968 | 467 | 231 | 2127 | 2528 | 2.17 | 1.99 | 2.5 | 2 | 537.3641 | 1.349% | 13.6675 | 6.1998 | 71.7166 | 68.1898 | 159.7737 | 0.29733
2018-06-08 07:00 | 41301.1204 | 444 | 180 | 2127 | 2528 | 2.31 | 0.01 | 2.5 | 2.11 | 596.6926 | 1.445% | 14.8178 | 0.026005 | 76.8239 | 77.0634 | 168.7311 | 0.28278
2018-06-08 08:00 | 44066.04 | 467 | 263 | 2127 | 2528 | 2.4 | 1.14 | 2.5 | 2.21 | 614.4386 | 1.394% | 15.628 | 4.1806 | 74.145 | 77.9011 | 171.8547 | 0.27969
2018-06-08 09:00 | 47374.0462 | 459 | 274 | 2127 | 2528 | 3.45 | 0.8 | 3.2 | 3.2 | 649.4462 | 1.371% | 21.7087 | 3.005 | 93.3083 | 110.8995 | 228.9215 | 0.35249
2018-06-08 10:00 | 51414.6448 | 523 | 211 | 1781 | 2405 | 4.16 | 0.01 | 2.5 | 4.16 | 726.3176 | 1.413% | 30.7351 | 0.029807 | 62.899 | 141.3345 | 234.9984 | 0.32355
2018-06-08 11:00 | 55124.305 | 470 | 168 | 1781 | 2405 | 5.87 | 0.19 | 2.77 | 5.87 | 789.0529 | 1.431% | 39.4911 | 0.4569 | 70.6166 | 202.0767 | 312.6412 | 0.39622
2018-06-08 12:00 | 58372.4391 | 391 | 199 | 1781 | 2405 | 8.68 | 0.77 | 7.43 | 9.53 | 861.6163 | 1.476% | 50.0959 | 2.2618 | 195.3254 | 338.3094 | 585.9926 | 0.68011
2018-06-08 13:00 | 61180.9821 | 321 | 190 | 1781 | 2405 | 17.39 | 1.17 | 10 | 22.69 | 921.424 | 1.506% | 84.0713 | 3.348 | 268.2298 | 821.8502 | 1177.4993 | 1.2779
2018-06-08 14:00 | 63191.8971 | 267 | 229 | 1375 | 2373 | 19.21 | 3.43 | 8.82 | 30.33 | 977.8748 | 1.547% | 79.3707 | 12.1549 | 187.6693 | 1113.761 | 1392.9559 | 1.4245
2018-06-08 15:00 | 64565.5673 | 247 | 223 | 1375 | 2373 | 28.55 | 3.5 | 8.92 | 42.48 | 1023.2653 | 1.585% | 111.761 | 12.3697 | 194.3814 | 1597.6054 | 1916.1175 | 1.8726
2018-06-08 16:00 | 65155.6386 | 222 | 268 | 1375 | 2373 | 29.34 | 6.07 | 9.13 | 45.77 | 1034.5163 | 1.588% | 103.4185 | 25.8291 | 199.3236 | 1724.5031 | 2053.0743 | 1.9846
2018-06-08 17:00 | 64545.2841 | 215 | 322 | 1375 | 2373 | 12.52 | 1.87 | 3.71 | 25 | 1018.5882 | 1.578% | 42.4793 | 9.5024 | 80.5028 | 936.207 | 1068.6913 | 1.0492
2018-06-08 18:00 | 62626.0677 | 239 | 434 | 1375 | 2441 | 8.96 | 2.11 | 2.31 | 15.16 | 975.3274 | 1.557% | 33.3504 | 14.2616 | 49.4664 | 576.3181 | 673.3964 | 0.69043
2018-06-08 19:00 | 60019.3255 | 258 | 395 | 1375 | 2441 | 6.62 | 1.21 | 2.5 | 8.1 | 913.7605 | 1.522% | 26.0027 | 7.2765 | 52.334 | 301.0191 | 386.6324 | 0.42312
2018-06-08 20:00 | 57372.0752 | 238 | 372 | 1375 | 2441 | 4.36 | 0.99 | 2.5 | 6 | 862.0815 | 1.503% | 15.5923 | 5.5338 | 51.6524 | 220.073 | 292.8516 | 0.3397
2018-06-08 21:00 | 55193.0703 | 250 | 518 | 1375 | 2441 | 2.21 | 2.11 | 2.21 | 4.48 | 782.8647 | 1.418% | 7.8367 | 15.503 | 43.102 | 155.1129 | 221.5545 | 0.283
2018-06-08 22:00 | 51817.0927 | 355 | 593 | 1088 | 2565 | 2.12 | 3.5 | 0.94 | 2.44 | 700.0816 | 1.351% | 10.1681 | 28.0413 | 13.8176 | 84.5576 | 136.5846 | 0.1951
2018-06-08 23:00 | 48115.5973 | 325 | 517 | 1088 | 2565 | 2.21 | 4.01 | 0.9 | 2 | 621.1267 | 1.291% | 9.2719 | 26.7627 | 12.6405 | 66.2234 | 114.8986 | 0.18498
2018-06-09 | 44736.6295 | 353 | 414 | 1088 | 2565 | 2.31 | 3.5 | 0.8 | 2.31 | 553.1016 | 1.236% | 10.0816 | 17.9147 | 10.7612 | 73.2556 | 112.0131 | 0.20252
2018-06-09 01:00 | 41827.6891 | 293 | 317 | 1088 | 2565 | 1.53 | 2.61 | 0.8 | 1.53 | 507.6373 | 1.214% | 5.4406 | 10.0413 | 10.5635 | 47.6287 | 73.6741 | 0.14513
2018-06-09 02:00 | 39853.9433 | 220 | 280 | 1510 | 2614 | 1.53 | 2.24 | 0.94 | 1.5 | 482.6604 | 1.211% | 4.0765 | 7.5959 | 17.19 | 47.4862 | 76.3485 | 0.15818
2018-06-09 03:00 | 38519.9134 | 272 | 223 | 1510 | 2614 | 1.53 | 2.11 | 0.94 | 1.5 | 464.7422 | 1.206% | 5.021 | 5.6769 | 17.125 | 47.3068 | 75.1298 | 0.16166
2018-06-09 04:00 | 37805.4681 | 229 | 195 | 1510 | 2614 | 1.53 | 1.64 | 0.96 | 1.5 | 459.7546 | 1.216% | 4.2609 | 3.8891 | 17.6287 | 47.6835 | 73.4622 | 0.15979
2018-06-09 05:00 | 37750.1184 | 383 | 199 | 1510 | 2614 | 2 | 1.68 | 0.94 | 1.5 | 459.3858 | 1.217% | 9.3215 | 4.0684 | 17.2729 | 47.7151 | 78.3779 | 0.17061
2018-06-09 06:00 | 37855.4433 | 467 | 231 | 2127 | 2528 | 2.44 | 2.61 | 2.5 | 2.21 | 489.5069 | 1.293% | 14.7346 | 7.7962 | 68.7603 | 72.2437 | 163.5348 | 0.33408
2018-06-09 07:00 | 39110.8411 | 444 | 180 | 2127 | 2528 | 2.51 | 2.11 | 2.5 | 2.5 | 550.7937 | 1.408% | 15.6945 | 5.3487 | 74.8858 | 89.0039 | 184.9329 | 0.33576
2018-06-09 08:00 | 42574.708 | 467 | 263 | 2127 | 2528 | 2.98 | 2.31 | 2.5 | 2.98 | 615.1388 | 1.445% | 20.1073 | 8.7779 | 76.8297 | 108.8466 | 214.5615 | 0.3488
2018-06-09 09:00 | 46655.7331 | 459 | 274 | 2127 | 2528 | 3.99 | 2.11 | 3.39 | 3.99 | 689.4916 | 1.478% | 27.0651 | 8.5439 | 106.5593 | 149.0644 | 291.2327 | 0.42239
2018-06-09 10:00 | 50555.4339 | 523 | 211 | 1781 | 2405 | 5.08 | 0.41 | 2.5 | 5.08 | 762.2705 | 1.508% | 40.0596 | 1.3044 | 67.1344 | 184.2129 | 292.7113 | 0.384
2018-06-09 11:00 | 54047.1132 | 470 | 168 | 1781 | 2405 | 8 | 0.16 | 3.18 | 9.41 | 826.9967 | 1.53% | 57.5333 | 0.4113 | 86.6607 | 346.2869 | 490.8922 | 0.59358
2018-06-09 12:00 | 56770.4853 | 391 | 199 | 1781 | 2405 | 11.62 | 0.56 | 8.02 | 16.62 | 881.2416 | 1.552% | 70.527 | 1.7299 | 221.723 | 620.4667 | 914.4465 | 1.0377
2018-06-09 13:00 | 58323.5205 | 321 | 190 | 1781 | 2405 | 13.48 | 1.25 | 5.64 | 19.64 | 923.6595 | 1.584% | 68.5272 | 3.7612 | 159.0784 | 748.0398 | 979.4067 | 1.0604
2018-06-09 14:00 | 59366.0488 | 267 | 229 | 1375 | 2373 | 25.06 | 2.11 | 9.79 | 39.75 | 970.199 | 1.634% | 109.349 | 7.8966 | 219.9926 | 1541.5498 | 1878.788 | 1.9365
2018-06-09 15:00 | 59960.8336 | 247 | 223 | 1375 | 2373 | 30.19 | 2.85 | 9.9 | 45.4 | 982.0368 | 1.638% | 122.1294 | 10.409 | 222.9451 | 1764.4677 | 2119.9513 | 2.1587
2018-06-09 16:00 | 60156.4817 | 222 | 268 | 1375 | 2373 | 28.97 | 3.25 | 10 | 46.56 | 938.9641 | 1.561% | 100.3848 | 13.5952 | 214.6195 | 1724.5559 | 2053.1554 | 2.1866
2018-06-09 17:00 | 59591.1953 | 215 | 322 | 1375 | 2373 | 12.69 | 2.26 | 4.49 | 21.83 | 886.2461 | 1.487% | 40.5763 | 10.8227 | 91.8166 | 770.4132 | 913.6289 | 1.0309
2018-06-09 18:00 | 58342.3574 | 239 | 434 | 1375 | 2441 | 8.31 | 2.11 | 2.5 | 15.52 | 845.9264 | 1.45% | 28.797 | 13.2776 | 49.8415 | 549.2981 | 641.2143 | 0.758
2018-06-09 19:00 | 56201.5081 | 258 | 395 | 1375 | 2441 | 8.21 | 1.52 | 2.47 | 11.34 | 809.2706 | 1.44% | 30.5006 | 8.6454 | 48.9041 | 398.5902 | 486.6404 | 0.60133
2018-06-09 20:00 | 54030.2565 | 238 | 372 | 1375 | 2441 | 4.71 | 1.28 | 2.5 | 8.58 | 774.1706 | 1.433% | 16.0619 | 6.8226 | 49.2541 | 300.0922 | 372.2309 | 0.48081
2018-06-09 21:00 | 52676.9641 | 250 | 518 | 1375 | 2441 | 3 | 2.61 | 1.91 | 7.21 | 709.1855 | 1.346% | 10.0972 | 18.2016 | 35.357 | 236.9421 | 300.5978 | 0.42386
2018-06-09 22:00 | 50035.5794 | 355 | 593 | 1088 | 2565 | 2.21 | 3.5 | 0.98 | 4.84 | 632.7524 | 1.265% | 9.9215 | 26.2469 | 13.4837 | 156.9956 | 206.6477 | 0.32659
2018-06-09 23:00 | 46996.319 | 325 | 517 | 1088 | 2565 | 3.44 | 6 | 0.97 | 3.45 | 562.0003 | 1.196% | 13.3695 | 37.0949 | 12.6204 | 105.8228 | 168.9076 | 0.30055
2018-06-10 | 44076.5631 | 353 | 414 | 1088 | 2565 | 1.53 | 3.5 | 0.79 | 1.53 | 499.9699 | 1.134% | 6.1264 | 16.4363 | 9.7497 | 44.5159 | 76.8283 | 0.15367
2018-06-10 01:00 | 41721.1852 | 293 | 317 | 1088 | 2565 | 1.53 | 2.32 | 0.79 | 1.53 | 466.1364 | 1.117% | 5.0086 | 8.2168 | 9.6031 | 43.8465 | 66.6751 | 0.14304
2018-06-10 02:00 | 40011.1416 | 220 | 280 | 1510 | 2614 | 1.3 | 2.27 | 0.93 | 1.5 | 446.5324 | 1.116% | 3.1918 | 7.0934 | 15.6723 | 43.7592 | 69.7167 | 0.15613
2018-06-10 03:00 | 38842.9707 | 272 | 223 | 1510 | 2614 | 1.53 | 2.11 | 0.93 | 1.5 | 431.4036 | 1.111% | 4.622 | 5.2259 | 15.5966 | 43.548 | 68.9925 | 0.15993
2018-06-10 04:00 | 38187.2978 | 229 | 195 | 1510 | 2614 | 1.3 | 2.11 | 0.95 | 1.5 | 425.8081 | 1.115% | 3.3195 | 4.5879 | 15.9954 | 43.7212 | 67.624 | 0.15881
2018-06-10 05:00 | 38109.1064 | 383 | 199 | 1510 | 2614 | 2 | 2.11 | 0.93 | 1.5 | 428.3314 | 1.124% | 8.6095 | 4.7194 | 15.7838 | 44.0705 | 73.1832 | 0.17086
2018-06-10 06:00 | 38006.8356 | 467 | 231 | 2127 | 2528 | 2.4 | 2.31 | 2.95 | 2.21 | 462.3033 | 1.216% | 13.6331 | 6.4907 | 76.3229 | 67.9571 | 164.4037 | 0.35562
2018-06-10 07:00 | 38848.5071 | 444 | 180 | 2127 | 2528 | 2.51 | 2.11 | 2.5 | 2.51 | 532.2962 | 1.37% | 15.2699 | 5.204 | 72.8596 | 86.942 | 180.2754 | 0.33868
2018-06-10 08:00 | 41889.0915 | 467 | 263 | 2127 | 2528 | 2.61 | 2.31 | 2.69 | 2.61 | 612.25 | 1.462% | 17.815 | 8.8796 | 83.6272 | 96.4374 | 206.7592 | 0.3377
2018-06-10 09:00 | 45901.2968 | 459 | 274 | 2127 | 2528 | 3.86 | 2.31 | 3.62 | 3.86 | 678.1569 | 1.477% | 26.1761 | 9.3512 | 113.7578 | 144.1682 | 293.4534 | 0.43272
2018-06-10 10:00 | 49559.2291 | 523 | 211 | 1781 | 2405 | 4.28 | 0.89 | 2.69 | 4.28 | 756.0388 | 1.526% | 34.148 | 2.8648 | 73.0863 | 157.0285 | 267.1275 | 0.35333
2018-06-10 11:00 | 53159.0335 | 470 | 168 | 1781 | 2405 | 6 | 0.53 | 3.45 | 6.81 | 819.4931 | 1.542% | 43.4728 | 1.3726 | 94.7221 | 252.482 | 392.0495 | 0.4784
2018-06-10 12:00 | 56361.6074 | 391 | 199 | 1781 | 2405 | 7.35 | 0.98 | 6.87 | 7.35 | 871.8125 | 1.547% | 44.4533 | 3.0166 | 189.2607 | 273.4275 | 510.1581 | 0.58517
2018-06-10 13:00 | 58994.4046 | 321 | 190 | 1781 | 2405 | 10 | 1.83 | 8 | 15.5 | 920.9882 | 1.561% | 50.1128 | 5.4281 | 222.4319 | 581.9558 | 859.9286 | 0.9337
2018-06-10 14:00 | 60915.5755 | 267 | 229 | 1375 | 2373 | 13.07 | 2.86 | 8 | 22.26 | 962.236 | 1.58% | 55.1239 | 10.3456 | 173.7585 | 834.4036 | 1073.6316 | 1.1158
2018-06-10 15:00 | 62031.2662 | 247 | 223 | 1375 | 2373 | 22.72 | 3.5 | 8.5 | 35 | 993.7583 | 1.602% | 89.9033 | 12.5038 | 187.237 | 1330.5644 | 1620.2085 | 1.6304
2018-06-10 16:00 | 62812.1383 | 222 | 268 | 1375 | 2373 | 25.11 | 4.67 | 8 | 38.47 | 1013.5504 | 1.614% | 89.9501 | 20.1954 | 177.4984 | 1473.0643 | 1760.7082 | 1.7372
2018-06-10 17:00 | 63014.9101 | 215 | 322 | 1375 | 2373 | 11.53 | 3.41 | 3.87 | 20.68 | 1001.8701 | 1.59% | 39.4127 | 17.4574 | 84.6022 | 780.2188 | 921.691 | 0.91997
2018-06-10 18:00 | 61878.6878 | 239 | 434 | 1375 | 2441 | 7.64 | 3.84 | 2.5 | 13.5 | 964.9501 | 1.559% | 28.4744 | 25.9887 | 53.6051 | 513.8843 | 621.9525 | 0.64454
2018-06-10 19:00 | 59739.0739 | 258 | 395 | 1375 | 2441 | 6.38 | 2.21 | 2.04 | 8 | 906.1155 | 1.517% | 24.9669 | 13.2408 | 42.5459 | 296.1985 | 376.9521 | 0.41601
2018-06-10 20:00 | 57907.6478 | 238 | 372 | 1375 | 2441 | 4.93 | 2.11 | 2.25 | 8 | 867.2298 | 1.498% | 17.572 | 11.755 | 46.3323 | 292.453 | 368.1123 | 0.42447
2018-06-10 21:00 | 56347.9222 | 250 | 518 | 1375 | 2441 | 3.08 | 2.61 | 2.08 | 6.65 | 784.2251 | 1.392% | 10.7165 | 18.8163 | 39.8042 | 225.9188 | 295.2557 | 0.37649
2018-06-10 22:00 | 52970.5114 | 355 | 593 | 1088 | 2565 | 2.31 | 6 | 0.97 | 4 | 687.1347 | 1.297% | 10.6377 | 46.1545 | 13.6902 | 133.093 | 203.5753 | 0.29627
2018-06-10 23:00 | 48946.2275 | 325 | 517 | 1088 | 2565 | 3 | 6 | 0.96 | 3.18 | 626.1177 | 1.279% | 12.4722 | 39.6806 | 13.3609 | 104.3401 | 169.8538 | 0.27128
2018-06-11 | 45579.1591 | 353 | 414 | 1088 | 2565 | 2.01 | 4.01 | 0.78 | 2.11 | 592.5672 | 1.3% | 9.2245 | 21.5832 | 11.033 | 70.3625 | 112.2032 | 0.18935
2018-06-11 01:00 | 43291.4921 | 293 | 317 | 1088 | 2565 | 1.91 | 3 | 0.78 | 2.11 | 543.5726 | 1.256% | 7.0268 | 11.9409 | 10.6556 | 67.9555 | 97.5788 | 0.17951
2018-06-11 02:00 | 41842.0488 | 220 | 280 | 1510 | 2614 | 1.53 | 3.5 | 0.95 | 1.53 | 504.3729 | 1.205% | 4.0574 | 11.8131 | 17.2918 | 48.2099 | 81.3722 | 0.16133
2018-06-11 03:00 | 41031.9638 | 272 | 223 | 1510 | 2614 | 1.53 | 2.14 | 0.95 | 1.73 | 478.7128 | 1.167% | 4.8553 | 5.5676 | 16.7361 | 52.76 | 79.9189 | 0.16695
2018-06-11 04:00 | 41186.8343 | 229 | 195 | 1510 | 2614 | 1.53 | 2.11 | 0.97 | 1.73 | 478.0973 | 1.161% | 4.0671 | 4.7761 | 17.0023 | 52.494 | 78.3395 | 0.16386
2018-06-11 05:00 | 42362.9459 | 383 | 199 | 1510 | 2614 | 2.07 | 1.29 | 0.97 | 2.11 | 504.8395 | 1.192% | 9.4479 | 3.0592 | 17.4548 | 65.7287 | 95.6907 | 0.18955
2018-06-11 06:00 | 44021.5423 | 467 | 231 | 2127 | 2528 | 2.74 | 2.11 | 3 | 2.74 | 531.5451 | 1.207% | 15.4505 | 5.8853 | 77.0484 | 83.6378 | 182.022 | 0.34244
2018-06-11 07:00 | 45456.9212 | 444 | 180 | 2127 | 2528 | 4 | 0.52 | 3.53 | 4.13 | 567.2874 | 1.248% | 22.1639 | 1.1681 | 93.7012 | 130.2958 | 247.329 | 0.43599
2018-06-11 08:00 | 47838.72 | 467 | 263 | 2127 | 2528 | 4.5 | 2.18 | 4 | 4.5 | 606.435 | 1.268% | 26.64 | 7.268 | 107.853 | 144.2096 | 285.9707 | 0.47156
2018-06-11 09:00 | 50744.402 | 459 | 274 | 2127 | 2528 | 4.09 | 2.31 | 3.78 | 4.09 | 668.2529 | 1.317% | 24.7223 | 8.3352 | 105.8795 | 136.1611 | 275.0981 | 0.41167
2018-06-11 10:00 | 53831.9983 | 523 | 211 | 1781 | 2405 | 6 | 0.8 | 3 | 6 | 729.8895 | 1.356% | 42.5471 | 2.2887 | 72.4439 | 195.6514 | 312.931 | 0.42874
2018-06-11 11:00 | 56863.6044 | 470 | 168 | 1781 | 2405 | 8.5 | 0.62 | 4.25 | 10.17 | 794.9105 | 1.398% | 55.8471 | 1.4561 | 105.8124 | 341.9164 | 505.032 | 0.63533
2018-06-11 12:00 | 59444.5547 | 391 | 199 | 1781 | 2405 | 10.79 | 1.47 | 7.19 | 12.37 | 859.0972 | 1.445% | 60.9717 | 4.2277 | 185.0645 | 429.9471 | 680.2109 | 0.79177
2018-06-11 13:00 | 62021.6871 | 321 | 190 | 1781 | 2405 | 15.08 | 1.99 | 11.54 | 21.75 | 912.637 | 1.471% | 71.2297 | 5.5637 | 302.4296 | 769.713 | 1148.9359 | 1.2589
2018-06-11 14:00 | 63974.5976 | 267 | 229 | 1375 | 2373 | 20.27 | 2.61 | 8.72 | 28.49 | 963.0484 | 1.505% | 81.4715 | 8.9974 | 180.4927 | 1017.7256 | 1288.6872 | 1.3381
2018-06-11 15:00 | 65637.9788 | 247 | 223 | 1375 | 2373 | 31.63 | 2.61 | 19.4 | 43.2 | 1006.9964 | 1.534% | 119.8585 | 8.9293 | 409.2391 | 1572.7301 | 2110.757 | 2.0961
2018-06-11 16:00 | 66597.4433 | 222 | 268 | 1375 | 2373 | 56.81 | 3.5 | 22 | 68.96 | 1025.8421 | 1.54% | 194.2678 | 14.4486 | 465.9597 | 2520.6814 | 3195.3574 | 3.1149
2018-06-11 17:00 | 66452.0436 | 215 | 322 | 1375 | 2373 | 17.25 | 2.85 | 10 | 30.2 | 1024.3021 | 1.541% | 57.1672 | 14.1456 | 211.9446 | 1104.6493 | 1387.9067 | 1.355
2018-06-11 18:00 | 65208.7617 | 239 | 434 | 1375 | 2441 | 15 | 2.11 | 5.6 | 24.04 | 991.3015 | 1.52% | 54.4991 | 13.921 | 117.0551 | 892.0764 | 1077.5516 | 1.087
2018-06-11 19:00 | 62838.5843 | 258 | 395 | 1375 | 2441 | 10.85 | 1.95 | 2.5 | 14.01 | 935.8057 | 1.489% | 41.6878 | 11.4707 | 51.192 | 509.29 | 613.6405 | 0.65574
2018-06-11 20:00 | 60474.3496 | 238 | 372 | 1375 | 2441 | 8 | 1.64 | 2.5 | 9.55 | 875.2565 | 1.447% | 27.5569 | 8.8298 | 49.7516 | 337.3924 | 423.5307 | 0.48389
2018-06-11 21:00 | 58618.2757 | 250 | 518 | 1375 | 2441 | 5.4 | 2.11 | 2.29 | 9.81 | 780.4988 | 1.331% | 17.9752 | 14.553 | 41.9254 | 318.8423 | 393.2959 | 0.5039
2018-06-11 22:00 | 54712.2913 | 355 | 593 | 1088 | 2565 | 2.63 | 3.5 | 0.96 | 4 | 671.9606 | 1.228% | 11.4668 | 25.4907 | 12.828 | 126.0104 | 175.7959 | 0.26162
2018-06-11 23:00 | 50439.6634 | 325 | 517 | 1088 | 2565 | 2.31 | 4.58 | 0.95 | 2.31 | 594.6176 | 1.179% | 8.8504 | 27.914 | 12.1848 | 69.8498 | 118.7989 | 0.19979
2018-06-12 | 46985.9352 | 353 | 414 | 1088 | 2565 | 1.9 | 3.98 | 0.77 | 1.95 | 535.68 | 1.14% | 7.6466 | 18.7854 | 9.5512 | 57.0242 | 93.0074 | 0.17362
2018-06-12 01:00 | 44539.1728 | 293 | 317 | 1088 | 2565 | 1.53 | 2.61 | 0.77 | 1.53 | 505.9762 | 1.136% | 5.0927 | 9.3991 | 9.5172 | 44.5827 | 68.5917 | 0.13556
2018-06-12 02:00 | 42903.361 | 220 | 280 | 1510 | 2614 | 1.33 | 2.43 | 0.95 | 1.53 | 493.234 | 1.15% | 3.3638 | 7.8221 | 16.4916 | 45.9789 | 73.6565 | 0.14933
2018-06-12 03:00 | 41833.833 | 272 | 223 | 1510 | 2614 | 1.53 | 1.23 | 0.95 | 1.53 | 488.4034 | 1.167% | 4.8586 | 3.2023 | 16.7476 | 46.6926 | 71.5011 | 0.1464
2018-06-12 04:00 | 41527.0589 | 229 | 195 | 1510 | 2614 | 1.33 | 0.83 | 0.97 | 1.53 | 499.286 | 1.202% | 3.6619 | 1.9459 | 17.6103 | 48.0856 | 71.3038 | 0.14281
2018-06-12 05:00 | 42563.0927 | 383 | 199 | 1510 | 2614 | 1.57 | 0.26 | 0.96 | 1.53 | 522.7207 | 1.228% | 7.3847 | 0.63542 | 17.8027 | 49.1172 | 74.94 | 0.14337
2018-06-12 06:00 | 44093.2737 | 467 | 231 | 2127 | 2528 | 2.61 | 0.8 | 2.83 | 2.31 | 549.9573 | 1.247% | 15.2025 | 2.3049 | 75.0776 | 72.8359 | 165.4209 | 0.30079
2018-06-12 07:00 | 45464.9056 | 444 | 180 | 2127 | 2528 | 3.15 | 0.26 | 3.15 | 3.15 | 586.492 | 1.29% | 18.0418 | 0.60371 | 86.4299 | 102.7243 | 207.7997 | 0.35431
2018-06-12 08:00 | 47827.956 | 467 | 263 | 2127 | 2528 | 3.68 | 1.15 | 3.28 | 3.88 | 628.5871 | 1.314% | 22.5865 | 3.975 | 91.6906 | 128.9117 | 247.1638 | 0.39321
2018-06-12 09:00 | 50943.3828 | 459 | 274 | 2127 | 2528 | 4.05 | 0.8 | 3.73 | 4.05 | 697.1961 | 1.369% | 25.441 | 2.9999 | 108.5784 | 140.1197 | 277.1391 | 0.39751
2018-06-12 10:00 | 54318.1452 | 523 | 211 | 1781 | 2405 | 6 | 0.03 | 2.95 | 6 | 765.7183 | 1.41% | 44.2361 | 0.089233 | 74.0645 | 203.4185 | 321.8083 | 0.42027
2018-06-12 11:00 | 57739.607 | 470 | 168 | 1781 | 2405 | 9.17 | 0.25 | 4.5 | 9.32 | 826.8111 | 1.432% | 61.7163 | 0.60143 | 114.7649 | 320.9693 | 498.0518 | 0.60238
2018-06-12 12:00 | 60662.7711 | 391 | 199 | 1781 | 2405 | 12.82 | 0.8 | 8 | 14.32 | 885.0766 | 1.459% | 73.1347 | 2.3227 | 207.8799 | 502.4776 | 785.815 | 0.88785
2018-06-12 13:00 | 63402.6901 | 321 | 190 | 1781 | 2405 | 19.61 | 1.55 | 16.26 | 26.33 | 939.4037 | 1.482% | 93.2668 | 4.3634 | 429.0709 | 938.2326 | 1464.9337 | 1.5594
2018-06-12 14:00 | 65354.287 | 267 | 229 | 1375 | 2373 | 20.7 | 2.97 | 8.75 | 31.75 | 984.0431 | 1.506% | 83.2188 | 10.2408 | 181.1552 | 1134.4399 | 1409.0547 | 1.4319
2018-06-12 15:00 | 66615.9726 | 247 | 223 | 1375 | 2373 | 29.97 | 3 | 13.1 | 43.26 | 1012.9467 | 1.521% | 112.562 | 10.1727 | 273.8938 | 1560.9626 | 1957.5911 | 1.9326
2018-06-12 16:00 | 67102.1692 | 222 | 268 | 1375 | 2373 | 34.15 | 3.5 | 15.59 | 49.59 | 1024.9797 | 1.527% | 115.8037 | 14.3279 | 327.4368 | 1797.5068 | 2255.0751 | 2.2001
2018-06-12 17:00 | 66591.3587 | 215 | 322 | 1375 | 2373 | 11.85 | 2.19 | 5.91 | 26.7 | 1020.7622 | 1.533% | 39.0538 | 10.8095 | 124.5652 | 971.2158 | 1145.6444 | 1.1223
2018-06-12 18:00 | 65270.7324 | 239 | 434 | 1375 | 2441 | 11.48 | 2.26 | 3.66 | 19.38 | 989.1666 | 1.515% | 41.5806 | 14.8645 | 76.2667 | 716.923 | 849.6347 | 0.85894
2018-06-12 19:00 | 62815.93 | 258 | 395 | 1375 | 2441 | 9.27 | 1.38 | 2.5 | 10.44 | 948.617 | 1.51% | 36.1177 | 8.2318 | 51.9115 | 384.8481 | 481.1092 | 0.50717
2018-06-12 20:00 | 60177.5895 | 238 | 372 | 1375 | 2441 | 7.42 | 1.14 | 2.5 | 8.27 | 907.1524 | 1.507% | 26.6211 | 6.3928 | 51.8189 | 304.3118 | 389.1446 | 0.42897
2018-06-12 21:00 | 57959.1907 | 250 | 518 | 1375 | 2441 | 6.1 | 2.21 | 1.66 | 6.65 | 816.3161 | 1.408% | 21.4786 | 16.1235 | 32.1475 | 228.6259 | 298.3754 | 0.36551
2018-06-12 22:00 | 54001.2626 | 355 | 593 | 1088 | 2565 | 2.24 | 4.01 | 0.95 | 4 | 709.2721 | 1.313% | 10.4444 | 31.2326 | 13.5757 | 134.7585 | 190.0113 | 0.2679
2018-06-12 23:00 | 49767.3932 | 325 | 517 | 1088 | 2565 | 3.24 | 5.26 | 0.94 | 3.24 | 620.9468 | 1.248% | 13.1383 | 33.9302 | 12.7605 | 103.6912 | 163.5201 | 0.26334
2018-06-13 | 46253.3102 | 353 | 414 | 1088 | 2565 | 2.11 | 3.72 | 0.76 | 2.11 | 558.9239 | 1.208% | 9.0005 | 18.6103 | 9.992 | 65.4003 | 103.0031 | 0.18429
2018-06-13 01:00 | 43609.5384 | 293 | 317 | 1088 | 2565 | 1.9 | 2.99 | 0.76 | 2 | 519.4517 | 1.191% | 6.6311 | 11.29 | 9.8493 | 61.1056 | 88.876 | 0.1711
2018-06-13 02:00 | 41815.9472 | 220 | 280 | 1510 | 2614 | 1.4 | 2.72 | 0.95 | 1.53 | 486.9857 | 1.165% | 3.5869 | 8.8695 | 16.7061 | 46.577 | 75.7395 | 0.15553
2018-06-13 03:00 | 40830.5537 | 272 | 223 | 1510 | 2614 | 1.53 | 2.11 | 0.95 | 1.53 | 478.452 | 1.172% | 4.8766 | 5.5137 | 16.8095 | 46.8652 | 74.0648 | 0.1548
2018-06-13 04:00 | 40586.8596 | 229 | 195 | 1510 | 2614 | 1.53 | 1.55 | 0.97 | 1.56 | 507.3079 | 1.25% | 4.3794 | 3.7779 | 18.3077 | 50.9702 | 77.4353 | 0.15264
2018-06-13 05:00 | 41749.5631 | 383 | 199 | 1510 | 2614 | 2.01 | 1.08 | 0.95 | 2 | 548.396 | 1.314% | 10.112 | 2.8231 | 18.8427 | 68.6717 | 100.4495 | 0.18317
2018-06-13 06:00 | 43178.6458 | 467 | 231 | 2127 | 2528 | 2.61 | 2.11 | 3 | 2.11 | 579.2203 | 1.341% | 16.3505 | 6.5384 | 85.598 | 71.5541 | 180.0409 | 0.31083
2018-06-13 07:00 | 44474.5178 | 444 | 180 | 2127 | 2528 | 2.88 | 0.8 | 2.88 | 2.31 | 618.555 | 1.391% | 17.7845 | 2.0028 | 85.1975 | 81.2187 | 186.2035 | 0.30103
2018-06-13 08:00 | 46963.5761 | 467 | 263 | 2127 | 2528 | 3.58 | 1.05 | 3.27 | 3.58 | 666.3101 | 1.419% | 23.72 | 3.918 | 98.6803 | 128.403 | 254.7213 | 0.38229
2018-06-13 09:00 | 50245.2607 | 459 | 274 | 2127 | 2528 | 4.02 | 2.11 | 3.71 | 4.02 | 733.1308 | 1.459% | 26.9231 | 8.4357 | 115.1404 | 148.2824 | 298.7816 | 0.40754
2018-06-13 10:00 | 53929.8756 | 523 | 211 | 1781 | 2405 | 5.39 | 0.04 | 2.5 | 5.39 | 803.6642 | 1.49% | 42.0084 | 0.12577 | 66.3513 | 193.1742 | 301.6596 | 0.37536
2018-06-13 11:00 | 57312.0465 | 470 | 168 | 1781 | 2405 | 8.02 | 0.21 | 4.86 | 9.68 | 865.1024 | 1.509% | 56.8976 | 0.53254 | 130.6537 | 351.4083 | 539.4922 | 0.62362
2018-06-13 12:00 | 60381.7571 | 391 | 199 | 1781 | 2405 | 14.34 | 0.8 | 9 | 17.45 | 924.6716 | 1.531% | 85.8633 | 2.438 | 245.4642 | 642.6763 | 976.4418 | 1.056
2018-06-13 13:00 | 63320.3873 | 321 | 190 | 1781 | 2405 | 29.14 | 1.38 | 19.71 | 35.48 | 974.5952 | 1.539% | 143.9711 | 4.0356 | 540.2954 | 1313.3467 | 2001.6488 | 2.0538
2018-06-13 14:00 | 65588.5058 | 267 | 229 | 1375 | 2373 | 26.6 | 3.04 | 9.58 | 37.48 | 1011.0096 | 1.541% | 109.4764 | 10.7309 | 203.0466 | 1370.9603 | 1694.2142 | 1.6758
2018-06-13 15:00 | 67063.1367 | 247 | 223 | 1375 | 2373 | 26.58 | 3.11 | 14.57 | 37.71 | 1023.5904 | 1.526% | 100.2061 | 10.5854 | 305.7768 | 1365.8299 | 1782.3982 | 1.7413
2018-06-13 16:00 | 67664.5859 | 222 | 268 | 1375 | 2373 | 28.62 | 3.5 | 16.72 | 40.78 | 1061.8215 | 1.569% | 99.704 | 14.7195 | 360.7689 | 1518.5708 | 1993.7631 | 1.8777
2018-06-13 17:00 | 67357.0097 | 215 | 322 | 1375 | 2373 | 12.89 | 1.83 | 6.05 | 23.01 | 1050.7987 | 1.56% | 43.2343 | 9.1927 | 129.7761 | 851.8264 | 1034.0295 | 0.98404
2018-06-13 18:00 | 66072.6562 | 239 | 434 | 1375 | 2441 | 9.78 | 2.11 | 3.45 | 16.8 | 1016.1097 | 1.538% | 35.9464 | 14.0829 | 72.9526 | 630.6609 | 753.6427 | 0.74169
2018-06-13 19:00 | 63549.3086 | 258 | 395 | 1375 | 2441 | 8 | 1.23 | 1.88 | 8.2 | 967.1673 | 1.522% | 31.4124 | 7.3942 | 39.3415 | 304.6298 | 382.7779 | 0.39577
2018-06-13 20:00 | 60840.3024 | 238 | 372 | 1375 | 2441 | 6.08 | 0.98 | 2.48 | 6.45 | 918.7271 | 1.51% | 21.8512 | 5.5051 | 51.4932 | 237.7512 | 316.6006 | 0.34461
2018-06-13 21:00 | 58374.8828 | 250 | 518 | 1375 | 2441 | 3.51 | 2.61 | 1.45 | 6 | 820.3556 | 1.405% | 12.3317 | 18.9997 | 28.0186 | 205.8236 | 265.1736 | 0.32324
2018-06-13 22:00 | 54284.2962 | 355 | 593 | 1088 | 2565 | 2.11 | 3.5 | 0.94 | 3.57 | 726.0547 | 1.338% | 10.0186 | 27.7599 | 13.6789 | 122.4759 | 173.9333 | 0.23956
2018-06-13 23:00 | 50053.6901 | 325 | 517 | 1088 | 2565 | 3.56 | 4.52 | 0.93 | 3.59 | 622.462 | 1.244% | 14.3883 | 29.0607 | 12.5831 | 114.514 | 170.5461 | 0.27399
2018-06-14 | 46362.0807 | 353 | 414 | 1088 | 2565 | 2.11 | 3.6 | 0.75 | 1.8 | 557.6751 | 1.203% | 8.9593 | 17.9276 | 9.8154 | 55.5365 | 92.2388 | 0.1654
2018-06-14 01:00 | 43591.1552 | 293 | 317 | 1088 | 2565 | 1.53 | 2.99 | 0.75 | 1.53 | 512.5295 | 1.176% | 5.2708 | 11.1443 | 9.5942 | 46.1423 | 72.1516 | 0.14078
2018-06-14 02:00 | 41628.2047 | 220 | 280 | 1510 | 2614 | 1.53 | 2.8 | 0.94 | 1.53 | 464.64 | 1.116% | 3.757 | 8.7507 | 15.8429 | 44.6402 | 72.9908 | 0.15709
2018-06-14 03:00 | 40426.3522 | 272 | 223 | 1510 | 2614 | 1.53 | 2.31 | 0.94 | 1.53 | 437.7144 | 1.083% | 4.506 | 5.5775 | 15.3685 | 43.3035 | 68.7555 | 0.15708
2018-06-14 04:00 | 40065.7262 | 229 | 195 | 1510 | 2614 | 1.53 | 2.11 | 0.96 | 1.53 | 446.8738 | 1.115% | 3.9079 | 4.5891 | 16.1681 | 44.6076 | 69.2727 | 0.15502
2018-06-14 05:00 | 40911.1315 | 383 | 199 | 1510 | 2614 | 2.01 | 2.11 | 0.94 | 1.53 | 472.3257 | 1.155% | 8.8878 | 4.8477 | 16.3872 | 46.174 | 76.2967 | 0.16153
2018-06-14 06:00 | 42192.915 | 467 | 231 | 2127 | 2528 | 2.61 | 2.11 | 2.61 | 2.11 | 506.021 | 1.199% | 14.6179 | 5.8455 | 66.579 | 63.9718 | 151.0142 | 0.29843
2018-06-14 07:00 | 43833.3375 | 444 | 180 | 2127 | 2528 | 2.61 | 0.8 | 2.5 | 2.61 | 552.3743 | 1.26% | 14.6033 | 1.8146 | 67.0095 | 83.147 | 166.5745 | 0.30156
2018-06-14 08:00 | 46737.9095 | 467 | 263 | 2127 | 2528 | 3.2 | 2.31 | 2.89 | 3.2 | 618.4425 | 1.323% | 19.7741 | 8.0389 | 81.3383 | 107.0427 | 216.1941 | 0.34958
2018-06-14 09:00 | 50274.8623 | 459 | 274 | 2127 | 2528 | 4.25 | 2.11 | 3.65 | 4.25 | 690.9773 | 1.374% | 26.8111 | 7.946 | 106.7022 | 147.6655 | 289.1247 | 0.41843
2018-06-14 10:00 | 54087.2031 | 523 | 211 | 1781 | 2405 | 4.4 | 0.46 | 2.64 | 4.4 | 759.6467 | 1.404% | 32.32 | 1.3632 | 66.0366 | 148.6226 | 248.3424 | 0.32692
2018-06-14 11:00 | 57572.6709 | 470 | 168 | 1781 | 2405 | 6.75 | 0.25 | 4.88 | 7.33 | 826.4206 | 1.435% | 45.5393 | 0.60288 | 124.758 | 253.0485 | 423.9488 | 0.51299
2018-06-14 12:00 | 60510.8711 | 391 | 199 | 1781 | 2405 | 8.81 | 0.8 | 7.86 | 10.49 | 887.5042 | 1.467% | 50.5231 | 2.335 | 205.3163 | 370.022 | 628.1963 | 0.70782
2018-06-14 13:00 | 62958.7477 | 321 | 190 | 1781 | 2405 | 18.84 | 1.32 | 12.63 | 26.29 | 935.3682 | 1.486% | 89.8488 | 3.7261 | 334.1903 | 939.3602 | 1367.1254 | 1.4616
2018-06-14 14:00 | 63763.5442 | 267 | 229 | 1375 | 2373 | 22.68 | 2.56 | 2.5 | 33.09 | 985.9772 | 1.546% | 93.6373 | 9.065 | 53.1541 | 1214.1963 | 1370.0528 | 1.3895
2018-06-14 15:00 | 63690.4889 | 247 | 223 | 1375 | 2373 | 23.06 | 3.41 | 2.5 | 32.81 | 1017.7814 | 1.598% | 91.0199 | 12.1518 | 54.9317 | 1244.182 | 1402.2853 | 1.3778
2018-06-14 16:00 | 63810.471 | 222 | 268 | 1375 | 2373 | 21.39 | 3.5 | 2.5 | 31.13 | 1021.0483 | 1.6% | 75.9833 | 15.0092 | 55.0044 | 1182.0373 | 1328.0342 | 1.3007
2018-06-14 17:00 | 63406.9245 | 215 | 322 | 1375 | 2373 | 8.45 | 2.31 | 2.5 | 17.99 | 995.5427 | 1.57% | 28.5245 | 11.6786 | 53.9717 | 670.2736 | 764.4484 | 0.76787
2018-06-14 18:00 | 62436.7881 | 239 | 434 | 1375 | 2441 | 8.11 | 2.31 | 2.76 | 13.01 | 952.3511 | 1.525% | 29.5648 | 15.2918 | 57.8853 | 484.3972 | 587.1391 | 0.61652
2018-06-14 19:00 | 60600.9993 | 258 | 395 | 1375 | 2441 | 7.39 | 1.43 | 1.83 | 8.02 | 909.0784 | 1.5% | 28.6013 | 8.4733 | 37.7464 | 293.6728 | 368.4938 | 0.40535
2018-06-14 20:00 | 58407.8105 | 238 | 372 | 1375 | 2441 | 5.33 | 1.08 | 2.28 | 8.43 | 865.2034 | 1.481% | 18.7911 | 5.9513 | 46.4392 | 304.8194 | 376.001 | 0.43458
2018-06-14 21:00 | 56609.861 | 250 | 518 | 1375 | 2441 | 2.75 | 3.21 | 1.42 | 6.01 | 779.3873 | 1.377% | 9.4653 | 22.8926 | 26.8814 | 201.9777 | 261.2171 | 0.33516
2018-06-14 22:00 | 53081.873 | 355 | 593 | 1088 | 2565 | 2.31 | 6 | 0.93 | 4 | 673.6917 | 1.269% | 10.4077 | 45.1566 | 12.8418 | 130.2154 | 198.6215 | 0.29483
2018-06-14 23:00 | 49081.163 | 325 | 517 | 1088 | 2565 | 2.34 | 4.01 | 0.88 | 2.31 | 591.1844 | 1.205% | 9.1603 | 24.9714 | 11.5324 | 71.3687 | 117.0327 | 0.19796
2018-06-15 | 45572.4345 | 353 | 414 | 1088 | 2565 | 2.01 | 3.93 | 0.74 | 1.53 | 527.4197 | 1.157% | 8.2115 | 18.8299 | 9.3178 | 45.4185 | 81.7777 | 0.15505
2018-06-15 01:00 | 43066.5403 | 293 | 317 | 1088 | 2565 | 1.53 | 2.99 | 0.74 | 1.5 | 488.3316 | 1.134% | 5.0832 | 10.7474 | 9.1293 | 43.6268 | 68.5867 | 0.14045
2018-06-15 02:00 | 41241.6246 | 220 | 280 | 1510 | 2614 | 1.2 | 2.95 | 0.93 | 1.18 | 456.0644 | 1.106% | 2.9194 | 9.1342 | 15.5292 | 34.1097 | 61.6926 | 0.13527
2018-06-15 03:00 | 40039.2698 | 272 | 223 | 1510 | 2614 | 1.53 | 2.11 | 0.93 | 1.43 | 452.0591 | 1.129% | 4.6986 | 5.3125 | 15.8551 | 42.2037 | 68.0699 | 0.15058
2018-06-15 04:00 | 39689.5315 | 229 | 195 | 1510 | 2614 | 1.21 | 2.11 | 0.95 | 1.21 | 461.9133 | 1.164% | 3.2248 | 4.7885 | 16.6949 | 36.8108 | 61.5191 | 0.13318
2018-06-15 05:00 | 40495.402 | 383 | 199 | 1510 | 2614 | 2.01 | 2.05 | 0.93 | 1.5 | 487.8652 | 1.205% | 9.2745 | 4.9147 | 16.9182 | 47.2379 | 78.3453 | 0.16059
2018-06-15 06:00 | 41545.5624 | 467 | 231 | 2127 | 2528 | 2.61 | 2.11 | 2.5 | 2.11 | 512.1797 | 1.233% | 15.0264 | 6.0089 | 65.5549 | 65.7593 | 152.3495 | 0.29745
2018-06-15 07:00 | 43182.7617 | 444 | 180 | 2127 | 2528 | 2.61 | 0.8 | 2.15 | 2.11 | 553.6118 | 1.282% | 14.8566 | 1.8461 | 58.6274 | 68.384 | 143.7141 | 0.25959
2018-06-15 08:00 | 46408.8356 | 467 | 263 | 2127 | 2528 | 3.1 | 2.11 | 2.5 | 2.61 | 597.1241 | 1.287% | 18.627 | 7.1401 | 68.4182 | 84.8949 | 179.0801 | 0.2999
2018-06-15 09:00 | 49812.0827 | 459 | 274 | 2127 | 2528 | 3.82 | 1.31 | 3.23 | 3.82 | 659.7457 | 1.324% | 23.223 | 4.754 | 90.9938 | 127.9035 | 246.8743 | 0.3742
2018-06-15 10:00 | 53530.9401 | 523 | 211 | 1781 | 2405 | 4.55 | 0.39 | 2.5 | 4.55 | 731.707 | 1.367% | 32.5271 | 1.1248 | 60.8606 | 149.5749 | 244.0874 | 0.33359
2018-06-15 11:00 | 56550.8066 | 470 | 168 | 1781 | 2405 | 6.97 | 0.22 | 4.33 | 7.67 | 796.1472 | 1.408% | 46.1196 | 0.52034 | 108.5691 | 259.6958 | 414.9049 | 0.52114
2018-06-15 12:00 | 59129.9371 | 391 | 199 | 1781 | 2405 | 10.51 | 0.69 | 8 | 13.91 | 855.6819 | 1.447% | 59.4681 | 1.987 | 206.1858 | 484.1134 | 751.7545 | 0.87854
2018-06-15 13:00 | 61627.4043 | 321 | 190 | 1781 | 2405 | 17.34 | 1.28 | 12.7 | 25.89 | 904.2974 | 1.467% | 81.6755 | 3.5686 | 331.8983 | 913.6599 | 1330.8023 | 1.4716
2018-06-15 14:00 | 63721.7734 | 267 | 229 | 1375 | 2373 | 23.1 | 2.19 | 2.68 | 32.37 | 951.7131 | 1.494% | 92.1173 | 7.4903 | 55.0371 | 1147.2514 | 1301.8962 | 1.368
2018-06-15 15:00 | 65217.1295 | 247 | 223 | 1375 | 2373 | 27.99 | 3.53 | 2.79 | 35.58 | 966.7402 | 1.482% | 102.4821 | 11.6688 | 56.8663 | 1251.5603 | 1422.5775 | 1.4715
2018-06-15 16:00 | 65632.8161 | 222 | 268 | 1375 | 2373 | 22.04 | 3.11 | 2.5 | 31.26 | 945.4989 | 1.441% | 70.4863 | 12.007 | 49.5202 | 1068.6284 | 1200.6419 | 1.2699
2018-06-15 17:00 | 64963.4072 | 215 | 322 | 1375 | 2373 | 11.38 | 2.21 | 2.5 | 20 | 928.9995 | 1.43% | 34.9887 | 10.1764 | 49.1575 | 678.6946 | 773.0172 | 0.8321
2018-06-15 18:00 | 63286.3834 | 239 | 434 | 1375 | 2441 | 8.51 | 2.61 | 2.5 | 14.76 | 896.6306 | 1.417% | 28.8158 | 16.0485 | 48.7019 | 510.455 | 604.0211 | 0.67366
2018-06-15 19:00 | 60745.6693 | 258 | 395 | 1375 | 2441 | 5.65 | 1.31 | 2.5 | 8.28 | 856.2241 | 1.41% | 20.5466 | 7.2936 | 48.4523 | 284.8854 | 361.178 | 0.42183
2018-06-15 20:00 | 58227.0507 | 238 | 372 | 1375 | 2441 | 4.32 | 0.96 | 2.5 | 6.5 | 825.1828 | 1.417% | 14.5709 | 5.061 | 48.7156 | 224.8571 | 293.2046 | 0.35532
2018-06-15 21:00 | 56443.7825 | 250 | 518 | 1375 | 2441 | 1.94 | 3.46 | 1.61 | 6 | 748.0551 | 1.325% | 6.4278 | 23.7533 | 29.339 | 194.1049 | 253.625 | 0.33905
2018-06-15 22:00 | 53328.2363 | 355 | 593 | 1088 | 2565 | 3 | 5.98 | 0.98 | 5.67 | 649.034 | 1.217% | 12.9616 | 43.1585 | 12.9767 | 177.003 | 246.0999 | 0.37918
2018-06-15 23:00 | 49875.971 | 325 | 517 | 1088 | 2565 | 4.06 | 6 | 0.85 | 4.17 | 578.0239 | 1.159% | 15.292 | 35.9498 | 10.7177 | 123.9589 | 185.9184 | 0.32164
2018-06-16 | 46731.8121 | 353 | 414 | 1088 | 2565 | 2.48 | 4.01 | 0.73 | 2.61 | 521.1543 | 1.115% | 9.7629 | 18.5139 | 8.8574 | 74.6589 | 111.7931 | 0.21451
2018-06-16 01:00 | 44237.0638 | 293 | 317 | 1088 | 2565 | 2.01 | 3.5 | 0.73 | 2.11 | 490.8237 | 1.11% | 6.5344 | 12.3102 | 8.8123 | 60.0495 | 87.7064 | 0.17869
2018-06-16 02:00 | 42263.1103 | 220 | 280 | 1510 | 2614 | 1.91 | 3.3 | 0.92 | 2.11 | 465.8949 | 1.102% | 4.6321 | 10.1859 | 15.3141 | 60.8015 | 90.9337 | 0.19518
2018-06-16 03:00 | 40943.1712 | 272 | 223 | 1510 | 2614 | 2 | 2.61 | 0.92 | 2.11 | 453.02 | 1.106% | 6.0191 | 6.4399 | 15.3709 | 61.0273 | 88.8573 | 0.19614
2018-06-16 04:00 | 40056.5286 | 229 | 195 | 1510 | 2614 | 1.91 | 2.11 | 0.94 | 2.11 | 457.5329 | 1.142% | 4.9959 | 4.6997 | 16.2126 | 62.9995 | 88.9077 | 0.19432
2018-06-16 05:00 | 39790.3909 | 383 | 199 | 1510 | 2614 | 2.16 | 2.11 | 0.92 | 2.11 | 449.493 | 1.13% | 9.3454 | 4.7433 | 15.6931 | 62.3064 | 92.0882 | 0.20487
2018-06-16 06:00 | 39624.2002 | 467 | 231 | 2127 | 2528 | 2.61 | 2.61 | 2.5 | 2.61 | 466.9051 | 1.178% | 14.3623 | 7.1043 | 62.6579 | 77.7474 | 161.8719 | 0.34669
2018-06-16 07:00 | 40904.3424 | 444 | 180 | 2127 | 2528 | 2.61 | 2.25 | 2.4 | 2.61 | 517.7131 | 1.266% | 14.6671 | 5.126 | 64.6098 | 83.5098 | 167.9126 | 0.32434
2018-06-16 08:00 | 44239.8737 | 467 | 263 | 2127 | 2528 | 3.1 | 3.01 | 2.5 | 2.99 | 571.8629 | 1.293% | 18.7136 | 10.2329 | 68.7362 | 97.7071 | 195.3898 | 0.34167
2018-06-16 09:00 | 47837.4466 | 459 | 274 | 2127 | 2528 | 3.72 | 2.61 | 3.12 | 3.72 | 634.8679 | 1.327% | 22.6606 | 9.4909 | 88.0719 | 124.806 | 245.0293 | 0.38595
2018-06-16 10:00 | 51177.4108 | 523 | 211 | 1781 | 2405 | 6.07 | 1 | 2.21 | 6 | 702.0578 | 1.372% | 43.5497 | 2.8945 | 53.9946 | 197.9524 | 298.3913 | 0.42502
2018-06-16 11:00 | 54370.4912 | 470 | 168 | 1781 | 2405 | 6 | 0.01 | 2.58 | 8 | 764.818 | 1.407% | 39.6683 | 0.023632 | 64.6366 | 270.6449 | 374.9735 | 0.49028
2018-06-16 12:00 | 57291.1432 | 391 | 199 | 1781 | 2405 | 8 | 0.12 | 5.5 | 11.13 | 820.1644 | 1.432% | 44.7796 | 0.34186 | 140.2297 | 383.1984 | 568.5496 | 0.69321
2018-06-16 13:00 | 59506.5677 | 321 | 190 | 1781 | 2405 | 10.43 | 0.46 | 8 | 16.99 | 840.9558 | 1.413% | 47.3149 | 1.2351 | 201.3549 | 577.4531 | 827.358 | 0.98383
2018-06-16 14:00 | 60938.3766 | 267 | 229 | 1375 | 2373 | 13.35 | 1 | 2.22 | 23.44 | 856.204 | 1.405% | 50.0817 | 3.2175 | 42.8886 | 781.523 | 877.7108 | 1.0251
2018-06-16 15:00 | 61930.0234 | 247 | 223 | 1375 | 2373 | 15.14 | 2.08 | 1.75 | 25.67 | 861.45 | 1.391% | 52.0178 | 6.452 | 33.4711 | 847.3297 | 939.2706 | 1.0903
2018-06-16 16:00 | 62462.9091 | 222 | 268 | 1375 | 2373 | 14.24 | 1.87 | 1.82 | 25.96 | 871.4304 | 1.395% | 44.1035 | 6.9918 | 34.9128 | 859.4347 | 945.4428 | 1.0849
2018-06-16 17:00 | 61850.6002 | 215 | 322 | 1375 | 2373 | 12.08 | 1.63 | 1.33 | 17.46 | 875.2409 | 1.415% | 36.7527 | 7.4272 | 25.8784 | 586.3078 | 656.3661 | 0.74993
2018-06-16 18:00 | 60662.8919 | 239 | 434 | 1375 | 2441 | 5.65 | 2.61 | 2.22 | 12.74 | 850.5248 | 1.402% | 18.9326 | 15.8816 | 42.7976 | 436.0147 | 513.6265 | 0.60389
2018-06-16 19:00 | 58453.7496 | 258 | 395 | 1375 | 2441 | 4.67 | 0.83 | 2.34 | 9.25 | 808.8485 | 1.384% | 16.6721 | 4.5366 | 44.5219 | 312.4384 | 378.169 | 0.46754
2018-06-16 20:00 | 56068.3593 | 238 | 372 | 1375 | 2441 | 3.68 | 1.28 | 2.34 | 7.59 | 775.4749 | 1.383% | 12.1136 | 6.5857 | 44.5009 | 256.2474 | 319.4476 | 0.41194
2018-06-16 21:00 | 54389.8333 | 250 | 518 | 1375 | 2441 | 3 | 4.01 | 1.68 | 6 | 705.8214 | 1.298% | 9.7328 | 26.9557 | 29.9771 | 190.0624 | 256.728 | 0.36373
2018-06-16 22:00 | 51494.2487 | 355 | 593 | 1088 | 2565 | 4.87 | 8.11 | 0.97 | 5.28 | 622.2938 | 1.208% | 20.8927 | 58.1182 | 12.7537 | 163.6658 | 255.4305 | 0.41047
2018-06-16 23:00 | 48308.0898 | 325 | 517 | 1088 | 2565 | 4.41 | 6 | 0.85 | 4.41 | 552.6387 | 1.144% | 16.3962 | 35.4865 | 10.5796 | 129.4039 | 191.8662 | 0.34718
2018-06-17 | 45103.0979 | 353 | 414 | 1088 | 2565 | 3 | 4.01 | 0.85 | 3 | 504.7416 | 1.119% | 11.8511 | 18.5784 | 10.3493 | 86.1135 | 126.8923 | 0.2514
2018-06-17 01:00 | 42461.3522 | 293 | 317 | 1088 | 2565 | 2 | 3.5 | 0.85 | 1.82 | 471.7568 | 1.111% | 6.5106 | 12.3268 | 10.2748 | 51.866 | 80.9783 | 0.17165
2018-06-17 02:00 | 40515.9583 | 220 | 280 | 1510 | 2614 | 1.5 | 3.44 | 0.91 | 1.5 | 448.2296 | 1.106% | 3.6508 | 10.6559 | 15.2017 | 43.3782 | 72.8866 | 0.16261
2018-06-17 03:00 | 38998.0361 | 272 | 223 | 1510 | 2614 | 1.72 | 2.61 | 0.91 | 1.5 | 432.7562 | 1.11% | 5.1916 | 6.4587 | 15.2482 | 43.5108 | 70.4093 | 0.1627
2018-06-17 04:00 | 37971.6832 | 229 | 195 | 1510 | 2614 | 1.54 | 1.53 | 0.93 | 1.5 | 422.9511 | 1.114% | 3.9281 | 3.3232 | 15.6419 | 43.6744 | 66.5677 | 0.15739
2018-06-17 05:00 | 37538.9664 | 383 | 199 | 1510 | 2614 | 2.6 | 2.11 | 0.91 | 1.5 | 416.0174 | 1.108% | 11.0357 | 4.6533 | 15.2282 | 43.4536 | 74.3709 | 0.17877
2018-06-17 06:00 | 37100.3958 | 467 | 231 | 2127 | 2528 | 2.6 | 2.99 | 2.5 | 1.5 | 455.4469 | 1.228% | 14.9056 | 8.479 | 65.278 | 46.5508 | 135.2134 | 0.29688
2018-06-17 07:00 | 38202.7529 | 444 | 180 | 2127 | 2528 | 2.6 | 2.14 | 2.4 | 2 | 520.5972 | 1.363% | 15.7313 | 5.2492 | 69.5642 | 68.8992 | 159.4439 | 0.30627
2018-06-17 08:00 | 41600.8388 | 467 | 263 | 2127 | 2528 | 3.09 | 3.03 | 2.5 | 3.1 | 566.7804 | 1.362% | 19.6602 | 10.857 | 72.447 | 106.7705 | 209.7348 | 0.37005
2018-06-17 09:00 | 45071.0351 | 459 | 274 | 2127 | 2528 | 4.48 | 3.01 | 3.49 | 4.68 | 621.1069 | 1.378% | 28.3374 | 11.3654 | 102.2967 | 163.0391 | 305.0386 | 0.49112
2018-06-17 10:00 | 47712.6849 | 523 | 211 | 1781 | 2405 | 5.4 | 0.25 | 2.5 | 5.89 | 679.6943 | 1.425% | 40.2323 | 0.75145 | 63.4284 | 201.7949 | 306.2071 | 0.45051
2018-06-17 11:00 | 50143.2093 | 470 | 168 | 1781 | 2405 | 7.45 | 0.07 | 2.57 | 10.32 | 732.6207 | 1.461% | 51.1589 | 0.17182 | 66.875 | 362.6284 | 480.8342 | 0.65632
2018-06-17 12:00 | 52765.8066 | 391 | 199 | 1781 | 2405 | 8 | 0.44 | 6.56 | 15 | 794.5072 | 1.506% | 47.099 | 1.3184 | 175.9191 | 543.1898 | 767.5263 | 0.96604
2018-06-17 13:00 | 54789.5081 | 321 | 190 | 1781 | 2405 | 14.05 | 0.81 | 12.89 | 24.67 | 845.0154 | 1.542% | 69.5582 | 2.3736 | 354.0659 | 915.0639 | 1341.0616 | 1.587
2018-06-17 14:00 | 56111.3421 | 267 | 229 | 1375 | 2373 | 17.79 | 1.1 | 9.13 | 33.06 | 892.8548 | 1.591% | 75.5818 | 4.0083 | 199.7578 | 1248.3339 | 1527.6818 | 1.711
2018-06-17 15:00 | 57505.6373 | 247 | 223 | 1375 | 2373 | 21.5 | 1.6 | 8.9 | 34.91 | 939.7757 | 1.634% | 86.7859 | 5.8309 | 199.9892 | 1353.8214 | 1646.4275 | 1.7519
2018-06-17 16:00 | 58418.1393 | 222 | 268 | 1375 | 2373 | 20.86 | 1.68 | 13.85 | 33.15 | 952.721 | 1.631% | 75.5241 | 7.3428 | 310.5779 | 1282.9192 | 1676.3639 | 1.7596
2018-06-17 17:00 | 58095.358 | 215 | 322 | 1375 | 2373 | 10.82 | 1.24 | 4.54 | 20.52 | 937.2931 | 1.613% | 37.5318 | 6.4419 | 100.7146 | 785.6137 | 930.302 | 0.99254
2018-06-17 18:00 | 57056.5172 | 239 | 434 | 1375 | 2441 | 7.16 | 2.11 | 2.5 | 13.46 | 894.5569 | 1.568% | 26.8296 | 14.3574 | 53.8946 | 515.1285 | 610.21 | 0.68214
2018-06-17 19:00 | 55288.7542 | 258 | 395 | 1375 | 2441 | 3.8 | 1.42 | 2.5 | 10.63 | 854.4365 | 1.545% | 15.1512 | 8.6682 | 53.1234 | 400.9997 | 477.9424 | 0.55937
2018-06-17 20:00 | 53662.0599 | 238 | 372 | 1375 | 2441 | 4.67 | 1.36 | 3.12 | 8.4 | 813.7606 | 1.516% | 16.8548 | 7.672 | 65.0559 | 310.9399 | 400.5226 | 0.49219
2018-06-17 21:00 | 52736.9892 | 250 | 518 | 1375 | 2441 | 3.13 | 3.11 | 2.86 | 6.65 | 732.2378 | 1.388% | 10.8648 | 22.368 | 54.6016 | 225.3856 | 313.22 | 0.42776
2018-06-17 22:00 | 50118.0531 | 355 | 593 | 1088 | 2565 | 2.31 | 4.01 | 0.96 | 4.37 | 650.3731 | 1.298% | 10.6416 | 30.858 | 13.554 | 145.4578 | 200.5115 | 0.3083
2018-06-17 23:00 | 46703.7171 | 325 | 517 | 1088 | 2565 | 3 | 4.01 | 0.97 | 4 | 585.2331 | 1.253% | 12.2175 | 25.9784 | 13.2245 | 128.5656 | 179.986 | 0.30755
2018-06-18 | 43704.4837 | 353 | 414 | 1088 | 2565 | 3.08 | 3.5 | 0.84 | 3.08 | 536.29 | 1.227% | 13.3413 | 17.7804 | 11.2146 | 96.942 | 139.2783 | 0.25971
2018-06-18 01:00 | 41428.8909 | 293 | 317 | 1088 | 2565 | 2.01 | 2.99 | 0.84 | 2.21 | 503.9824 | 1.216% | 7.1643 | 11.5304 | 11.1178 | 68.9591 | 98.7716 | 0.19598
2018-06-18 02:00 | 39874.8903 | 220 | 280 | 1510 | 2614 | 1.5 | 2.61 | 0.9 | 2.11 | 481.6163 | 1.208% | 3.9858 | 8.8267 | 16.4143 | 66.6177 | 95.8445 | 0.19901
2018-06-18 03:00 | 39146.4661 | 272 | 223 | 1510 | 2614 | 1.91 | 0.74 | 0.9 | 2.11 | 465.995 | 1.19% | 6.1843 | 1.9644 | 16.1774 | 65.6563 | 89.9824 | 0.1931
2018-06-18 04:00 | 39117.8369 | 229 | 195 | 1510 | 2614 | 1.5 | 0.03 | 0.92 | 2.21 | 469.9011 | 1.201% | 4.1263 | 0.070273 | 16.6877 | 69.3952 | 90.2795 | 0.19212
2018-06-18 05:00 | 40332.5556 | 383 | 199 | 1510 | 2614 | 2.61 | 0.41 | 0.9 | 2.61 | 497.8988 | 1.234% | 12.3403 | 1.0072 | 16.7766 | 84.2231 | 114.3473 | 0.22966
2018-06-18 06:00 | 41975.6608 | 467 | 231 | 2127 | 2528 | 4 | 1 | 2.5 | 4 | 520.0697 | 1.239% | 23.1441 | 2.862 | 65.8827 | 125.2856 | 217.1745 | 0.41759
2018-06-18 07:00 | 43218.2975 | 444 | 180 | 2127 | 2528 | 4 | 0.41 | 2.5 | 4.26 | 555.4819 | 1.285% | 22.8268 | 0.94855 | 68.3455 | 138.4168 | 230.5377 | 0.41502
2018-06-18 08:00 | 45005.6617 | 467 | 263 | 2127 | 2528 | 3.58 | 0.14 | 2.83 | 7.5 | 595.8922 | 1.324% | 22.1361 | 0.48751 | 79.6993 | 251.0377 | 353.3606 | 0.59299
2018-06-18 09:00 | 47166.7063 | 459 | 274 | 2127 | 2528 | 4.12 | 0.25 | 2.5 | 7.9 | 646.057 | 1.37% | 25.9027 | 0.93827 | 72.8354 | 273.5517 | 373.2281 | 0.5777
2018-06-18 10:00 | 49706.6178 | 523 | 211 | 1781 | 2405 | 5.99 | 0.05 | 2.15 | 8.64 | 691.0156 | 1.39% | 43.5514 | 0.14666 | 53.2324 | 288.87 | 385.8005 | 0.55831
2018-06-18 11:00 | 51928.3242 | 470 | 168 | 1781 | 2405 | 8.41 | 0.13 | 4.25 | 15 | 740.5114 | 1.426% | 56.3665 | 0.31144 | 107.9395 | 514.4389 | 679.0563 | 0.91701
2018-06-18 12:00 | 53793.6386 | 391 | 199 | 1781 | 2405 | 17.49 | 0.55 | 9.5 | 25 | 797.0443 | 1.482% | 101.3253 | 1.6217 | 250.6912 | 890.8542 | 1244.4924 | 1.5614
2018-06-18 13:00 | 55824.8916 | 321 | 190 | 1781 | 2405 | 28.37 | 0.72 | 15.2 | 38.1 | 856.3326 | 1.534% | 139.6944 | 2.0985 | 415.2619 | 1405.577 | 1962.6318 | 2.2919
2018-06-18 14:00 | 57512.2978 | 267 | 229 | 1375 | 2373 | 15.58 | 1 | 5.44 | 29.42 | 895.0842 | 1.556% | 64.7414 | 3.564 | 116.4139 | 1086.5346 | 1271.2539 | 1.4203
2018-06-18 15:00 | 58599.3733 | 247 | 223 | 1375 | 2373 | 18.55 | 1.16 | 8.54 | 29.77 | 910.1291 | 1.553% | 71.1625 | 4.0177 | 182.3772 | 1097.2021 | 1354.7594 | 1.4885
2018-06-18 16:00 | 58984.7311 | 222 | 268 | 1375 | 2373 | 13.77 | 1.27 | 2.5 | 25 | 924.173 | 1.567% | 47.8962 | 5.3328 | 53.8588 | 929.5044 | 1036.5921 | 1.1216
2018-06-18 17:00 | 58416.8525 | 215 | 322 | 1375 | 2373 | 7.84 | 1.29 | 3.21 | 15.29 | 910.4065 | 1.558% | 26.2695 | 6.4736 | 68.7868 | 565.4607 | 666.9905 | 0.73263
2018-06-18 18:00 | 57162.4248 | 239 | 434 | 1375 | 2441 | 5.28 | 2.83 | 1.23 | 12 | 879.2118 | 1.538% | 19.4095 | 18.8912 | 26.013 | 450.5385 | 514.8522 | 0.58558
2018-06-18 19:00 | 55119.427 | 258 | 395 | 1375 | 2441 | 3.86 | 1.23 | 1.58 | 8.93 | 820.0035 | 1.488% | 14.8156 | 7.2279 | 32.32 | 324.2875 | 378.651 | 0.46177
2018-06-18 20:00 | 53303.8453 | 238 | 372 | 1375 | 2441 | 4 | 2.61 | 2.13 | 7.34 | 776.9052 | 1.458% | 13.8754 | 14.1512 | 42.6866 | 261.1399 | 331.8532 | 0.42715
2018-06-18 21:00 | 51928.8362 | 250 | 518 | 1375 | 2441 | 1.96 | 3.5 | 2.15 | 6.11 | 700.1973 | 1.348% | 6.6071 | 24.4461 | 39.8614 | 201.1041 | 272.0187 | 0.38849
2018-06-18 22:00 | 48766.1897 | 355 | 593 | 1088 | 2565 | 3 | 6 | 0.95 | 4.15 | 624.6133 | 1.281% | 13.6409 | 45.572 | 13.2387 | 136.3414 | 208.793 | 0.33428
2018-06-18 23:00 | 45176.4381 | 325 | 517 | 1088 | 2565 | 3.06 | 6 | 0.96 | 3.06 | 541.2418 | 1.198% | 11.9147 | 37.1639 | 12.5135 | 94.0347 | 155.6268 | 0.28754
2018-06-19 | 42096.8776 | 353 | 414 | 1088 | 2565 | 2.61 | 4.01 | 0.83 | 2.61 | 483.5549 | 1.149% | 10.5831 | 19.0696 | 10.373 | 76.8995 | 116.9251 | 0.2418
2018-06-19 01:00 | 39963.4759 | 293 | 317 | 1088 | 2565 | 2.32 | 3.92 | 0.83 | 2.52 | 460.3735 | 1.152% | 7.8307 | 14.315 | 10.4029 | 74.4621 | 107.0107 | 0.23244
2018-06-19 02:00 | 38583.2165 | 220 | 280 | 1510 | 2614 | 2 | 3.5 | 0.89 | 2.25 | 443.3589 | 1.149% | 5.056 | 11.2612 | 15.4427 | 67.5842 | 99.3441 | 0.22407
2018-06-19 03:00 | 37726.2718 | 272 | 223 | 1510 | 2614 | 2.05 | 2.61 | 0.89 | 2.25 | 433.3823 | 1.149% | 6.4055 | 6.6861 | 15.4381 | 67.564 | 96.0937 | 0.22173
2018-06-19 04:00 | 37664.9756 | 229 | 195 | 1510 | 2614 | 2 | 2.11 | 0.91 | 2.25 | 444.8251 | 1.181% | 5.409 | 4.8592 | 16.2282 | 69.4608 | 95.9572 | 0.21572
2018-06-19 05:00 | 38855.7552 | 383 | 199 | 1510 | 2614 | 3.06 | 1.73 | 0.89 | 3 | 474.584 | 1.221% | 14.3146 | 4.2049 | 16.4144 | 95.7821 | 130.716 | 0.27543
2018-06-19 06:00 | 40645.0393 | 467 | 231 | 2127 | 2528 | 4 | 1.65 | 3 | 3.28 | 502.4833 | 1.236% | 23.0936 | 4.7121 | 78.8865 | 102.5097 | 209.2019 | 0.41634
2018-06-19 07:00 | 41798.5084 | 444 | 180 | 2127 | 2528 | 4 | 0.52 | 3.4 | 4 | 526.0267 | 1.258% | 22.3506 | 1.1779 | 91.0109 | 127.2577 | 241.7972 | 0.45967
2018-06-19 08:00 | 43300.1093 | 467 | 263 | 2127 | 2528 | 4.32 | 0.47 | 4.01 | 4.97 | 555.7814 | 1.284% | 25.895 | 1.5866 | 109.478 | 161.2681 | 298.2277 | 0.53659
2018-06-19 09:00 | 45156.0458 | 459 | 274 | 2127 | 2528 | 5.17 | 0.8 | 4.86 | 5.65 | 586.4271 | 1.299% | 30.8178 | 2.8467 | 134.2462 | 185.4914 | 353.402 | 0.60264
2018-06-19 10:00 | 47364.265 | 523 | 211 | 1781 | 2405 | 7.08 | 0.05 | 3 | 8.27 | 603.9011 | 1.275% | 47.2117 | 0.13451 | 68.124 | 253.592 | 369.0623 | 0.61113
2018-06-19 11:00 | 48971.6386 | 470 | 168 | 1781 | 2405 | 9.58 | 0.05 | 4.25 | 10.68 | 622.5946 | 1.271% | 57.2432 | 0.10679 | 96.2307 | 326.548 | 480.1287 | 0.77117
2018-06-19 12:00 | 50343.8955 | 391 | 199 | 1781 | 2405 | 8.68 | 0.31 | 7.98 | 14.1 | 635.2665 | 1.262% | 42.8258 | 0.77844 | 179.3395 | 427.901 | 650.8448 | 1.0245
2018-06-19 13:00 | 51369.8867 | 321 | 190 | 1781 | 2405 | 12.79 | 0.66 | 12.09 | 17.23 | 632.5705 | 1.231% | 50.5564 | 1.5442 | 265.1493 | 510.2708 | 827.5207 | 1.3082
2018-06-19 14:00 | 51703.7461 | 267 | 229 | 1375 | 2373 | 13.03 | 0.88 | 5.43 | 20.26 | 641.4089 | 1.241% | 43.1587 | 2.4999 | 92.6223 | 596.4172 | 734.6982 | 1.1454
2018-06-19 15:00 | 51902.7138 | 247 | 223 | 1375 | 2373 | 14.31 | 1.76 | 4.01 | 19.44 | 639.1189 | 1.231% | 43.5239 | 4.8329 | 67.8951 | 568.0487 | 684.3007 | 1.0707
2018-06-19 16:00 | 51922.097 | 222 | 268 | 1375 | 2373 | 14 | 1.87 | 2.49 | 15.95 | 642.2327 | 1.237% | 38.4433 | 6.1989 | 42.3489 | 468.1646 | 555.1558 | 0.86442
2018-06-19 17:00 | 51666.0293 | 215 | 322 | 1375 | 2373 | 9.86 | 1.26 | 2.97 | 10.9 | 646.9219 | 1.252% | 26.5437 | 5.0801 | 51.1336 | 323.8702 | 406.6276 | 0.62856
2018-06-19 18:00 | 50901.1891 | 239 | 434 | 1375 | 2441 | 5.56 | 2.1 | 1.65 | 7.05 | 639.6362 | 1.257% | 16.6985 | 11.4529 | 28.5096 | 216.2529 | 272.914 | 0.42667
2018-06-19 19:00 | 49815.3574 | 258 | 395 | 1375 | 2441 | 5.34 | 1.83 | 1.77 | 6.12 | 624.5824 | 1.254% | 17.2738 | 9.0631 | 30.5142 | 187.3034 | 244.1545 | 0.39091
2018-06-19 20:00 | 49276.8046 | 238 | 372 | 1375 | 2441 | 4.83 | 1.32 | 2.01 | 6.37 | 614.7121 | 1.247% | 14.3401 | 6.1256 | 34.4769 | 193.9708 | 248.9134 | 0.40493
2018-06-19 21:00 | 48748.4235 | 250 | 518 | 1375 | 2441 | 3.09 | 4.01 | 2 | 5.72 | 579.4795 | 1.189% | 9.1828 | 24.6917 | 32.6896 | 165.9745 | 232.5387 | 0.40129
2018-06-19 22:00 | 46389.2588 | 355 | 593 | 1088 | 2565 | 4.09 | 8 | 0.94 | 4.09 | 513.9683 | 1.108% | 16.0868 | 52.561 | 11.3312 | 116.233 | 196.212 | 0.38176
2018-06-19 23:00 | 43167.4463 | 325 | 517 | 1088 | 2565 | 3.65 | 6 | 0.97 | 3.69 | 469.622 | 1.088% | 12.9053 | 33.7469 | 11.4813 | 102.9688 | 161.1024 | 0.34305
2018-06-20 | 40426.3157 | 353 | 414 | 1088 | 2565 | 2.01 | 4.01 | 0.79 | 2.03 | 436.5829 | 1.08% | 7.6626 | 17.9286 | 9.2824 | 56.2323 | 91.1059 | 0.20868
2018-06-20 01:00 | 38541.569 | 293 | 317 | 1088 | 2565 | 1.53 | 3.5 | 0.82 | 1.53 | 398.7308 | 1.035% | 4.6378 | 11.4783 | 9.2298 | 40.6003 | 65.9462 | 0.16539
2018-06-20 02:00 | 37396.1451 | 220 | 280 | 1510 | 2614 | 1.53 | 2.75 | 0.88 | 1.53 | 380.3748 | 1.017% | 3.4237 | 7.8321 | 13.5159 | 40.6801 | 65.4518 | 0.17207
2018-06-20 03:00 | 36793.5361 | 272 | 223 | 1510 | 2614 | 1.53 | 2.11 | 0.88 | 1.53 | 390.5244 | 1.061% | 4.4171 | 4.9942 | 14.1038 | 42.4496 | 65.9647 | 0.16891
2018-06-20 04:00 | 36990.358 | 229 | 195 | 1510 | 2614 | 1.48 | 0.93 | 0.9 | 1.53 | 427.6191 | 1.156% | 3.918 | 2.0965 | 15.7104 | 46.2344 | 67.9593 | 0.15892
2018-06-20 05:00 | 38570.4404 | 383 | 199 | 1510 | 2614 | 2.01 | 1.11 | 0.88 | 1.96 | 472.0835 | 1.224% | 9.4223 | 2.7036 | 16.2639 | 62.7084 | 91.0982 | 0.19297
2018-06-20 06:00 | 40670.9844 | 467 | 231 | 2127 | 2528 | 3.96 | 2.11 | 2.92 | 2.33 | 513.5051 | 1.263% | 23.3492 | 6.154 | 78.417 | 74.3692 | 182.2894 | 0.35499
2018-06-20 07:00 | 42027.7581 | 444 | 180 | 2127 | 2528 | 4 | 0.8 | 3.29 | 3.14 | 539.1256 | 1.283% | 22.7823 | 1.8472 | 89.7671 | 101.8264 | 216.223 | 0.40106
2018-06-20 08:00 | 43343.056 | 467 | 263 | 2127 | 2528 | 5.01 | 2.11 | 3.91 | 4.51 | 552.0268 | 1.274% | 29.7986 | 7.0677 | 105.9217 | 145.2092 | 287.9972 | 0.52171
2018-06-20 09:00 | 45051.8271 | 459 | 274 | 2127 | 2528 | 5.23 | 0.91 | 4.92 | 5.23 | 575.0828 | 1.276% | 30.6431 | 3.1828 | 133.5828 | 168.7706 | 336.1792 | 0.58458
2018-06-20 10:00 | 47010.4996 | 523 | 211 | 1781 | 2405 | 6.35 | 0.61 | 3 | 6.35 | 616.1662 | 1.311% | 43.529 | 1.687 | 70.0307 | 200.1667 | 315.4133 | 0.5119
2018-06-20 11:00 | 49442.3349 | 470 | 168 | 1781 | 2405 | 7.64 | 0.16 | 4.25 | 8 | 656.6649 | 1.328% | 47.691 | 0.357 | 100.5305 | 255.5347 | 404.1132 | 0.6154
2018-06-20 12:00 | 51514.8408 | 391 | 199 | 1781 | 2405 | 8.94 | 0.55 | 8 | 8.94 | 702.1856 | 1.363% | 47.6468 | 1.4919 | 194.2108 | 293.0705 | 536.42 | 0.76393
2018-06-20 13:00 | 53383.6012 | 321 | 190 | 1781 | 2405 | 12.58 | 0.88 | 10 | 14.81 | 741.7083 | 1.389% | 56.1062 | 2.3231 | 247.451 | 494.8749 | 800.7552 | 1.0796
2018-06-20 14:00 | 54575.5595 | 267 | 229 | 1375 | 2373 | 14.07 | 1.39 | 5.49 | 19.96 | 776.3471 | 1.423% | 53.4396 | 4.528 | 107.3823 | 673.7768 | 839.1267 | 1.0809
2018-06-20 15:00 | 55312.7415 | 247 | 223 | 1375 | 2373 | 15.53 | 2.05 | 3.93 | 23.63 | 810.7013 | 1.466% | 56.2217 | 6.7003 | 79.201 | 821.8587 | 963.9817 | 1.1891
2018-06-20 16:00 | 55478.9684 | 222 | 268 | 1375 | 2373 | 16.95 | 2.06 | 2.5 | 25.44 | 822.6216 | 1.483% | 55.7949 | 8.186 | 50.97 | 895.131 | 1010.0819 | 1.2279
2018-06-20 17:00 | 54934.1533 | 215 | 322 | 1375 | 2373 | 13.08 | 1.39 | 2.81 | 17.6 | 806.4337 | 1.468% | 41.2831 | 6.5705 | 56.7199 | 613.1075 | 717.681 | 0.88994
2018-06-20 18:00 | 54002.126 | 239 | 434 | 1375 | 2441 | 9.43 | 1.6 | 1.73 | 13.06 | 770.0221 | 1.426% | 32.1367 | 9.9015 | 33.9188 | 454.5726 | 530.5297 | 0.68898
2018-06-20 19:00 | 52591.2474 | 258 | 395 | 1375 | 2441 | 8.13 | 1.18 | 1.88 | 9.03 | 735.4148 | 1.398% | 29.3312 | 6.5178 | 36.1476 | 308.2296 | 380.2261 | 0.51702
2018-06-20 20:00 | 51271.1555 | 238 | 372 | 1375 | 2441 | 5.93 | 1.16 | 1.88 | 7.49 | 723.3568 | 1.411% | 19.9118 | 6.0881 | 36.4704 | 257.9461 | 320.4164 | 0.44296
2018-06-20 21:00 | 50096.2301 | 250 | 518 | 1375 | 2441 | 4.69 | 1.82 | 1.8 | 6.24 | 662.8112 | 1.323% | 15.5131 | 12.4734 | 32.7461 | 201.5288 | 262.2615 | 0.39568
2018-06-20 22:00 | 47086.3252 | 355 | 593 | 1088 | 2565 | 2.39 | 4.01 | 0.93 | 4 | 595.5438 | 1.265% | 10.7311 | 30.0759 | 12.7977 | 129.7676 | 183.3723 | 0.30791
2018-06-20 23:00 | 43542.8297 | 325 | 517 | 1088 | 2565 | 3 | 4.01 | 0.96 | 3.25 | 517.245 | 1.188% | 11.582 | 24.6272 | 12.4074 | 99.0263 | 147.6428 | 0.28544
2018-06-21 | 40667.2877 | 353 | 414 | 1088 | 2565 | 2.61 | 2.61 | 0.78 | 2.61 | 469.6765 | 1.155% | 10.6407 | 12.4794 | 9.8012 | 77.3182 | 110.2394 | 0.23471
2018-06-21 01:00 | 38591.3532 | 293 | 317 | 1088 | 2565 | 1.53 | 1 | 0.81 | 1.53 | 440.9721 | 1.143% | 5.1225 | 3.6223 | 10.0701 | 44.8435 | 63.6584 | 0.14436
2018-06-21 02:00 | 37264.9189 | 220 | 280 | 1510 | 2614 | 1.5 | 1 | 0.87 | 1.5 | 428.3703 | 1.15% | 3.7934 | 3.2187 | 15.1013 | 45.073 | 67.1864 | 0.15684
2018-06-21 03:00 | 36527.2431 | 272 | 223 | 1510 | 2614 | 1.53 | 0.01 | 0.87 | 1.5 | 430.7588 | 1.179% | 4.9077 | 0.026298 | 15.4922 | 46.2396 | 66.6658 | 0.15476
2018-06-21 04:00 | 36521.5436 | 229 | 195 | 1510 | 2614 | 1.53 | 0.01 | 0.89 | 1.53 | 452.3005 | 1.238% | 4.3392 | 0.02415 | 16.6435 | 49.5308 | 70.5376 | 0.15595
2018-06-21 05:00 | 37910.626 | 383 | 199 | 1510 | 2614 | 2.01 | 0.23 | 0.87 | 1.66 | 477.0821 | 1.258% | 9.6878 | 0.57599 | 16.5321 | 54.6067 | 81.4026 | 0.17063
2018-06-21 06:00 | 39804.3121 | 467 | 231 | 2127 | 2528 | 3.33 | 0.12 | 2.5 | 2.97 | 505.7123 | 1.27% | 19.7576 | 0.35218 | 67.5586 | 95.3909 | 183.0593 | 0.36198
2018-06-21 07:00 | 41282.5244 | 444 | 180 | 2127 | 2528 | 4 | 0.01 | 3.27 | 3.91 | 538.7106 | 1.305% | 23.1757 | 0.023489 | 90.7621 | 128.9862 | 242.9474 | 0.45098
2018-06-21 08:00 | 43350.9866 | 467 | 263 | 2127 | 2528 | 5.51 | 0.01 | 3.99 | 5.51 | 595.3179 | 1.373% | 35.3361 | 0.036117 | 116.5441 | 191.284 | 343.2003 | 0.5765
2018-06-21 09:00 | 46196.1025 | 459 | 274 | 2127 | 2528 | 5.55 | 0.01 | 4.95 | 5.55 | 675.0373 | 1.461% | 37.2244 | 0.040038 | 153.8492 | 205.0182 | 396.1319 | 0.58683
2018-06-21 10:00 | 49313.0602 | 523 | 211 | 1781 | 2405 | 7.86 | 0.26 | 2.5 | 7.86 | 747.3006 | 1.515% | 62.2956 | 0.83136 | 67.4741 | 286.4646 | 417.0657 | 0.5581
2018-06-21 11:00 | 52319.693 | 470 | 168 | 1781 | 2405 | 10.68 | 0.28 | 3.07 | 10.68 | 802.3165 | 1.533% | 76.975 | 0.72135 | 83.8461 | 393.8826 | 555.4251 | 0.69228
2018-06-21 12:00 | 54774.4794 | 391 | 199 | 1781 | 2405 | 14.49 | 0.79 | 7.84 | 14.49 | 856.7112 | 1.564% | 88.6138 | 2.4589 | 218.3917 | 545.0542 | 854.5185 | 0.99744
2018-06-21 13:00 | 56903.7164 | 321 | 190 | 1781 | 2405 | 14.75 | 1.36 | 12.18 | 19.75 | 911.2155 | 1.601% | 75.8189 | 4.1378 | 347.3695 | 760.6111 | 1187.9374 | 1.3037
2018-06-21 14:00 | 58984.6487 | 267 | 229 | 1375 | 2373 | 25.4 | 2.32 | 17 | 34.13 | 958.1335 | 1.624% | 110.162 | 8.63 | 379.6983 | 1315.5914 | 1814.0817 | 1.8933
2018-06-21 15:00 | 60944.2754 | 247 | 223 | 1375 | 2373 | 55.48 | 3.35 | 31 | 65.99 | 994.4499 | 1.632% | 223.606 | 12.1899 | 695.5276 | 2555.2057 | 3486.5291 | 3.506
2018-06-21 16:00 | 62433.082 | 222 | 268 | 1375 | 2373 | 64.64 | 3.77 | 31 | 75.96 | 1009.6373 | 1.617% | 232.0625 | 16.339 | 689.3107 | 2914.9648 | 3852.677 | 3.8159
2018-06-21 17:00 | 62817.93 | 215 | 322 | 1375 | 2373 | 30.46 | 2.35 | 22.27 | 39.82 | 996.845 | 1.587% | 103.9232 | 12.0079 | 485.9224 | 1499.4881 | 2101.3416 | 2.108
2018-06-21 18:00 | 61912.4537 | 239 | 434 | 1375 | 2441 | 16.54 | 1.94 | 7.2 | 23.87 | 958.5258 | 1.548% | 61.2011 | 13.0352 | 153.2714 | 902.082 | 1129.5896 | 1.1785
2018-06-21 19:00 | 59981.1774 | 258 | 395 | 1375 | 2441 | 11.9 | 1.37 | 4 | 18.14 | 910.5673 | 1.518% | 46.6084 | 8.2151 | 83.4949 | 672.2056 | 810.524 | 0.89013
2018-06-21 20:00 | 57811.1403 | 238 | 372 | 1375 | 2441 | 9.93 | 1.43 | 2.5 | 12.78 | 869.9945 | 1.505% | 35.5657 | 8.0054 | 51.7306 | 469.4654 | 564.7672 | 0.64916
2018-06-21 21:00 | 55888.0273 | 250 | 518 | 1375 | 2441 | 6.57 | 1 | 3.06 | 10.21 | 785.1421 | 1.405% | 23.0746 | 7.2771 | 59.109 | 350.1249 | 439.5856 | 0.55988
2018-06-21 22:00 | 52215.2757 | 355 | 593 | 1088 | 2565 | 4.36 | 2.11 | 0.99 | 8.2 | 673.5955 | 1.29% | 19.9672 | 16.1413 | 13.8952 | 271.3331 | 321.3368 | 0.47705
2018-06-21 23:00 | 48277.8802 | 325 | 517 | 1088 | 2565 | 2.99 | 1.42 | 0.98 | 4 | 587.8228 | 1.218% | 11.8319 | 8.9388 | 12.9823 | 124.9239 | 158.6769 | 0.26994
2018-06-22 | 44861.2158 | 353 | 414 | 1088 | 2565 | 1.53 | 1.96 | 0.77 | 1.53 | 524.7774 | 1.17% | 6.3179 | 9.4921 | 9.7999 | 45.9074 | 71.5173 | 0.13628
2018-06-22 01:00 | 42407.5914 | 293 | 317 | 1088 | 2565 | 0.86 | 0.41 | 0.81 | 1.21 | 475.3886 | 1.121% | 2.8247 | 1.457 | 9.8791 | 34.7919 | 48.9527 | 0.10297
2018-06-22 02:00 | 40796.9524 | 220 | 280 | 1510 | 2614 | 0.39 | 0.52 | 0.86 | 1.2 | 450.2144 | 1.104% | 0.94685 | 1.6068 | 14.3307 | 34.6161 | 51.5004 | 0.11439
2018-06-22 03:00 | 39810.7389 | 272 | 223 | 1510 | 2614 | 0.8 | 0.46 | 0.86 | 1.2 | 437.5999 | 1.099% | 2.3919 | 1.1276 | 14.2742 | 34.4797 | 52.2734 | 0.11945
2018-06-22 04:00 | 39584.7627 | 229 | 195 | 1510 | 2614 | 0.43 | 0.01 | 0.88 | 1.2 | 443.0851 | 1.119% | 1.1022 | 0.021827 | 14.8737 | 35.1112 | 51.1089 | 0.11535
2018-06-22 05:00 | 40521.3222 | 383 | 199 | 1510 | 2614 | 1.44 | 0.01 | 0.86 | 1.32 | 463.7053 | 1.144% | 6.3113 | 0.022773 | 14.8605 | 39.4855 | 60.6801 | 0.13086
2018-06-22 06:00 | 41939.6399 | 467 | 231 | 2127 | 2528 | 2.11 | 0.01 | 2.5 | 2.11 | 489.399 | 1.167% | 11.4984 | 0.026956 | 62.0506 | 62.2441 | 135.82 | 0.27752
2018-06-22 07:00 | 43461.6712 | 444 | 180 | 2127 | 2528 | 2.11 | 0.01 | 2.5 | 2.31 | 521.4184 | 1.2% | 11.2395 | 0.021595 | 63.7951 | 70.0598 | 145.116 | 0.27831
2018-06-22 08:00 | 46279.0478 | 467 | 263 | 2127 | 2528 | 2.61 | 0.01 | 2.99 | 2.99 | 591.0557 | 1.277% | 15.5669 | 0.033589 | 81.2237 | 96.5367 | 193.3608 | 0.32714
2018-06-22 09:00 | 49867.0234 | 459 | 274 | 2127 | 2528 | 3.03 | 0.01 | 3.65 | 4.25 | 687.7192 | 1.379% | 19.1802 | 0.037788 | 107.0676 | 148.1712 | 274.4567 | 0.39908
2018-06-22 10:00 | 53320.6269 | 523 | 211 | 1781 | 2405 | 5.7 | 0.01 | 2.5 | 6.03 | 770.3627 | 1.445% | 43.0702 | 0.030485 | 64.3286 | 209.5233 | 316.9526 | 0.41143
2018-06-22 11:00 | 56815.234 | 470 | 168 | 1781 | 2405 | 8.2 | 0.09 | 3.33 | 8.56 | 843.1531 | 1.484% | 57.1944 | 0.22438 | 88.0136 | 305.5136 | 450.9459 | 0.53483
2018-06-22 12:00 | 60015.4104 | 391 | 199 | 1781 | 2405 | 13 | 0.78 | 8.33 | 15 | 915.7668 | 1.526% | 77.5608 | 2.3685 | 226.3763 | 550.4634 | 856.769 | 0.93558
2018-06-22 13:00 | 63221.7089 | 321 | 190 | 1781 | 2405 | 20.97 | 1.43 | 9.6 | 26.84 | 984.9293 | 1.558% | 104.8678 | 4.2328 | 266.363 | 1005.6258 | 1381.0895 | 1.4022
2018-06-22 14:00 | 65884.4632 | 267 | 229 | 1375 | 2373 | 22.01 | 3.5 | 13.14 | 41.64 | 1039.6335 | 1.578% | 92.7318 | 12.6474 | 285.0987 | 1559.2139 | 1949.6918 | 1.8754
2018-06-22 15:00 | 67317.3437 | 247 | 223 | 1375 | 2373 | 40.39 | 3.5 | 21.1 | 62.83 | 1064.4653 | 1.581% | 157.7522 | 12.3418 | 458.7644 | 2357.5957 | 2986.454 | 2.8056
2018-06-22 16:00 | 67807.6484 | 222 | 268 | 1375 | 2373 | 34.42 | 7.03 | 16.6 | 61.46 | 1076.3591 | 1.587% | 121.2948 | 29.9067 | 362.3175 | 2315.0948 | 2828.6139 | 2.6279
2018-06-22 17:00 | 67665.3684 | 215 | 322 | 1375 | 2373 | 21.29 | 2.57 | 2.5 | 30.36 | 1059.4003 | 1.566% | 71.6651 | 12.9563 | 53.8191 | 1127.9585 | 1266.3991 | 1.1954
2018-06-22 18:00 | 66692.8991 | 239 | 434 | 1375 | 2441 | 14.21 | 2.21 | 2.5 | 20 | 1008.0439 | 1.511% | 51.3324 | 14.4971 | 51.9568 | 737.9002 | 855.6865 | 0.84886
2018-06-22 19:00 | 64464.2031 | 258 | 395 | 1375 | 2441 | 6.4 | 2.11 | 2.5 | 8 | 960.3649 | 1.49% | 24.599 | 12.4164 | 51.2107 | 290.9212 | 379.1473 | 0.3948
2018-06-22 20:00 | 61773.334 | 238 | 372 | 1375 | 2441 | 6.79 | 1.15 | 2.5 | 8.14 | 916.1355 | 1.483% | 23.9665 | 6.3445 | 50.9802 | 294.6801 | 375.9714 | 0.41039
2018-06-22 21:00 | 59566.9733 | 250 | 518 | 1375 | 2441 | 3.89 | 2.31 | 2.86 | 4.88 | 832.6112 | 1.398% | 13.5933 | 16.7255 | 54.9674 | 166.5039 | 251.7901 | 0.30241
2018-06-22 22:00 | 56124.1533 | 355 | 593 | 1088 | 2565 | 3 | 5 | 0.97 | 2.61 | 746.9374 | 1.331% | 14.1737 | 39.4602 | 14.0454 | 89.0968 | 156.7762 | 0.20989
2018-06-22 23:00 | 52466.3919 | 325 | 517 | 1088 | 2565 | 3 | 4.4 | 0.97 | 2.78 | 661.1471 | 1.26% | 12.2863 | 28.6655 | 13.299 | 89.8564 | 144.1072 | 0.21797
2018-06-23 | 49018.1751 | 353 | 414 | 1088 | 2565 | 2.01 | 3.64 | 0.95 | 2 | 595.595 | 1.215% | 8.6211 | 18.3103 | 12.5587 | 62.332 | 101.8222 | 0.17096
2018-06-23 01:00 | 46035.4707 | 293 | 317 | 1088 | 2565 | 1.53 | 3.11 | 0.85 | 1.53 | 545.1199 | 1.184% | 5.3083 | 11.674 | 10.9508 | 46.4706 | 74.4038 | 0.13649
2018-06-23 02:00 | 43654.4622 | 220 | 280 | 1510 | 2614 | 1.53 | 2.61 | 0.95 | 1.53 | 506.8981 | 1.161% | 3.9085 | 8.4858 | 16.6568 | 46.4397 | 75.4907 | 0.14893
2018-06-23 03:00 | 41878.1289 | 272 | 223 | 1510 | 2614 | 1.53 | 2.31 | 0.95 | 1.53 | 490.9412 | 1.172% | 4.8787 | 6.0389 | 16.8168 | 46.8856 | 74.62 | 0.15199
2018-06-23 04:00 | 40565.4228 | 229 | 195 | 1510 | 2614 | 1.53 | 2.11 | 0.97 | 1.53 | 526.8109 | 1.299% | 4.5501 | 5.3434 | 19.0216 | 51.9393 | 80.8544 | 0.15348
2018-06-23 05:00 | 40021.804 | 383 | 199 | 1510 | 2614 | 2 | 2.11 | 0.97 | 1.53 | 509.6882 | 1.274% | 9.7552 | 5.3474 | 18.6533 | 50.9337 | 84.6896 | 0.16616
2018-06-23 06:00 | 39967.9658 | 467 | 231 | 2127 | 2528 | 2.31 | 2.61 | 2.5 | 2.11 | 506.9807 | 1.268% | 13.6838 | 7.6477 | 67.4508 | 67.6611 | 156.4434 | 0.30858
2018-06-23 07:00 | 40825.8903 | 444 | 180 | 2127 | 2528 | 2.46 | 2.11 | 2.4 | 2.21 | 540.6001 | 1.324% | 14.463 | 5.0292 | 67.5957 | 73.9792 | 161.0671 | 0.29794
2018-06-23 08:00 | 43546.9593 | 467 | 263 | 2127 | 2528 | 2.61 | 2.31 | 2.5 | 2.54 | 616.7482 | 1.416% | 17.2626 | 8.6043 | 75.3109 | 90.9412 | 192.1191 | 0.3115
2018-06-23 09:00 | 46946.8571 | 459 | 274 | 2127 | 2528 | 3.38 | 2.11 | 2.79 | 3.39 | 689.1755 | 1.468% | 22.7747 | 8.487 | 87.1154 | 125.8056 | 244.1828 | 0.35431
2018-06-23 10:00 | 50587.1771 | 523 | 211 | 1781 | 2405 | 4.41 | 0.8 | 2.5 | 4.75 | 764.0779 | 1.51% | 34.8367 | 2.5496 | 67.2514 | 172.5464 | 277.1841 | 0.36277
2018-06-23 11:00 | 54060.7155 | 470 | 168 | 1781 | 2405 | 5.52 | 0.12 | 5 | 7.27 | 826.8389 | 1.529% | 39.6804 | 0.30834 | 136.1987 | 267.4167 | 443.6042 | 0.53651
2018-06-23 12:00 | 57300.4358 | 391 | 199 | 1781 | 2405 | 7.04 | 0.54 | 3.04 | 9.57 | 902.3635 | 1.575% | 43.3484 | 1.6923 | 85.2631 | 362.4521 | 492.7558 | 0.54607
2018-06-23 13:00 | 60137.8242 | 321 | 190 | 1781 | 2405 | 12.94 | 0.95 | 7.53 | 15.46 | 984.6687 | 1.637% | 68.0114 | 2.9554 | 219.5843 | 608.7893 | 899.3404 | 0.91334
2018-06-23 14:00 | 62373.6897 | 267 | 229 | 1375 | 2373 | 15.14 | 2.11 | 9.09 | 20.35 | 1038.2736 | 1.665% | 67.2895 | 8.0432 | 208.0544 | 803.8454 | 1087.2325 | 1.0472
2018-06-23 15:00 | 63807.2496 | 247 | 223 | 1375 | 2373 | 26.07 | 3.11 | 18.01 | 32.57 | 1066.4292 | 1.671% | 107.6217 | 11.5912 | 413.8838 | 1291.7471 | 1824.8438 | 1.7112
2018-06-23 16:00 | 64587.2178 | 222 | 268 | 1375 | 2373 | 27.94 | 2.61 | 14.54 | 37.51 | 1077.2936 | 1.668% | 103.4587 | 11.6671 | 333.4683 | 1484.6781 | 1933.2722 | 1.7946
2018-06-23 17:00 | 64479.9648 | 215 | 322 | 1375 | 2373 | 14 | 1.65 | 5.41 | 22.42 | 1052.39 | 1.632% | 49.1268 | 8.6715 | 121.4093 | 868.3309 | 1047.5385 | 0.99539
2018-06-23 18:00 | 63144.1393 | 239 | 434 | 1375 | 2441 | 8.27 | 1.87 | 2.5 | 14.08 | 1007.292 | 1.595% | 31.5301 | 12.9465 | 54.8359 | 548.2678 | 647.5804 | 0.64289
2018-06-23 19:00 | 60803.5299 | 258 | 395 | 1375 | 2441 | 7.22 | 1.38 | 2.5 | 9.94 | 930.5114 | 1.53% | 28.5069 | 8.342 | 52.606 | 371.3189 | 460.7738 | 0.49518
2018-06-23 20:00 | 58527.6796 | 238 | 372 | 1375 | 2441 | 5.84 | 1.95 | 2.05 | 8.3 | 894.0733 | 1.528% | 21.2325 | 11.0813 | 43.0594 | 309.4979 | 384.8711 | 0.43047
2018-06-23 21:00 | 56866.5113 | 250 | 518 | 1375 | 2441 | 3.24 | 3.5 | 2.24 | 6 | 812.189 | 1.428% | 11.5687 | 25.894 | 43.9897 | 209.1797 | 290.6321 | 0.35784
2018-06-23 22:00 | 53807.8629 | 355 | 593 | 1088 | 2565 | 3 | 4.58 | 0.97 | 3.94 | 749.3699 | 1.393% | 14.832 | 37.8243 | 14.6978 | 140.7454 | 208.0994 | 0.2777
2018-06-23 23:00 | 50808.9824 | 325 | 517 | 1088 | 2565 | 3.32 | 5.26 | 0.97 | 3.32 | 675.616 | 1.33% | 14.3477 | 36.1606 | 14.0333 | 113.2361 | 177.7777 | 0.26313
2018-06-24 | 47847.5299 | 353 | 414 | 1088 | 2565 | 2.03 | 3.95 | 0.85 | 1.53 | 585.3814 | 1.223% | 8.767 | 20.0068 | 11.3143 | 48.0129 | 88.101 | 0.1505
2018-06-24 01:00 | 45529.0605 | 293 | 317 | 1088 | 2565 | 2 | 3.11 | 0.84 | 1.5 | 528.584 | 1.161% | 6.8034 | 11.4458 | 10.6104 | 44.6688 | 73.5283 | 0.1391
2018-06-24 02:00 | 43580.3486 | 220 | 280 | 1510 | 2614 | 1.4 | 2.61 | 0.94 | 1.31 | 492.7918 | 1.131% | 3.4828 | 8.2636 | 16.0501 | 38.7213 | 66.5178 | 0.13498
2018-06-24 03:00 | 42195.9671 | 272 | 223 | 1510 | 2614 | 1.53 | 2.61 | 0.94 | 1.21 | 467.4825 | 1.108% | 4.6106 | 6.4482 | 15.7253 | 35.0417 | 61.8258 | 0.13225
2018-06-24 04:00 | 41278.3174 | 229 | 195 | 1510 | 2614 | 1.46 | 2.31 | 0.96 | 1.31 | 458.8494 | 1.112% | 3.7165 | 5.0072 | 16.1137 | 38.0649 | 62.9024 | 0.13709
2018-06-24 05:00 | 40803.0566 | 383 | 199 | 1510 | 2614 | 2 | 2.61 | 0.96 | 1.31 | 458.2325 | 1.123% | 8.6024 | 5.8329 | 16.2795 | 38.4565 | 69.1714 | 0.15095
2018-06-24 06:00 | 40390.4941 | 467 | 231 | 2127 | 2528 | 2.6 | 2.61 | 3 | 1.53 | 479.8801 | 1.188% | 14.4259 | 7.1632 | 75.8128 | 45.9539 | 143.3557 | 0.29873
2018-06-24 07:00 | 40845.5654 | 444 | 180 | 2127 | 2528 | 2.31 | 2.11 | 2.5 | 1.53 | 534.4206 | 1.308% | 13.4194 | 4.9693 | 69.5738 | 50.6066 | 138.569 | 0.25929
2018-06-24 08:00 | 43489.3903 | 467 | 263 | 2127 | 2528 | 3.1 | 2.61 | 2.5 | 1.53 | 610.5811 | 1.404% | 20.3254 | 9.6373 | 74.6565 | 54.3036 | 158.9228 | 0.26028
2018-06-24 09:00 | 46776.51 | 459 | 274 | 2127 | 2528 | 3.11 | 2.61 | 2.8 | 2.61 | 674.1186 | 1.441% | 20.5722 | 10.3062 | 85.829 | 95.0881 | 211.7955 | 0.31418
2018-06-24 10:00 | 50598.8453 | 523 | 211 | 1781 | 2405 | 5.76 | 1.31 | 2.62 | 4.34 | 759.4263 | 1.501% | 45.2136 | 4.1486 | 70.0342 | 156.657 | 276.0534 | 0.3635
2018-06-24 11:00 | 54412.971 | 470 | 168 | 1781 | 2405 | 5.97 | 0.51 | 5 | 5.26 | 835.5357 | 1.536% | 43.0859 | 1.3157 | 136.7403 | 194.2511 | 375.3929 | 0.44928
2018-06-24 12:00 | 57611.1774 | 391 | 199 | 1781 | 2405 | 7.11 | 0.78 | 3.32 | 7.11 | 904.1532 | 1.569% | 43.6296 | 2.436 | 92.7977 | 268.3613 | 407.2247 | 0.45039
2018-06-24 13:00 | 60291.1581 | 321 | 190 | 1781 | 2405 | 9.93 | 0.8 | 5.89 | 11.72 | 964.2265 | 1.599% | 50.9776 | 2.4309 | 167.7663 | 450.7836 | 671.9584 | 0.69689
2018-06-24 14:00 | 62333.639 | 267 | 229 | 1375 | 2373 | 10.32 | 1.56 | 2.5 | 16.51 | 1001.3739 | 1.606% | 44.2654 | 5.739 | 55.2226 | 629.3882 | 734.6152 | 0.73361
2018-06-24 15:00 | 63714.0302 | 247 | 223 | 1375 | 2373 | 13.1 | 3.47 | 4.5 | 20.55 | 1031.251 | 1.619% | 52.3718 | 12.5246 | 100.1485 | 789.2942 | 954.3391 | 0.92542
2018-06-24 16:00 | 64510.734 | 222 | 268 | 1375 | 2373 | 14.4 | 2.18 | 3.79 | 23.44 | 1031.6245 | 1.599% | 51.1217 | 9.3429 | 83.3358 | 889.4981 | 1033.2985 | 1.0016
2018-06-24 17:00 | 64592.1946 | 215 | 322 | 1375 | 2373 | 10.19 | 2.11 | 2.5 | 17.2 | 1006.458 | 1.558% | 34.1372 | 10.5865 | 53.5622 | 635.9776 | 734.2635 | 0.72955
2018-06-24 18:00 | 63300.0088 | 239 | 434 | 1375 | 2441 | 10 | 3.5 | 2.5 | 12 | 978.2001 | 1.545% | 36.9336 | 23.4737 | 53.121 | 452.6609 | 566.1892 | 0.57881
2018-06-24 19:00 | 61179.0703 | 258 | 395 | 1375 | 2441 | 7.39 | 2.61 | 2.53 | 8 | 919.8019 | 1.503% | 28.6652 | 15.4999 | 52.3016 | 293.5954 | 390.0621 | 0.42407
2018-06-24 20:00 | 58904.7324 | 238 | 372 | 1375 | 2441 | 4.25 | 2.11 | 2.33 | 6.34 | 871.8271 | 1.48% | 14.9708 | 11.6173 | 47.4175 | 229.0537 | 303.0593 | 0.34761
2018-06-24 21:00 | 57540.4329 | 250 | 518 | 1375 | 2441 | 4.78 | 3.98 | 2.41 | 5 | 781.754 | 1.359% | 16.2355 | 28.0098 | 45.0212 | 165.8192 | 255.0856 | 0.3263
2018-06-24 22:00 | 54214.6149 | 355 | 593 | 1088 | 2565 | 3.72 | 6 | 0.96 | 3.72 | 679.8656 | 1.254% | 16.5607 | 44.6183 | 13.0981 | 119.6567 | 193.9337 | 0.28525
2018-06-24 23:00 | 50245.9287 | 325 | 517 | 1088 | 2565 | 2.78 | 6 | 0.96 | 2.28 | 602.3676 | 1.199% | 10.8315 | 37.188 | 12.5216 | 70.1105 | 130.6516 | 0.2169
2018-06-25 | 46750.6373 | 353 | 414 | 1088 | 2565 | 2.61 | 4.58 | 0.85 | 2.11 | 555.4146 | 1.188% | 10.9457 | 22.5266 | 10.987 | 64.2983 | 108.7576 | 0.19581
2018-06-25 01:00 | 44398.1748 | 293 | 317 | 1088 | 2565 | 2.01 | 3.5 | 0.83 | 2 | 525.0389 | 1.183% | 6.9645 | 13.1206 | 10.6791 | 60.6658 | 91.4299 | 0.17414
2018-06-25 02:00 | 42778.3095 | 220 | 280 | 1510 | 2614 | 1.53 | 3.85 | 0.95 | 1.53 | 502.119 | 1.174% | 3.9509 | 12.6532 | 16.8377 | 46.944 | 80.3859 | 0.16009
2018-06-25 03:00 | 41896.29 | 272 | 223 | 1510 | 2614 | 1.53 | 3.52 | 0.95 | 1.53 | 491.5601 | 1.173% | 4.8827 | 9.2098 | 16.8307 | 46.9243 | 77.8475 | 0.15837
2018-06-25 04:00 | 41787.3847 | 229 | 195 | 1510 | 2614 | 1.53 | 2.61 | 0.97 | 1.53 | 542.4422 | 1.298% | 4.5482 | 6.6067 | 19.0133 | 51.9165 | 82.0846 | 0.15132
2018-06-25 05:00 | 42964.748 | 383 | 199 | 1510 | 2614 | 2.03 | 2.11 | 0.97 | 1.53 | 567.8042 | 1.322% | 10.275 | 5.5491 | 19.3569 | 52.8547 | 88.0356 | 0.15505
2018-06-25 06:00 | 44153.1618 | 467 | 231 | 2127 | 2528 | 4.05 | 2.61 | 3.65 | 2.85 | 574.222 | 1.301% | 24.5974 | 7.841 | 100.9667 | 93.7001 | 227.1052 | 0.3955
2018-06-25 07:00 | 44959.1058 | 444 | 180 | 2127 | 2528 | 4.07 | 1.76 | 3.67 | 3.31 | 588.0839 | 1.308% | 23.6374 | 4.1439 | 102.1069 | 109.4528 | 239.3409 | 0.40698
2018-06-25 08:00 | 46792.1504 | 467 | 263 | 2127 | 2528 | 5.2 | 2.61 | 4.22 | 4.82 | 617.034 | 1.319% | 32.0226 | 9.0517 | 118.363 | 160.6794 | 320.1167 | 0.5188
2018-06-25 09:00 | 49521.5641 | 459 | 274 | 2127 | 2528 | 4.64 | 1 | 4.22 | 5.2 | 662.3286 | 1.337% | 28.4846 | 3.6646 | 120.0492 | 175.8165 | 328.0149 | 0.49524
2018-06-25 10:00 | 53019.6936 | 523 | 211 | 1781 | 2405 | 5.66 | 0.3 | 3 | 6.81 | 723.3414 | 1.364% | 40.3854 | 0.86359 | 72.8939 | 223.4438 | 337.5867 | 0.4667
2018-06-25 11:00 | 56340.4277 | 470 | 168 | 1781 | 2405 | 5 | 1 | 4.25 | 7.67 | 795.8056 | 1.412% | 33.1936 | 2.373 | 106.9153 | 260.5537 | 403.0356 | 0.50645
2018-06-25 12:00 | 59059.4319 | 391 | 199 | 1781 | 2405 | 9.76 | 0.7 | 3.36 | 14.17 | 852.5519 | 1.444% | 55.0881 | 2.0109 | 86.3843 | 491.9449 | 635.4282 | 0.74532
2018-06-25 13:00 | 61273.6624 | 321 | 190 | 1781 | 2405 | 13.4 | 0.94 | 8.8 | 19.37 | 873.0704 | 1.425% | 61.2894 | 2.5448 | 223.3171 | 663.7738 | 950.9252 | 1.0892
2018-06-25 14:00 | 62351.4365 | 267 | 229 | 1375 | 2373 | 15.45 | 2.61 | 2.51 | 25.75 | 901.2566 | 1.445% | 59.6268 | 8.6393 | 49.886 | 883.2364 | 1001.3885 | 1.1111
2018-06-25 15:00 | 63456.609 | 247 | 223 | 1375 | 2373 | 26.79 | 2.11 | 4.67 | 38.25 | 942.7569 | 1.486% | 98.3088 | 6.9905 | 95.3987 | 1348.5034 | 1549.2014 | 1.6433
2018-06-25 16:00 | 64462.2773 | 222 | 268 | 1375 | 2373 | 31.45 | 2.19 | 3.87 | 41.45 | 971.288 | 1.507% | 105.2001 | 8.8434 | 80.1782 | 1482.0561 | 1676.2778 | 1.7258
2018-06-25 17:00 | 64403.1676 | 215 | 322 | 1375 | 2373 | 13.36 | 1 | 2.55 | 20.32 | 982.9602 | 1.526% | 43.8403 | 4.9146 | 53.5145 | 735.9531 | 838.2225 | 0.85275
2018-06-25 18:00 | 63246.6592 | 239 | 434 | 1375 | 2441 | 10.04 | 2.18 | 2.5 | 17.34 | 947.6312 | 1.498% | 35.9529 | 14.1758 | 51.5044 | 634.1889 | 735.822 | 0.77649
2018-06-25 19:00 | 61133.3024 | 258 | 395 | 1375 | 2441 | 6 | 2.11 | 2.5 | 9.93 | 901.93 | 1.475% | 22.8384 | 12.2963 | 50.7151 | 357.6119 | 443.4618 | 0.49168
2018-06-25 20:00 | 58897.1207 | 238 | 372 | 1375 | 2441 | 4.74 | 1.73 | 1.9 | 11.57 | 871.2447 | 1.479% | 16.6879 | 9.52 | 38.6458 | 417.7796 | 482.6332 | 0.55396
2018-06-25 21:00 | 57257.5768 | 250 | 518 | 1375 | 2441 | 4 | 2.11 | 1.91 | 9.15 | 791.8617 | 1.383% | 13.8298 | 15.1157 | 36.3205 | 308.891 | 374.1571 | 0.4725
2018-06-25 22:00 | 53771.7936 | 355 | 593 | 1088 | 2565 | 2.01 | 4.01 | 0.95 | 3.58 | 686.8964 | 1.277% | 9.1151 | 30.3764 | 13.2035 | 117.3025 | 169.9974 | 0.24749
2018-06-25 23:00 | 49833.9563 | 325 | 517 | 1088 | 2565 | 2.92 | 6 | 0.95 | 2.42 | 583.4514 | 1.171% | 11.1108 | 36.3179 | 12.1013 | 72.6745 | 132.2045 | 0.22659
2018-06-26 | 46483.7571 | 353 | 414 | 1088 | 2565 | 2.03 | 3.43 | 0.84 | 1.53 | 528.727 | 1.137% | 8.1508 | 16.1519 | 10.3953 | 44.6384 | 79.3365 | 0.15005
2018-06-26 01:00 | 44052.1259 | 293 | 317 | 1088 | 2565 | 1.53 | 2.11 | 0.82 | 1.53 | 494.9211 | 1.123% | 5.0365 | 7.5147 | 10.0233 | 44.0908 | 66.6653 | 0.1347
2018-06-26 02:00 | 42339.6787 | 220 | 280 | 1510 | 2614 | 1.3 | 2.61 | 0.95 | 1.5 | 473.4729 | 1.118% | 3.1983 | 8.1723 | 16.0416 | 43.8475 | 71.2597 | 0.1505
2018-06-26 03:00 | 41193.7848 | 272 | 223 | 1510 | 2614 | 1.53 | 2.11 | 0.95 | 1.53 | 465.7178 | 1.131% | 4.7049 | 5.3196 | 16.2178 | 45.2156 | 71.4579 | 0.15344
2018-06-26 04:00 | 41026.012 | 229 | 195 | 1510 | 2614 | 1.5 | 2.11 | 0.97 | 1.5 | 473.6999 | 1.155% | 3.9662 | 4.7507 | 16.9119 | 45.2732 | 70.902 | 0.14968
2018-06-26 05:00 | 42094.7415 | 383 | 199 | 1510 | 2614 | 1.75 | 1.09 | 0.97 | 1.53 | 493.2158 | 1.172% | 7.8532 | 2.5415 | 17.1616 | 46.8604 | 74.4167 | 0.15088
2018-06-26 06:00 | 43488.3681 | 467 | 231 | 2127 | 2528 | 3.21 | 2.11 | 3.54 | 2.61 | 521.3943 | 1.199% | 17.9728 | 5.8437 | 90.2742 | 79.1062 | 193.1969 | 0.37054
2018-06-26 07:00 | 44879.0618 | 444 | 180 | 2127 | 2528 | 3.99 | 0.95 | 3.99 | 3.11 | 566.044 | 1.261% | 22.3441 | 2.1568 | 107.0402 | 99.1617 | 230.7027 | 0.40757
2018-06-26 08:00 | 47578.4017 | 467 | 263 | 2127 | 2528 | 5.08 | 2.61 | 5.08 | 4.66 | 612.7924 | 1.288% | 30.5551 | 8.841 | 139.1665 | 151.7283 | 330.2909 | 0.53899
2018-06-26 09:00 | 51026.0019 | 459 | 274 | 2127 | 2528 | 4.77 | 2.61 | 4.76 | 4.77 | 668.7198 | 1.311% | 28.6935 | 9.3722 | 132.6866 | 158.0331 | 328.7855 | 0.49166
2018-06-26 10:00 | 54609.9589 | 523 | 211 | 1781 | 2405 | 4.45 | 0.33 | 3.65 | 5.41 | 741.1429 | 1.357% | 31.5858 | 0.94499 | 88.224 | 176.5804 | 297.3352 | 0.40118
2018-06-26 11:00 | 57983.8437 | 470 | 168 | 1781 | 2405 | 7.13 | 0.64 | 6.53 | 7.13 | 811.2113 | 1.399% | 46.8829 | 1.5042 | 162.7062 | 239.9008 | 450.9941 | 0.55595
2018-06-26 12:00 | 61016.9678 | 391 | 199 | 1781 | 2405 | 7.59 | 0.74 | 3.48 | 12.3 | 879.1192 | 1.441% | 42.7578 | 2.1217 | 89.2977 | 426.2038 | 560.3811 | 0.63743
2018-06-26 13:00 | 63709.4798 | 321 | 190 | 1781 | 2405 | 11.38 | 2.31 | 8 | 17.38 | 930.8191 | 1.461% | 53.3714 | 6.4125 | 208.1686 | 610.6974 | 878.6499 | 0.94395
2018-06-26 14:00 | 65731.6787 | 267 | 229 | 1375 | 2373 | 13.14 | 2.11 | 3.01 | 23.75 | 985.1925 | 1.499% | 52.5839 | 7.2421 | 62.032 | 844.7102 | 966.5681 | 0.9811
2018-06-26 15:00 | 67174.7415 | 247 | 223 | 1375 | 2373 | 24.79 | 2.11 | 15.19 | 36.26 | 1018.5238 | 1.516% | 92.8408 | 7.1343 | 316.6836 | 1304.64 | 1721.2988 | 1.69
2018-06-26 16:00 | 67657.6263 | 222 | 268 | 1375 | 2373 | 29.46 | 2.48 | 14.35 | 40.56 | 1044.1621 | 1.543% | 100.9339 | 10.2574 | 304.513 | 1485.4118 | 1901.116 | 1.8207
2018-06-26 17:00 | 67485.2818 | 215 | 322 | 1375 | 2373 | 14 | 1.81 | 7.47 | 23.67 | 1050.8266 | 1.557% | 46.8693 | 9.0752 | 159.9356 | 874.6171 | 1090.4973 | 1.0378
2018-06-26 18:00 | 66425.5521 | 239 | 434 | 1375 | 2441 | 10.83 | 2.03 | 4 | 18.84 | 1014.7171 | 1.528% | 39.54 | 13.4585 | 84.018 | 702.5197 | 839.5361 | 0.82736
2018-06-26 19:00 | 64265.0348 | 258 | 395 | 1375 | 2441 | 6 | 1.96 | 2.5 | 11.14 | 960.3255 | 1.494% | 23.1321 | 11.569 | 51.3673 | 406.3467 | 492.415 | 0.51276
2018-06-26 20:00 | 61506.4596 | 238 | 372 | 1375 | 2441 | 5 | 1.43 | 1.88 | 10 | 916.3519 | 1.49% | 17.7292 | 7.9254 | 38.5125 | 363.6716 | 427.8387 | 0.46689
2018-06-26 21:00 | 59467.8977 | 250 | 518 | 1375 | 2441 | 4 | 2.61 | 1.88 | 10.27 | 822.2378 | 1.383% | 13.8266 | 18.6933 | 35.7417 | 346.6196 | 414.8811 | 0.50458
2018-06-26 22:00 | 55528.7474 | 355 | 593 | 1088 | 2565 | 2.79 | 4.01 | 0.94 | 3.18 | 719.8879 | 1.296% | 12.8404 | 30.8281 | 13.2588 | 105.7454 | 162.6727 | 0.22597
2018-06-26 23:00 | 51191.5999 | 325 | 517 | 1088 | 2565 | 3 | 4.01 | 0.94 | 2.83 | 622.1169 | 1.215% | 11.8489 | 25.1946 | 12.4288 | 88.216 | 137.6883 | 0.22132
2018-06-27 | 47550.3284 | 353 | 414 | 1088 | 2565 | 2.11 | 4.01 | 0.83 | 1.61 | 559.4365 | 1.177% | 8.763 | 19.5318 | 10.6244 | 48.5859 | 87.5051 | 0.15642
2018-06-27 01:00 | 44887.5211 | 293 | 317 | 1088 | 2565 | 1.54 | 2.31 | 0.81 | 1.53 | 519.8842 | 1.158% | 5.226 | 8.4811 | 10.2069 | 45.4527 | 69.3667 | 0.13343
2018-06-27 02:00 | 42981.2549 | 220 | 280 | 1510 | 2614 | 1.53 | 2.31 | 0.94 | 1.53 | 485.6648 | 1.13% | 3.8034 | 7.3085 | 16.0384 | 45.1913 | 72.3416 | 0.14895
2018-06-27 03:00 | 41747.4339 | 272 | 223 | 1510 | 2614 | 1.53 | 2.11 | 0.94 | 1.53 | 471.362 | 1.129% | 4.6988 | 5.3127 | 16.0262 | 45.1567 | 71.1943 | 0.15104
2018-06-27 04:00 | 41430.875 | 229 | 195 | 1510 | 2614 | 1.53 | 2 | 0.96 | 1.5 | 476.5973 | 1.15% | 4.0305 | 4.4863 | 16.6754 | 45.105 | 70.2971 | 0.1475
2018-06-27 05:00 | 42349.7555 | 383 | 199 | 1510 | 2614 | 2.01 | 1.38 | 0.96 | 1.53 | 499.8006 | 1.18% | 9.0853 | 3.241 | 17.1078 | 47.2001 | 76.6342 | 0.15333
2018-06-27 06:00 | 43497.6194 | 467 | 231 | 2127 | 2528 | 3.34 | 2.11 | 3.33 | 2.64 | 524.6479 | 1.206% | 18.8133 | 5.8789 | 85.4307 | 80.4977 | 190.6207 | 0.36333
2018-06-27 07:00 | 45008.5133 | 444 | 180 | 2127 | 2528 | 4.2 | 1.31 | 3.9 | 3.74 | 556.2938 | 1.236% | 23.0485 | 2.9144 | 102.5278 | 116.8579 | 245.3486 | 0.44104
2018-06-27 08:00 | 47939.0989 | 467 | 263 | 2127 | 2528 | 5.34 | 2.31 | 4.74 | 4.75 | 611.9161 | 1.276% | 31.8317 | 7.7548 | 128.6909 | 153.2755 | 321.5529 | 0.52549
2018-06-27 09:00 | 51394.677 | 459 | 274 | 2127 | 2528 | 5.06 | 2.61 | 4.75 | 4.75 | 693.9147 | 1.35% | 31.3582 | 9.6556 | 136.4109 | 162.1282 | 339.5529 | 0.48933
2018-06-27 10:00 | 55124.6624 | 523 | 211 | 1781 | 2405 | 7 | 0.16 | 3.3 | 7.85 | 761.1575 | 1.381% | 50.5508 | 0.46616 | 81.1534 | 260.6834 | 392.8537 | 0.51613
2018-06-27 11:00 | 58710.6542 | 470 | 168 | 1781 | 2405 | 9.7 | 0.07 | 5.75 | 9.7 | 829.2034 | 1.412% | 64.3893 | 0.16609 | 144.6358 | 329.4814 | 538.6727 | 0.64963
2018-06-27 12:00 | 62070.8082 | 391 | 199 | 1781 | 2405 | 11.4 | 0.94 | 7.67 | 18.64 | 910.5239 | 1.467% | 65.3861 | 2.744 | 200.3841 | 657.6047 | 926.1189 | 1.0171
2018-06-27 13:00 | 65210.6855 | 321 | 190 | 1781 | 2405 | 21.4 | 1.33 | 16.26 | 29.94 | 988.8145 | 1.516% | 104.1633 | 3.8318 | 439.1173 | 1091.8498 | 1638.9622 | 1.6575
2018-06-27 14:00 | 67494.5104 | 267 | 229 | 1375 | 2373 | 32.93 | 3.11 | 27.33 | 47.93 | 1040.8775 | 1.542% | 135.592 | 10.9832 | 579.5267 | 1754.0272 | 2480.1291 | 2.3827
2018-06-27 15:00 | 68514.6237 | 247 | 223 | 1375 | 2373 | 62.57 | 2.61 | 34.67 | 82.15 | 1072.0232 | 1.565% | 241.8154 | 9.1068 | 745.8946 | 3050.1853 | 4047.0021 | 3.7751
2018-06-27 16:00 | 69039.4147 | 222 | 268 | 1375 | 2373 | 70.5 | 3.5 | 36.3 | 94.85 | 1096.4349 | 1.588% | 248.558 | 14.8966 | 792.6748 | 3574.5453 | 4630.6748 | 4.2234
2018-06-27 17:00 | 69013.0664 | 215 | 322 | 1375 | 2373 | 26.29 | 2.48 | 22.54 | 44.96 | 1107.8316 | 1.605% | 90.7343 | 12.8189 | 497.5068 | 1712.6415 | 2313.7014 | 2.0885
2018-06-27 18:00 | 68296.9414 | 239 | 434 | 1375 | 2441 | 17.55 | 1.31 | 6.4 | 30.96 | 1073.0152 | 1.571% | 65.8991 | 8.9323 | 138.2571 | 1187.3352 | 1400.4237 | 1.3051
2018-06-27 19:00 | 66105.0973 | 258 | 395 | 1375 | 2441 | 7.38 | 1.33 | 2.58 | 15.65 | 1014.1554 | 1.534% | 29.2109 | 8.0597 | 54.4242 | 586.073 | 677.7678 | 0.66831
2018-06-27 20:00 | 63186.1591 | 238 | 372 | 1375 | 2441 | 5 | 1.22 | 2.5 | 8.29 | 955.7078 | 1.513% | 17.9991 | 6.8645 | 51.9931 | 306.0733 | 382.93 | 0.40068
2018-06-27 21:00 | 60836.4023 | 250 | 518 | 1375 | 2441 | 3.11 | 2.11 | 1.92 | 11.54 | 854.2742 | 1.404% | 10.9178 | 15.3478 | 37.0713 | 395.5554 | 458.8923 | 0.53717
2018-06-27 22:00 | 56800.5211 | 355 | 593 | 1088 | 2565 | 2.17 | 3.5 | 0.93 | 3.69 | 749.1033 | 1.319% | 10.1596 | 27.3724 | 13.3445 | 124.8254 | 175.7019 | 0.23455
2018-06-27 23:00 | 52466.0625 | 325 | 517 | 1088 | 2565 | 2.31 | 4.01 | 0.93 | 2.31 | 636.274 | 1.213% | 9.1046 | 25.142 | 12.2709 | 71.8563 | 118.3739 | 0.18604
2018-06-28 | 48628.2333 | 353 | 414 | 1088 | 2565 | 2.03 | 4.01 | 0.82 | 1.53 | 569.5872 | 1.171% | 8.3935 | 19.4454 | 10.45 | 45.9675 | 84.2563 | 0.14793
2018-06-28 01:00 | 45704.8111 | 293 | 317 | 1088 | 2565 | 1.57 | 2.49 | 0.8 | 1.5 | 516.0339 | 1.129% | 5.1938 | 8.912 | 9.8273 | 43.4405 | 67.3736 | 0.13056
2018-06-28 02:00 | 43690.7539 | 220 | 280 | 1510 | 2614 | 1.5 | 2.61 | 0.95 | 1.5 | 491.5393 | 1.125% | 3.7126 | 8.2218 | 16.1387 | 44.1129 | 72.1861 | 0.14686
2018-06-28 03:00 | 42445.2233 | 272 | 223 | 1510 | 2614 | 1.5 | 2.11 | 0.95 | 1.5 | 488.2029 | 1.15% | 4.6928 | 5.412 | 16.4996 | 45.0992 | 71.7035 | 0.14687
2018-06-28 04:00 | 41980.3173 | 229 | 195 | 1510 | 2614 | 1.5 | 2.11 | 0.97 | 1.5 | 479.8791 | 1.143% | 3.9266 | 4.7033 | 16.7431 | 44.8211 | 70.1941 | 0.14627
2018-06-28 05:00 | 42709.1582 | 383 | 199 | 1510 | 2614 | 2.01 | 2 | 0.95 | 1.53 | 496.0569 | 1.161% | 8.9414 | 4.6227 | 16.6614 | 46.4523 | 76.6778 | 0.15457
2018-06-28 06:00 | 43787.3952 | 467 | 231 | 2127 | 2528 | 3.65 | 2.61 | 3.65 | 2.51 | 528.0954 | 1.206% | 20.5576 | 7.2714 | 93.6319 | 76.5269 | 197.9877 | 0.37491
2018-06-28 07:00 | 45187.7301 | 444 | 180 | 2127 | 2528 | 5.26 | 2.11 | 4.96 | 3.81 | 575.1179 | 1.273% | 29.7238 | 4.8338 | 134.272 | 122.5853 | 291.415 | 0.5067
2018-06-28 08:00 | 48028.7291 | 467 | 263 | 2127 | 2528 | 5.19 | 2.61 | 5.01 | 3.86 | 620.4649 | 1.292% | 31.3112 | 8.8677 | 137.6643 | 126.0609 | 303.9042 | 0.4898
2018-06-28 09:00 | 51427.0774 | 459 | 274 | 2127 | 2528 | 5.77 | 2.61 | 5.46 | 5.46 | 689.5733 | 1.341% | 35.5122 | 9.5891 | 155.7216 | 185.0795 | 385.9024 | 0.55962
2018-06-28 10:00 | 55152.568 | 523 | 211 | 1781 | 2405 | 5.59 | 0.58 | 3.27 | 6 | 767.1873 | 1.391% | 40.6677 | 1.7023 | 81.0116 | 200.7253 | 324.1069 | 0.42246
2018-06-28 11:00 | 58729.2727 | 470 | 168 | 1781 | 2405 | 5.57 | 0.64 | 4.97 | 7.41 | 840.2458 | 1.431% | 37.4546 | 1.5383 | 126.6403 | 254.9676 | 420.6008 | 0.50057
2018-06-28 12:00 | 61914.3011 | 391 | 199 | 1781 | 2405 | 10.77 | 0.84 | 7 | 11.61 | 913.8167 | 1.476% | 62.1528 | 2.4672 | 184.0052 | 412.1121 | 660.7373 | 0.72305
2018-06-28 13:00 | 64718.0257 | 321 | 190 | 1781 | 2405 | 15.01 | 0.61 | 2.5 | 21.4 | 975.7038 | 1.508% | 72.6404 | 1.7473 | 67.1269 | 775.9283 | 917.4429 | 0.94029
2018-06-28 14:00 | 66844.6842 | 267 | 229 | 1375 | 2373 | 14.73 | 2.24 | 2.5 | 28.06 | 1019.2446 | 1.525% | 59.9688 | 7.8216 | 52.4148 | 1015.306 | 1135.5112 | 1.1141
2018-06-28 15:00 | 67992.2767 | 247 | 223 | 1375 | 2373 | 26.08 | 2.25 | 7 | 36.36 | 1041.7454 | 1.532% | 98.6976 | 7.6876 | 147.4697 | 1321.9761 | 1575.831 | 1.5127
2018-06-28 16:00 | 68581.3887 | 222 | 268 | 1375 | 2373 | 27.42 | 2.29 | 7 | 40.33 | 1049.9529 | 1.531% | 93.1931 | 9.3958 | 147.3548 | 1465.175 | 1715.1188 | 1.6335
2018-06-28 17:00 | 68269.6875 | 215 | 322 | 1375 | 2373 | 14 | 1.46 | 2.5 | 24.1 | 1042.0802 | 1.526% | 45.9452 | 7.176 | 52.4706 | 872.9473 | 978.539 | 0.93902
2018-06-28 18:00 | 67086.4511 | 239 | 434 | 1375 | 2441 | 8 | 2.31 | 2.5 | 17.15 | 1004.9704 | 1.498% | 28.6422 | 15.0183 | 51.4945 | 627.1196 | 722.2746 | 0.7187
2018-06-28 19:00 | 64837.7793 | 258 | 395 | 1375 | 2441 | 8.8 | 2.11 | 2.5 | 12.83 | 963.407 | 1.486% | 33.7353 | 12.384 | 51.0769 | 465.3461 | 562.5423 | 0.58391
2018-06-28 20:00 | 62294.8229 | 238 | 372 | 1375 | 2441 | 5.47 | 1.47 | 2.3 | 12.56 | 926.9818 | 1.488% | 19.3724 | 8.1373 | 47.0598 | 456.2224 | 530.7919 | 0.5726
2018-06-28 21:00 | 60303.358 | 250 | 518 | 1375 | 2441 | 4 | 2.61 | 1.88 | 9.59 | 834.2306 | 1.383% | 13.8339 | 18.7032 | 35.7606 | 323.8404 | 392.1381 | 0.47006
2018-06-28 22:00 | 56449.4443 | 355 | 593 | 1088 | 2565 | 2.31 | 4.01 | 0.92 | 3.7 | 718.7265 | 1.273% | 10.4411 | 30.2763 | 12.7444 | 120.8351 | 174.2969 | 0.24251
2018-06-28 23:00 | 52214.4414 | 325 | 517 | 1088 | 2565 | 2.81 | 6 | 0.92 | 2.31 | 627.27 | 1.201% | 10.9712 | 37.2654 | 12.0249 | 71.1809 | 131.4423 | 0.20955
2018-06-29 | 48516.8899 | 353 | 414 | 1088 | 2565 | 2 | 4 | 0.81 | 1.49 | 561.3633 | 1.157% | 8.1688 | 19.1607 | 10.1968 | 44.2206 | 81.7469 | 0.14562
2018-06-29 01:00 | 45860.5739 | 293 | 317 | 1088 | 2565 | 1.53 | 2.8 | 0.75 | 1.29 | 525.4219 | 1.146% | 5.136 | 10.1692 | 9.3489 | 37.9093 | 62.5634 | 0.11907
2018-06-29 02:00 | 44053.2106 | 220 | 280 | 1510 | 2614 | 1.23 | 2.61 | 0.94 | 1.01 | 496.1774 | 1.126% | 3.0478 | 8.2311 | 15.9869 | 29.7363 | 57.0021 | 0.11488
2018-06-29 03:00 | 42776.1403 | 272 | 223 | 1510 | 2614 | 1.53 | 2.11 | 0.94 | 1.2 | 481.0338 | 1.125% | 4.6799 | 5.2913 | 15.9617 | 35.2745 | 61.2073 | 0.12724
2018-06-29 04:00 | 42353.2402 | 229 | 195 | 1510 | 2614 | 1.22 | 2 | 0.96 | 1.01 | 474.0974 | 1.119% | 3.1273 | 4.3656 | 16.2267 | 29.5534 | 53.2731 | 0.11237
2018-06-29 05:00 | 43065.2591 | 383 | 199 | 1510 | 2614 | 2 | 2 | 0.94 | 1.11 | 494.5302 | 1.148% | 8.7962 | 4.5703 | 16.2994 | 33.3192 | 62.9851 | 0.12736
2018-06-29 06:00 | 44003.9818 | 467 | 231 | 2127 | 2528 | 3.01 | 3.11 | 3 | 2.61 | 520.6887 | 1.183% | 16.633 | 8.5008 | 75.5049 | 78.0735 | 178.7121 | 0.34322
2018-06-29 07:00 | 45285.6946 | 444 | 180 | 2127 | 2528 | 3.59 | 2.11 | 3.29 | 2.61 | 557.0947 | 1.23% | 19.6085 | 4.6722 | 86.0858 | 81.1681 | 191.5347 | 0.34381
2018-06-29 08:00 | 48055.7565 | 467 | 263 | 2127 | 2528 | 4.25 | 3.11 | 3.65 | 3.1 | 596.6193 | 1.242% | 24.641 | 10.1547 | 96.3856 | 97.295 | 228.4763 | 0.38295
2018-06-29 09:00 | 51544.4818 | 459 | 274 | 2127 | 2528 | 4.92 | 3.23 | 4.61 | 3.81 | 656.5266 | 1.274% | 28.7639 | 11.2726 | 124.8931 | 122.6796 | 287.6092 | 0.43808
2018-06-29 10:00 | 55154.4329 | 523 | 211 | 1781 | 2405 | 5.29 | 0.01 | 2.5 | 5.14 | 724.5034 | 1.314% | 36.3427 | 0.027717 | 58.4876 | 162.3821 | 257.2402 | 0.35506
2018-06-29 11:00 | 58521.8095 | 470 | 168 | 1781 | 2405 | 5.57 | 0.01 | 5 | 7.72 | 792.8649 | 1.355% | 35.4678 | 0.022761 | 120.6467 | 251.5439 | 407.6812 | 0.51419
2018-06-29 12:00 | 61526.7698 | 391 | 199 | 1781 | 2405 | 5.82 | 0.01 | 5.84 | 10.21 | 876.7637 | 1.425% | 32.4279 | 0.028358 | 148.216 | 349.9124 | 530.5846 | 0.60516
2018-06-29 13:00 | 64379.5364 | 321 | 190 | 1781 | 2405 | 7.1 | 0.01 | 2.5 | 14.63 | 949.9635 | 1.476% | 33.6297 | 0.028036 | 65.6996 | 519.1806 | 618.538 | 0.65112
2018-06-29 14:00 | 66367.2861 | 267 | 229 | 1375 | 2373 | 12.74 | 2.76 | 2.19 | 23.13 | 1002.8776 | 1.511% | 51.4014 | 9.5508 | 45.5031 | 829.4062 | 935.8614 | 0.93318
2018-06-29 15:00 | 67752.5065 | 247 | 223 | 1375 | 2373 | 21.53 | 4 | 2.5 | 32.84 | 1037.3912 | 1.531% | 81.4251 | 13.6578 | 52.6332 | 1193.2133 | 1340.9294 | 1.2926
2018-06-29 16:00 | 68440.8379 | 222 | 268 | 1375 | 2373 | 24.27 | 5.63 | 2.5 | 37 | 1051.1114 | 1.536% | 82.7477 | 23.1727 | 52.793 | 1348.4439 | 1507.1573 | 1.4339
2018-06-29 17:00 | 67929.0664 | 215 | 322 | 1375 | 2373 | 10.81 | 1.69 | 1.91 | 21.39 | 1030.5753 | 1.517% | 35.2605 | 8.2559 | 39.8437 | 770.0743 | 853.4344 | 0.82811
2018-06-29 18:00 | 66071.5788 | 239 | 434 | 1375 | 2441 | 6.19 | 2.31 | 2.41 | 14.18 | 969.3126 | 1.467% | 21.7039 | 14.7079 | 48.6148 | 507.8006 | 592.8272 | 0.6116
2018-06-29 19:00 | 63450.3411 | 258 | 395 | 1375 | 2441 | 3.48 | 2.11 | 2.13 | 9.84 | 914.7389 | 1.442% | 12.9438 | 12.0155 | 42.2226 | 346.2789 | 413.4609 | 0.452
2018-06-29 20:00 | 60747.2548 | 238 | 372 | 1375 | 2441 | 2.19 | 2.11 | 2.01 | 8.65 | 881.2075 | 1.451% | 7.5609 | 11.3861 | 40.0913 | 306.2918 | 365.3302 | 0.41458
2018-06-29 21:00 | 58993.9456 | 250 | 518 | 1375 | 2441 | 3 | 5.43 | 1.68 | 6.33 | 805.0244 | 1.365% | 10.2344 | 38.3823 | 31.522 | 210.8498 | 290.9885 | 0.36147
2018-06-29 22:00 | 55725.8636 | 355 | 593 | 1088 | 2565 | 3 | 4.01 | 0.9 | 4 | 747.0635 | 1.341% | 14.2774 | 31.8786 | 13.1272 | 137.546 | 196.8293 | 0.26347
2018-06-29 23:00 | 52231.4459 | 325 | 517 | 1088 | 2565 | 4.39 | 6 | 0.85 | 4 | 699.2131 | 1.339% | 19.0996 | 41.5259 | 12.3801 | 137.3488 | 210.3545 | 0.30084
2018-06-30 | 48853.5192 | 353 | 414 | 1088 | 2565 | 4 | 6 | 0.81 | 3 | 611.7299 | 1.252% | 17.6807 | 31.1039 | 11.0351 | 96.3546 | 156.1743 | 0.2553
2018-06-30 01:00 | 46306.7356 | 293 | 317 | 1088 | 2565 | 2.01 | 3.72 | 0.75 | 1.61 | 558.0242 | 1.205% | 7.097 | 14.2106 | 9.8333 | 49.7648 | 80.9056 | 0.14499
2018-06-30 02:00 | 44212.4033 | 220 | 280 | 1510 | 2614 | 1.6 | 3.5 | 0.93 | 1.6 | 541.3934 | 1.225% | 4.3103 | 12.0004 | 17.1961 | 51.2147 | 84.7214 | 0.15649
2018-06-30 03:00 | 42622.0807 | 272 | 223 | 1510 | 2614 | 2 | 2.61 | 0.93 | 1.6 | 524.7374 | 1.231% | 6.6974 | 7.1656 | 17.2889 | 51.4912 | 82.6431 | 0.15749
2018-06-30 04:00 | 41657.1813 | 229 | 195 | 1510 | 2614 | 1.53 | 2.31 | 0.95 | 1.53 | 540.7407 | 1.298% | 4.5481 | 5.8472 | 18.6209 | 51.9154 | 80.9315 | 0.14967
2018-06-30 05:00 | 41405.764 | 383 | 199 | 1510 | 2614 | 2.31 | 2.61 | 0.93 | 1.75 | 542.4904 | 1.31% | 11.5916 | 6.8049 | 18.3989 | 59.9342 | 96.7296 | 0.17831
2018-06-30 06:00 | 41297.9518 | 467 | 231 | 2127 | 2528 | 3.3 | 4.01 | 3 | 2.31 | 563.2008 | 1.364% | 21.0167 | 12.6326 | 87.0209 | 79.6386 | 200.3088 | 0.35566
2018-06-30 07:00 | 42064.8662 | 444 | 180 | 2127 | 2528 | 3 | 3.5 | 2.49 | 2.49 | 602.8062 | 1.433% | 19.0881 | 9.0281 | 75.8971 | 90.2058 | 194.2191 | 0.32219
2018-06-30 08:00 | 44964.2461 | 467 | 263 | 2127 | 2528 | 3.11 | 4.01 | 2.81 | 2.61 | 660.5271 | 1.469% | 21.3354 | 15.4926 | 87.8005 | 96.9261 | 221.5546 | 0.33542
2018-06-30 09:00 | 48777.274 | 459 | 274 | 2127 | 2528 | 3.36 | 3.27 | 3.05 | 2.93 | 708.6808 | 1.453% | 22.4071 | 13.0176 | 94.2541 | 107.6162 | 237.2951 | 0.33484
2018-06-30 10:00 | 52777.7874 | 523 | 211 | 1781 | 2405 | 4.76 | 0.8 | 2.69 | 4.76 | 784.1032 | 1.486% | 36.9854 | 2.5078 | 71.1768 | 170.0764 | 280.7464 | 0.35805
2018-06-30 11:00 | 56029.7376 | 470 | 168 | 1781 | 2405 | 7.31 | 0.2 | 4.85 | 7.31 | 869.5392 | 1.552% | 53.3195 | 0.52145 | 134.0529 | 272.8369 | 460.7307 | 0.52986
2018-06-30 12:00 | 59000.8294 | 391 | 199 | 1781 | 2405 | 8.24 | 0.68 | 6.89 | 9.78 | 936.3419 | 1.587% | 51.1305 | 2.1475 | 194.7419 | 373.2762 | 621.2962 | 0.66354
2018-06-30 13:00 | 61495.0039 | 321 | 190 | 1781 | 2405 | 8.96 | 1.18 | 7 | 11.57 | 973.0597 | 1.582% | 45.5106 | 3.5476 | 197.2703 | 440.2994 | 686.6279 | 0.70564
2018-06-30 14:00 | 63501.0875 | 267 | 229 | 1375 | 2373 | 10.6 | 2.01 | 2.41 | 18.04 | 1016.2135 | 1.6% | 45.2919 | 7.3661 | 53.0302 | 685.0749 | 790.7631 | 0.77815
2018-06-30 15:00 | 64884.5592 | 247 | 223 | 1375 | 2373 | 18.76 | 2.88 | 4.74 | 25.98 | 1047.7846 | 1.615% | 74.8274 | 10.3712 | 105.2475 | 995.5602 | 1186.0062 | 1.1319
2018-06-30 16:00 | 65677.0791 | 222 | 268 | 1375 | 2373 | 23.47 | 2.89 | 7 | 31.98 | 1053.2719 | 1.604% | 83.5589 | 12.4211 | 154.3574 | 1217.0345 | 1467.3718 | 1.3932
2018-06-30 17:00 | 65420.4173 | 215 | 322 | 1375 | 2373 | 13.72 | 2.27 | 3.31 | 20.29 | 1044.5329 | 1.597% | 47.0979 | 11.6705 | 72.6674 | 768.7562 | 900.192 | 0.86181
2018-06-30 18:00 | 64016.0039 | 239 | 434 | 1375 | 2441 | 8 | 2.75 | 2 | 13.6 | 1009.7547 | 1.577% | 30.1589 | 18.8256 | 43.3771 | 523.6415 | 616.003 | 0.61005
2018-06-30 19:00 | 61559.2747 | 258 | 395 | 1375 | 2441 | 6 | 2.31 | 2 | 10.41 | 956.2233 | 1.553% | 24.0457 | 14.1734 | 42.7168 | 394.7156 | 475.6515 | 0.49743
2018-06-30 20:00 | 58999.4098 | 238 | 372 | 1375 | 2441 | 4.66 | 2.21 | 2.19 | 8.53 | 876.0354 | 1.485% | 16.4678 | 12.207 | 44.7117 | 309.1653 | 382.5518 | 0.43669
2018-06-30 21:00 | 57021.9521 | 250 | 518 | 1375 | 2441 | 2.25 | 2.61 | 2 | 5.74 | 798.2737 | 1.4% | 7.8747 | 18.9269 | 38.4984 | 196.1505 | 261.4505 | 0.32752
2018-06-30 22:00 | 53857.736 | 355 | 593 | 1088 | 2565 | 2.75 | 3.11 | 0.99 | 5 | 720.4718 | 1.338% | 13.0596 | 24.6708 | 14.409 | 171.564 | 223.7035 | 0.3105
2018-06-30 23:00 | 50421.2731 | 325 | 517 | 1088 | 2565 | 3 | 6 | 0.91 | 3 | 607.5176 | 1.205% | 11.7476 | 37.3755 | 11.9293 | 92.7158 | 153.7682 | 0.25311
2018-07-01 | 47412.1624 | 288 | 452 | 1040 | 2507 | 2.98 | 6 | 0.85 | 2.98 | 515.7315 | 1.088% | 9.3356 | 29.5001 | 9.6158 | 81.2652 | 129.7167 | 0.25152
2018-07-01 01:00 | 44801.1347 | 260 | 325 | 1040 | 2507 | 2.21 | 3.5 | 0.75 | 1.89 | 482.3237 | 1.077% | 6.1861 | 12.2462 | 8.3974 | 51.0112 | 77.8409 | 0.16139
2018-07-01 02:00 | 42720.0039 | 216 | 289 | 1387 | 2528 | 1.6 | 3.5 | 0.92 | 1.6 | 447.489 | 1.047% | 3.6201 | 10.5954 | 13.3664 | 42.369 | 69.9509 | 0.15632
2018-07-01 03:00 | 41150.762 | 186 | 192 | 1387 | 2528 | 1.53 | 2.11 | 0.92 | 1.6 | 434.1784 | 1.055% | 3.0026 | 4.2744 | 13.4634 | 42.6764 | 63.4167 | 0.14606
2018-07-01 04:00 | 40089.9329 | 229 | 161 | 1387 | 2528 | 1.53 | 2 | 0.94 | 1.6 | 425.7883 | 1.062% | 3.7212 | 3.4199 | 13.8472 | 42.9591 | 63.9475 | 0.15019
2018-07-01 05:00 | 39468.8525 | 333 | 187 | 1387 | 2528 | 2.15 | 2.11 | 0.92 | 1.75 | 422.2307 | 1.07% | 7.6591 | 4.221 | 13.6508 | 47.3272 | 72.8581 | 0.17256
2018-07-01 06:00 | 39062.9948 | 453 | 198 | 1763 | 2440 | 2.61 | 2.61 | 2 | 2.31 | 435.664 | 1.115% | 13.1864 | 5.7636 | 39.325 | 62.862 | 121.1369 | 0.27805
2018-07-01 07:00 | 39428.7483 | 449 | 207 | 1763 | 2440 | 3 | 2.61 | 2 | 2.61 | 488.5573 | 1.239% | 16.6905 | 6.6944 | 43.6903 | 78.9101 | 145.9854 | 0.29881
2018-07-01 08:00 | 42327.7418 | 484 | 291 | 1763 | 2440 | 3.07 | 3.3 | 2 | 2.83 | 544.7105 | 1.287% | 19.1216 | 12.358 | 45.3757 | 88.8622 | 165.7174 | 0.30423
2018-07-01 09:00 | 46184.3479 | 499 | 292 | 1763 | 2440 | 3.49 | 2.31 | 2 | 3 | 610.5291 | 1.322% | 23.0217 | 8.9167 | 46.6116 | 96.766 | 175.316 | 0.28715
2018-07-01 10:00 | 50089.0918 | 525 | 192 | 1375 | 2300 | 5.05 | 0.01 | 1.85 | 7.21 | 706.6236 | 1.411% | 37.4021 | 0.027086 | 35.8855 | 233.9419 | 307.2566 | 0.43482
2018-07-01 11:00 | 54009.4798 | 503 | 266 | 1375 | 2300 | 5.32 | 0.23 | 1 | 7.31 | 813.2542 | 1.506% | 40.2936 | 0.92123 | 20.7042 | 253.1638 | 315.0828 | 0.38743
2018-07-01 12:00 | 57817.7265 | 424 | 169 | 1375 | 2300 | 8.05 | 0.62 | 2 | 9.79 | 894.7829 | 1.548% | 52.8224 | 1.6216 | 42.5588 | 348.4714 | 445.4742 | 0.49786
2018-07-01 13:00 | 61150.5195 | 350 | 201 | 1375 | 2300 | 11.78 | 1.07 | 5.39 | 19.78 | 958.9963 | 1.568% | 64.6592 | 3.3728 | 116.2273 | 713.4621 | 897.7215 | 0.93611
2018-07-01 14:00 | 63871.1826 | 295 | 232 | 1375 | 2300 | 16.07 | 1.97 | 2.78 | 26.56 | 1005.2489 | 1.574% | 74.6116 | 7.1932 | 60.1612 | 961.4452 | 1103.4112 | 1.0976
2018-07-01 15:00 | 65856.5478 | 252 | 225 | 1375 | 2300 | 30.87 | 2.61 | 23.78 | 42.56 | 1042.5485 | 1.583% | 123.15 | 9.2965 | 517.6209 | 1549.6255 | 2199.6929 | 2.1099
2018-07-01 16:00 | 66891.8665 | 265 | 289 | 1375 | 2300 | 42.64 | 3.46 | 25 | 54.9 | 1055.163 | 1.577% | 178.2417 | 15.7732 | 542.2368 | 1991.8032 | 2728.0549 | 2.5854
2018-07-01 17:00 | 66883.6497 | 250 | 321 | 1375 | 2300 | 30.24 | 3.73 | 23.04 | 43.27 | 1037.3908 | 1.551% | 117.2585 | 18.571 | 491.3688 | 1543.6084 | 2170.8068 | 2.0926
2018-07-01 18:00 | 65435.1536 | 270 | 411 | 1375 | 2342 | 12.39 | 1.93 | 5.13 | 22.22 | 1003.1681 | 1.533% | 51.2859 | 12.1608 | 108.1391 | 797.7991 | 969.3848 | 0.96632
2018-07-01 19:00 | 62700.345 | 255 | 414 | 1375 | 2342 | 6.77 | 1.94 | 4.77 | 15.39 | 947.2582 | 1.511% | 26.0812 | 12.1339 | 99.0877 | 544.5327 | 681.8354 | 0.7198
2018-07-01 20:00 | 60081.0976 | 247 | 369 | 1375 | 2342 | 4.3 | 1.64 | 2 | 9.49 | 883.7512 | 1.471% | 15.6228 | 8.9015 | 40.4506 | 326.9228 | 391.8977 | 0.44345
2018-07-01 21:00 | 58004.0234 | 302 | 498 | 1375 | 2342 | 4 | 2.11 | 2 | 9.06 | 810.845 | 1.398% | 16.8868 | 14.689 | 38.4426 | 296.6162 | 366.6345 | 0.45216
2018-07-01 22:00 | 54334.4658 | 366 | 571 | 1040 | 2507 | 3 | 2.21 | 0.9 | 5 | 717.9916 | 1.321% | 14.5093 | 16.6752 | 12.3686 | 165.6412 | 209.1943 | 0.29136
2018-07-01 23:00 | 50322.5198 | 281 | 535 | 1040 | 2507 | 2.01 | 4.01 | 0.85 | 2.31 | 616.181 | 1.224% | 6.9159 | 26.269 | 10.8243 | 70.9108 | 114.92 | 0.1865
2018-07-02 | 46783.403 | 288 | 452 | 1040 | 2507 | 2.11 | 3.5 | 0.85 | 2.11 | 570.5812 | 1.22% | 7.4114 | 19.2944 | 10.7815 | 64.5153 | 102.0026 | 0.17877
2018-07-02 01:00 | 44319.3821 | 260 | 325 | 1040 | 2507 | 1.53 | 2.61 | 0.75 | 1.6 | 542.7831 | 1.225% | 4.8719 | 10.3886 | 9.5527 | 49.1255 | 73.9387 | 0.13622
2018-07-02 02:00 | 42514.2995 | 216 | 289 | 1387 | 2528 | 1.4 | 2.11 | 0.91 | 1.6 | 511.5586 | 1.203% | 3.6387 | 7.3374 | 15.1872 | 48.6696 | 74.8328 | 0.14628
2018-07-02 03:00 | 41442.7213 | 186 | 192 | 1387 | 2528 | 1.11 | 0.89 | 0.91 | 1.53 | 494.0669 | 1.192% | 2.4614 | 2.0372 | 15.0472 | 46.1112 | 65.6569 | 0.13289
2018-07-02 04:00 | 41056.4947 | 229 | 161 | 1387 | 2528 | 1.45 | 0.44 | 0.93 | 1.6 | 482.7167 | 1.176% | 3.904 | 0.83289 | 15.166 | 47.5562 | 67.4591 | 0.13975
2018-07-02 05:00 | 41776.3082 | 333 | 187 | 1387 | 2528 | 2.01 | 0.9 | 0.91 | 1.75 | 477.3279 | 1.143% | 7.6476 | 1.923 | 14.4213 | 50.5478 | 74.5397 | 0.15616
2018-07-02 06:00 | 42713.9892 | 453 | 198 | 1763 | 2440 | 3.18 | 2.11 | 2 | 3 | 496.9926 | 1.164% | 16.7612 | 4.861 | 41.0263 | 85.1708 | 147.8193 | 0.29743
2018-07-02 07:00 | 43968.0797 | 449 | 207 | 1763 | 2440 | 3.9 | 2.11 | 2 | 3.9 | 539.2083 | 1.226% | 21.4748 | 5.3564 | 43.2416 | 116.7007 | 186.7735 | 0.34638
2018-07-02 08:00 | 46827.0966 | 484 | 291 | 1763 | 2440 | 5.64 | 2.61 | 2 | 4.75 | 595.5763 | 1.272% | 34.7188 | 9.6599 | 44.8459 | 147.4089 | 236.6335 | 0.39732
2018-07-02 09:00 | 50200.9993 | 499 | 292 | 1763 | 2440 | 6.22 | 2.23 | 2 | 5.58 | 675.1045 | 1.345% | 41.7397 | 8.7568 | 47.4178 | 183.0976 | 281.0119 | 0.41625
2018-07-02 10:00 | 54107.6621 | 525 | 192 | 1375 | 2300 | 9.39 | 1.53 | 1.67 | 9.39 | 753.4565 | 1.393% | 68.6474 | 4.0906 | 31.9756 | 300.7411 | 405.4548 | 0.53813
2018-07-02 11:00 | 57991.8424 | 503 | 266 | 1375 | 2300 | 11.05 | 2.11 | 1.62 | 11.06 | 829.3238 | 1.43% | 79.4854 | 8.0264 | 31.8548 | 363.7811 | 483.1478 | 0.58258
2018-07-02 12:00 | 61595.9853 | 424 | 169 | 1375 | 2300 | 13.78 | 2.11 | 2 | 15.11 | 898.5585 | 1.459% | 85.2332 | 5.2019 | 40.1168 | 506.9746 | 637.5266 | 0.7095
2018-07-02 13:00 | 64985.2109 | 350 | 201 | 1375 | 2300 | 26.89 | 2.21 | 5.56 | 29.87 | 953.5856 | 1.467% | 138.1033 | 6.5183 | 112.1819 | 1008.1106 | 1264.914 | 1.3265
2018-07-02 14:00 | 67561.209 | 295 | 232 | 1375 | 2300 | 52.24 | 2.61 | 30 | 60.24 | 996.8395 | 1.475% | 227.3804 | 8.9342 | 608.6278 | 2044.2812 | 2889.2236 | 2.8984
2018-07-02 15:00 | 68978.1106 | 252 | 225 | 1375 | 2300 | 91.51 | 2.31 | 34 | 104.78 | 1016.9396 | 1.474% | 339.9797 | 7.6626 | 689.2321 | 3552.9583 | 4589.8327 | 4.5134
2018-07-02 16:00 | 69308.929 | 265 | 289 | 1375 | 2300 | 120.16 | 3.5 | 34 | 130.45 | 1042.8364 | 1.505% | 479.1073 | 15.2192 | 703.4101 | 4514.3881 | 5712.1248 | 5.4775
2018-07-02 17:00 | 69309.2643 | 250 | 321 | 1375 | 2300 | 54.03 | 4 | 31 | 63.87 | 1053.32 | 1.52% | 205.2788 | 19.5134 | 647.7888 | 2232.5119 | 3105.0929 | 2.9479
2018-07-02 18:00 | 68658.2675 | 270 | 411 | 1375 | 2342 | 16.09 | 4 | 5.37 | 22.96 | 1027.1044 | 1.496% | 64.9893 | 24.5937 | 110.4584 | 804.4156 | 1004.457 | 0.97795
2018-07-02 19:00 | 66488.3756 | 255 | 414 | 1375 | 2342 | 9.04 | 3.59 | 4 | 13.19 | 963.6492 | 1.449% | 33.4104 | 21.5411 | 79.7142 | 447.7184 | 582.3841 | 0.60435
2018-07-02 20:00 | 63468.7236 | 247 | 369 | 1375 | 2342 | 5.56 | 3.04 | 2 | 10.23 | 904.0457 | 1.424% | 19.5615 | 15.9783 | 39.1709 | 341.2661 | 415.9768 | 0.46013
2018-07-02 21:00 | 61002.3164 | 302 | 498 | 1375 | 2342 | 6.54 | 2.75 | 1.62 | 7.39 | 794.1129 | 1.302% | 25.7111 | 17.8278 | 28.997 | 225.3031 | 297.8391 | 0.37506
2018-07-02 22:00 | 56767.2093 | 366 | 571 | 1040 | 2507 | 3.08 | 2.61 | 0.9 | 3.69 | 684.0676 | 1.205% | 13.5842 | 17.9588 | 11.2792 | 111.4762 | 154.2984 | 0.22556
2018-07-02 23:00 | 52310.1448 | 281 | 535 | 1040 | 2507 | 2.31 | 4.01 | 0.84 | 2.31 | 603.6815 | 1.154% | 7.491 | 24.7583 | 10.0817 | 66.8326 | 109.1636 | 0.18083
2018-07-03 | 48216.1891 | 288 | 452 | 1040 | 2507 | 1.69 | 3.5 | 0.85 | 1.6 | 577.6977 | 1.198% | 5.8316 | 18.9546 | 10.5916 | 48.0598 | 83.4375 | 0.14443
2018-07-03 01:00 | 45280.4954 | 260 | 325 | 1040 | 2507 | 1.53 | 3.01 | 0.85 | 1.6 | 557.6658 | 1.232% | 4.8992 | 12.0479 | 10.8872 | 49.4012 | 77.2355 | 0.1385
2018-07-03 02:00 | 43205.806 | 216 | 289 | 1387 | 2528 | 1.53 | 2.61 | 0.9 | 1.6 | 526.7222 | 1.219% | 4.0289 | 9.1956 | 15.218 | 49.3102 | 77.7526 | 0.14762
2018-07-03 03:00 | 41775.8812 | 186 | 192 | 1387 | 2528 | 0.8 | 1.48 | 0.9 | 1.53 | 505.6354 | 1.21% | 1.801 | 3.4393 | 15.1088 | 46.8145 | 67.1637 | 0.13283
2018-07-03 04:00 | 41215.0491 | 229 | 161 | 1387 | 2528 | 1.53 | 0.67 | 0.92 | 1.53 | 498.6826 | 1.21% | 4.2393 | 1.3052 | 15.4395 | 46.799 | 67.783 | 0.13592
2018-07-03 05:00 | 41819.2874 | 333 | 187 | 1387 | 2528 | 2.01 | 0.95 | 0.97 | 1.75 | 483.4273 | 1.156% | 7.7374 | 2.0536 | 15.5526 | 51.1411 | 76.4847 | 0.15821
2018-07-03 06:00 | 42799.6927 | 453 | 198 | 1763 | 2440 | 2.61 | 0.54 | 2 | 2.21 | 499.7483 | 1.168% | 13.8054 | 1.2484 | 41.1711 | 62.9641 | 119.1891 | 0.2385
2018-07-03 07:00 | 43990.6393 | 449 | 207 | 1763 | 2440 | 2.85 | 0.42 | 2 | 2.25 | 548.0102 | 1.246% | 15.9411 | 1.083 | 43.9249 | 68.3913 | 129.3404 | 0.23602
2018-07-03 08:00 | 46739.9251 | 484 | 291 | 1763 | 2440 | 3.03 | 1.75 | 2 | 2.25 | 599.4568 | 1.283% | 18.8087 | 6.5313 | 45.2223 | 70.4113 | 140.9735 | 0.23517
2018-07-03 09:00 | 50329.7578 | 499 | 292 | 1763 | 2440 | 4.72 | 0.68 | 2 | 2.31 | 684.0215 | 1.359% | 32.0101 | 2.6986 | 47.9211 | 76.6032 | 159.233 | 0.23279
2018-07-03 10:00 | 54665.485 | 525 | 192 | 1375 | 2300 | 7.31 | 0.01 | 1.6 | 7.31 | 773.6031 | 1.415% | 54.3102 | 0.027171 | 31.1335 | 237.9305 | 323.4014 | 0.41805
2018-07-03 11:00 | 58826.4694 | 503 | 266 | 1375 | 2300 | 12.5 | 0.01 | 2 | 13.35 | 856.0549 | 1.455% | 91.497 | 0.038709 | 40.0186 | 446.8255 | 578.3797 | 0.67563
2018-07-03 12:00 | 62421.3297 | 424 | 169 | 1375 | 2300 | 17.74 | 0.36 | 2.17 | 18.63 | 927.3819 | 1.486% | 111.7494 | 0.90389 | 44.329 | 636.5995 | 793.5818 | 0.85572
2018-07-03 13:00 | 65731.4993 | 350 | 201 | 1375 | 2300 | 20.18 | 1.67 | 5.74 | 24.87 | 992.9582 | 1.511% | 106.6956 | 5.0707 | 119.2263 | 864.0941 | 1095.0867 | 1.1029
2018-07-03 14:00 | 68226.0781 | 295 | 232 | 1375 | 2300 | 43.47 | 3.11 | 30 | 51.41 | 1035.0408 | 1.517% | 194.5444 | 10.946 | 625.7934 | 1793.835 | 2625.1188 | 2.5362
2018-07-03 15:00 | 69397.1165 | 252 | 225 | 1375 | 2300 | 83.66 | 2.61 | 34.66 | 99.44 | 1064.5064 | 1.534% | 323.389 | 9.008 | 731.0349 | 3508.2926 | 4571.7245 | 4.2947
2018-07-03 16:00 | 69647.7643 | 265 | 289 | 1375 | 2300 | 126.33 | 3.5 | 35 | 142.71 | 1085.6373 | 1.559% | 521.8311 | 15.7668 | 750.1503 | 5116.3449 | 6404.0931 | 5.8989
2018-07-03 17:00 | 69512.2962 | 250 | 321 | 1375 | 2300 | 35.45 | 2.13 | 27.54 | 48.87 | 1088.7664 | 1.566% | 138.8127 | 10.7092 | 593.1161 | 1760.5292 | 2503.1672 | 2.2991
2018-07-03 18:00 | 68600.36 | 270 | 411 | 1375 | 2342 | 14.19 | 1.15 | 5.6 | 21.19 | 1059.2679 | 1.544% | 59.1596 | 7.2983 | 118.8968 | 766.2973 | 951.652 | 0.89841
2018-07-03 19:00 | 66271.5364 | 255 | 414 | 1375 | 2342 | 11.09 | 1.07 | 4.4 | 16.5 | 1003.3837 | 1.514% | 42.8166 | 6.7069 | 91.6 | 585.0741 | 726.1975 | 0.72375
2018-07-03 20:00 | 62896.4374 | 247 | 369 | 1375 | 2342 | 7.29 | 1 | 2 | 11.55 | 946.303 | 1.505% | 27.0912 | 5.5518 | 41.3749 | 406.98 | 480.9979 | 0.50829
2018-07-03 21:00 | 59572.0602 | 302 | 498 | 1375 | 2342 | 6.46 | 2.11 | 1.61 | 7.31 | 851.554 | 1.429% | 27.8875 | 15.0204 | 31.6445 | 244.7225 | 319.2748 | 0.37493
2018-07-03 22:00 | 55259.2304 | 366 | 571 | 1040 | 2507 | 2.9 | 2 | 0.9 | 3.51 | 753.4493 | 1.363% | 14.472 | 15.571 | 12.7622 | 119.9805 | 162.7856 | 0.21605
2018-07-03 23:00 | 50972.9948 | 281 | 535 | 1040 | 2507 | 2.21 | 4.01 | 0.85 | 2.21 | 658.4869 | 1.292% | 8.0224 | 27.7144 | 11.4198 | 71.5737 | 118.7304 | 0.18031
2018-07-04 | 47367.692 | 288 | 452 | 1040 | 2507 | 2.01 | 3.15 | 0.85 | 1.88 | 600.5511 | 1.268% | 7.3393 | 18.0516 | 11.2078 | 59.7558 | 96.3545 | 0.16044
2018-07-04 01:00 | 44439.9642 | 260 | 325 | 1040 | 2507 | 1.52 | 2.11 | 0.85 | 1.6 | 551.5838 | 1.241% | 4.9052 | 8.5115 | 10.9721 | 49.7866 | 74.1753 | 0.13448
2018-07-04 02:00 | 42085.8024 | 216 | 289 | 1387 | 2528 | 1.27 | 2 | 0.89 | 1.53 | 512.5691 | 1.218% | 3.341 | 7.0395 | 15.0343 | 47.107 | 72.5218 | 0.14149
2018-07-04 03:00 | 40499.0514 | 186 | 192 | 1387 | 2528 | 0.75 | 0.57 | 0.89 | 1.53 | 484.1523 | 1.195% | 1.6677 | 1.3083 | 14.7572 | 46.2387 | 63.9719 | 0.13213
2018-07-04 04:00 | 39738.3753 | 229 | 161 | 1387 | 2528 | 1.33 | 0.16 | 0.91 | 1.53 | 470.1631 | 1.183% | 3.6035 | 0.30478 | 14.9333 | 45.7622 | 64.6038 | 0.13741
2018-07-04 05:00 | 39683.8977 | 333 | 187 | 1387 | 2528 | 1.6 | 0.75 | 0.96 | 1.6 | 465.8344 | 1.174% | 6.2543 | 1.6463 | 15.6302 | 47.4804 | 71.0113 | 0.15244
2018-07-04 06:00 | 39471.8398 | 453 | 198 | 1763 | 2440 | 2.21 | 2.11 | 1.5 | 2.19 | 481.0011 | 1.219% | 12.1997 | 5.091 | 32.2257 | 65.1167 | 114.6332 | 0.23832
2018-07-04 07:00 | 39617.4791 | 449 | 207 | 1763 | 2440 | 2.11 | 1.16 | 1.95 | 2.21 | 538.1088 | 1.358% | 12.868 | 3.2615 | 46.695 | 73.2429 | 136.0673 | 0.25286
2018-07-04 08:00 | 41772.9856 | 484 | 291 | 1763 | 2440 | 2.85 | 2.61 | 2 | 2.25 | 611.5443 | 1.464% | 20.194 | 11.119 | 51.6196 | 80.372 | 163.3046 | 0.26704
2018-07-04 09:00 | 44802.9378 | 499 | 292 | 1763 | 2440 | 2.25 | 0.87 | 2 | 2.25 | 708.5116 | 1.581% | 17.7551 | 4.0174 | 55.76 | 86.8186 | 164.3511 | 0.23197
2018-07-04 10:00 | 48222.9267 | 525 | 192 | 1375 | 2300 | 4.09 | 0.11 | 1.48 | 5.01 | 793.4545 | 1.645% | 35.3306 | 0.34751 | 33.4837 | 189.5981 | 258.7599 | 0.32612
2018-07-04 11:00 | 51424.2757 | 503 | 266 | 1375 | 2300 | 7.39 | 0.25 | 1.71 | 10.22 | 876.155 | 1.704% | 63.3323 | 1.133 | 40.0601 | 400.4898 | 505.0152 | 0.5764
2018-07-04 12:00 | 53954.4781 | 424 | 169 | 1375 | 2300 | 11.78 | 0.57 | 2.15 | 16.97 | 918.9892 | 1.703% | 85.0734 | 1.6408 | 50.3528 | 664.8024 | 801.8694 | 0.87256
2018-07-04 13:00 | 55404.43 | 350 | 201 | 1375 | 2300 | 13.76 | 0.84 | 5.75 | 19.12 | 883.0529 | 1.594% | 76.7589 | 2.691 | 126.0123 | 700.9031 | 906.3653 | 1.0264
2018-07-04 14:00 | 55811.0354 | 295 | 232 | 1375 | 2300 | 22.91 | 1.26 | 10 | 28.15 | 780.2933 | 1.398% | 94.4898 | 4.0869 | 192.2385 | 905.1989 | 1196.0141 | 1.5328
2018-07-04 15:00 | 55758.39 | 252 | 225 | 1375 | 2300 | 18 | 2.02 | 10 | 22.29 | 701.6739 | 1.258% | 57.0819 | 5.7195 | 173.0325 | 645.1534 | 880.9873 | 1.2556
2018-07-04 16:00 | 55364.8727 | 265 | 289 | 1375 | 2300 | 17.53 | 2.11 | 10 | 20 | 653.6346 | 1.181% | 54.8439 | 7.1991 | 162.3317 | 543.0734 | 767.4482 | 1.1741
2018-07-04 17:00 | 54311.3734 | 250 | 321 | 1375 | 2300 | 8.81 | 1.73 | 2.52 | 14.05 | 623.254 | 1.148% | 25.2749 | 6.3727 | 39.7628 | 370.833 | 442.2436 | 0.70957
2018-07-04 18:00 | 52896.6315 | 270 | 411 | 1375 | 2342 | 8 | 2.06 | 3 | 11.23 | 591.0897 | 1.117% | 24.1368 | 9.4609 | 46.0945 | 293.8949 | 373.5871 | 0.63203
2018-07-04 19:00 | 51070.2685 | 255 | 414 | 1375 | 2342 | 5.72 | 1.56 | 1.08 | 8.61 | 569.9699 | 1.116% | 16.2787 | 7.2079 | 16.5733 | 225.0473 | 265.1073 | 0.46513
2018-07-04 20:00 | 49420.5416 | 247 | 369 | 1375 | 2342 | 3.65 | 1.46 | 1.87 | 6 | 561.9217 | 1.137% | 10.2508 | 6.1256 | 29.2356 | 159.7741 | 205.3862 | 0.36551
2018-07-04 21:00 | 48012.6458 | 302 | 498 | 1375 | 2342 | 2.21 | 2.11 | 1.46 | 4.99 | 575.3789 | 1.198% | 7.9983 | 12.5924 | 24.0577 | 140.0508 | 184.6993 | 0.321
2018-07-04 22:00 | 46060.1211 | 366 | 571 | 1040 | 2507 | 3 | 3.5 | 0.89 | 2.61 | 528.1096 | 1.147% | 12.5893 | 22.9141 | 10.6126 | 75.0229 | 121.1389 | 0.22938
2018-07-04 23:00 | 43464.4534 | 281 | 535 | 1040 | 2507 | 2.32 | 4.02 | 0.85 | 2.32 | 468.5184 | 1.078% | 7.0273 | 23.1831 | 9.5289 | 62.6953 | 102.4346 | 0.21864
2018-07-05 | 40566.0276 | 288 | 452 | 1040 | 2507 | 1.83 | 3.5 | 0.82 | 2.04 | 437.7801 | 1.079% | 5.6877 | 17.0726 | 9.2032 | 55.1922 | 87.1558 | 0.19909
2018-07-05 01:00 | 38461.0176 | 260 | 325 | 1040 | 2507 | 1.37 | 2.61 | 0.82 | 1.53 | 411.2803 | 1.069% | 3.809 | 9.0707 | 9.1194 | 41.0169 | 63.016 | 0.15322
2018-07-05 02:00 | 36888.3915 | 216 | 289 | 1387 | 2528 | 1.33 | 2.11 | 0.88 | 1.53 | 389.8569 | 1.057% | 3.0361 | 6.4446 | 12.8996 | 40.8775 | 63.2577 | 0.16226
2018-07-05 03:00 | 35922.3551 | 186 | 192 | 1387 | 2528 | 0.75 | 0.51 | 0.88 | 1.5 | 382.2718 | 1.064% | 1.4845 | 1.042 | 12.9887 | 40.353 | 55.8683 | 0.14615
2018-07-05 04:00 | 35814.1396 | 229 | 161 | 1387 | 2528 | 1.33 | 0.18 | 0.9 | 1.53 | 398.6742 | 1.113% | 3.3904 | 0.3226 | 13.8958 | 43.0558 | 60.6646 | 0.15217
2018-07-05 05:00 | 36813.8658 | 333 | 187 | 1387 | 2528 | 1.62 | 0.53 | 0.95 | 1.75 | 425.8901 | 1.157% | 6.2409 | 1.1466 | 15.2436 | 51.1801 | 73.8111 | 0.17331
2018-07-05 06:00 | 38186.5996 | 453 | 198 | 1763 | 2440 | 2.61 | 1.12 | 1.92 | 2.61 | 449.9878 | 1.178% | 13.9325 | 2.6132 | 39.8881 | 75.0447 | 131.4785 | 0.29218
2018-07-05 07:00 | 39610.1679 | 449 | 207 | 1763 | 2440 | 2.61 | 0.93 | 1.95 | 2.61 | 478.3935 | 1.208% | 14.1536 | 2.325 | 41.5208 | 76.9146 | 134.914 | 0.28201
2018-07-05 08:00 | 42313.3607 | 484 | 291 | 1763 | 2440 | 3.26 | 2.21 | 2 | 3.48 | 521.278 | 1.232% | 19.4381 | 7.9228 | 43.4384 | 104.6071 | 175.4064 | 0.33649
2018-07-05 09:00 | 45573.3603 | 499 | 292 | 1763 | 2440 | 5.01 | 1.18 | 2 | 5.01 | 577.4749 | 1.267% | 31.6782 | 4.366 | 44.6791 | 154.8994 | 235.6227 | 0.40802
2018-07-05 10:00 | 49288.1302 | 525 | 192 | 1375 | 2300 | 5.64 | 1.06 | 1.34 | 8.6 | 628.9856 | 1.276% | 37.7865 | 2.5972 | 23.5129 | 252.4205 | 316.3171 | 0.5029
2018-07-05 11:00 | 52986.2708 | 503 | 266 | 1375 | 2300 | 5.43 | 0.09 | 1.47 | 9.45 | 679.1007 | 1.282% | 35.0057 | 0.30683 | 25.9054 | 278.5675 | 339.7855 | 0.50035
2018-07-05 12:00 | 56261.0254 | 424 | 169 | 1375 | 2300 | 8.82 | 0.49 | 1.94 | 13.15 | 727.8914 | 1.294% | 48.3831 | 1.0714 | 34.5115 | 391.3024 | 475.2683 | 0.65294
2018-07-05 13:00 | 59107.5358 | 350 | 201 | 1375 | 2300 | 12.13 | 0.93 | 5.71 | 20 | 763.3584 | 1.291% | 54.8295 | 2.4142 | 101.3968 | 594.078 | 752.7186 | 0.98606
2018-07-05 14:00 | 60962.0341 | 295 | 232 | 1375 | 2300 | 15.67 | 1.54 | 9.07 | 24.81 | 810.6877 | 1.33% | 61.4731 | 4.7512 | 165.8457 | 758.8374 | 990.9074 | 1.2223
2018-07-05 15:00 | 62081.8675 | 252 | 225 | 1375 | 2300 | 25.55 | 1.44 | 8.7 | 35.81 | 854.527 | 1.376% | 88.6242 | 4.4597 | 164.658 | 1133.687 | 1391.429 | 1.6283
2018-07-05 16:00 | 63101.4108 | 265 | 289 | 1375 | 2300 | 30.17 | 2.61 | 8.64 | 41 | 884.7436 | 1.402% | 112.0984 | 10.5759 | 166.5692 | 1322.1783 | 1611.4219 | 1.8213
2018-07-05 17:00 | 63360.0849 | 250 | 321 | 1375 | 2300 | 14 | 1.03 | 2.54 | 24.62 | 897.9077 | 1.417% | 49.6003 | 4.6855 | 49.494 | 802.4756 | 906.2553 | 1.0093
2018-07-05 18:00 | 62245.1696 | 270 | 411 | 1375 | 2342 | 8 | 1.46 | 2.86 | 19.95 | 879.2232 | 1.413% | 30.5104 | 8.4759 | 55.5472 | 659.9686 | 754.5021 | 0.85815
2018-07-05 19:00 | 59972.7213 | 255 | 414 | 1375 | 2342 | 6.63 | 1.43 | 2 | 14.88 | 828.1261 | 1.381% | 23.3451 | 8.1748 | 37.973 | 481.2077 | 550.7007 | 0.665
2018-07-05 20:00 | 57780.4492 | 247 | 369 | 1375 | 2342 | 4.74 | 1.63 | 1.85 | 12.65 | 784.4265 | 1.358% | 15.8945 | 8.1655 | 34.5339 | 402.2062 | 460.8002 | 0.58744
2018-07-05 21:00 | 55659.6012 | 302 | 498 | 1375 | 2342 | 3.34 | 2.11 | 1.5 | 8.44 | 712.2152 | 1.28% | 12.907 | 13.4457 | 26.3916 | 252.9301 | 305.6743 | 0.42919
2018-07-05 22:00 | 51844.1744 | 366 | 571 | 1040 | 2507 | 2.59 | 2.31 | 0.88 | 5 | 636.0688 | 1.227% | 11.6301 | 16.1827 | 11.2285 | 153.7901 | 192.8315 | 0.30316
2018-07-05 23:00 | 47967.4632 | 281 | 535 | 1040 | 2507 | 1.99 | 2.85 | 0.84 | 2.21 | 567.8635 | 1.184% | 6.62 | 18.0508 | 10.3421 | 65.5909 | 100.6038 | 0.17716
2018-07-06 | 44524.08 | 288 | 452 | 1040 | 2507 | 1.53 | 2.31 | 0.75 | 1.55 | 515.6382 | 1.158% | 5.1031 | 12.0921 | 9.0333 | 45.0024 | 71.2309 | 0.13814
2018-07-06 01:00 | 41919.5807 | 260 | 325 | 1040 | 2507 | 1 | 0.75 | 0.74 | 1.53 | 481.5762 | 1.149% | 2.9869 | 2.8002 | 8.8412 | 44.065 | 58.6934 | 0.12188
2018-07-06 02:00 | 40087.4238 | 216 | 289 | 1387 | 2528 | 0.75 | 0.58 | 0.87 | 1.5 | 455.4812 | 1.136% | 1.8407 | 1.9045 | 13.7106 | 43.0854 | 60.5413 | 0.13292
2018-07-06 03:00 | 38865.4495 | 186 | 192 | 1387 | 2528 | 0.38 | 0.01 | 0.87 | 1.45 | 448.3589 | 1.154% | 0.81538 | 0.022149 | 13.9206 | 42.287 | 57.0451 | 0.12723
2018-07-06 04:00 | 38501.2747 | 229 | 161 | 1387 | 2528 | 0.75 | 0.01 | 0.89 | 1.5 | 456.7494 | 1.186% | 2.0375 | 0.0191 | 14.6443 | 44.9854 | 61.6863 | 0.13506
2018-07-06 05:00 | 39351.5481 | 333 | 187 | 1387 | 2528 | 1.49 | 0.01 | 0.94 | 1.53 | 475.9076 | 1.209% | 6.0006 | 0.022615 | 15.7676 | 46.7767 | 68.5674 | 0.14408
2018-07-06 06:00 | 40636.4528 | 453 | 198 | 1763 | 2440 | 2.97 | 0.03 | 2 | 3 | 492.5454 | 1.212% | 16.3074 | 0.071997 | 42.7379 | 88.7241 | 147.8414 | 0.30016
2018-07-06 07:00 | 41929.3789 | 449 | 207 | 1763 | 2440 | 3 | 0.12 | 2 | 3.45 | 537.2034 | 1.281% | 17.2579 | 0.31825 | 45.1755 | 107.8523 | 170.6039 | 0.31758
2018-07-06 08:00 | 44746.1953 | 484 | 291 | 1763 | 2440 | 4.97 | 0.56 | 2 | 5.33 | 597.8863 | 1.336% | 32.1414 | 2.1774 | 47.1134 | 173.7719 | 255.2041 | 0.42684
2018-07-06 09:00 | 48323.2311 | 499 | 292 | 1763 | 2440 | 3.69 | 0.43 | 2 | 7.32 | 666.415 | 1.379% | 25.3931 | 1.7316 | 48.6263 | 246.3144 | 322.0653 | 0.48328
2018-07-06 10:00 | 52272.5869 | 525 | 192 | 1375 | 2300 | 6.5 | 0.28 | 1.6 | 7.35 | 740.4389 | 1.416% | 48.3379 | 0.76151 | 31.1629 | 239.4586 | 319.7209 | 0.4318
2018-07-06 11:00 | 55949.4147 | 503 | 266 | 1375 | 2300 | 9.28 | 0.33 | 2 | 13.26 | 801.6594 | 1.433% | 66.8822 | 1.2577 | 39.4028 | 436.9842 | 544.5269 | 0.67925
2018-07-06 12:00 | 59039.2389 | 424 | 169 | 1375 | 2300 | 14.13 | 0.62 | 2 | 15.84 | 854.3051 | 1.447% | 86.6923 | 1.5162 | 39.7928 | 527.1756 | 655.1769 | 0.76691
2018-07-06 13:00 | 61508.3678 | 350 | 201 | 1375 | 2300 | 20.22 | 1 | 5.65 | 23.08 | 899.6786 | 1.463% | 103.5148 | 2.94 | 113.633 | 776.456 | 996.5437 | 1.1077
2018-07-06 14:00 | 62743.1679 | 295 | 232 | 1375 | 2300 | 25.76 | 2.21 | 7.75 | 31.75 | 935.0722 | 1.49% | 113.2522 | 7.6412 | 158.8119 | 1088.3041 | 1368.0094 | 1.463
2018-07-06 15:00 | 62439.0221 | 252 | 225 | 1375 | 2300 | 32.1 | 3.5 | 8 | 42.1 | 966.7981 | 1.548% | 125.2522 | 12.1936 | 170.3226 | 1499.3037 | 1807.0721 | 1.8691
2018-07-06 16:00 | 61202.2666 | 265 | 289 | 1375 | 2300 | 29.02 | 4 | 8.38 | 39.02 | 970.3424 | 1.585% | 121.9273 | 18.328 | 182.6856 | 1422.8943 | 1745.8351 | 1.7992
2018-07-06 17:00 | 59332.1624 | 250 | 321 | 1375 | 2300 | 14 | 1.81 | 2.5 | 23.91 | 945.366 | 1.593% | 55.7671 | 9.2575 | 54.7712 | 876.2281 | 996.0239 | 1.0536
2018-07-06 18:00 | 57319.0267 | 270 | 411 | 1375 | 2342 | 9.74 | 2.02 | 2.87 | 19.77 | 904.0174 | 1.577% | 41.4764 | 13.094 | 62.239 | 730.25 | 847.0593 | 0.93699
2018-07-06 19:00 | 54690.8997 | 255 | 414 | 1375 | 2342 | 8.24 | 1.63 | 2 | 11.87 | 822.4036 | 1.504% | 31.5964 | 10.1475 | 41.3526 | 418.0301 | 501.1265 | 0.60934
2018-07-06 20:00 | 52836.1712 | 247 | 369 | 1375 | 2342 | 5.85 | 1.29 | 1.89 | 10.16 | 761.1569 | 1.441% | 20.8159 | 6.8574 | 37.4375 | 342.7863 | 407.8972 | 0.53589
2018-07-06 21:00 | 51388.083 | 302 | 498 | 1375 | 2342 | 4.79 | 2.61 | 1.52 | 9.56 | 711.2281 | 1.384% | 20.0211 | 17.9894 | 28.9263 | 309.8784 | 376.8152 | 0.52981
2018-07-06 22:00 | 48677.4176 | 366 | 571 | 1040 | 2507 | 3.63 | 2.61 | 0.87 | 4.6 | 648.3462 | 1.332% | 17.6957 | 19.8498 | 12.0512 | 153.6001 | 203.1968 | 0.31341
2018-07-06 23:00 | 45340.5703 | 281 | 535 | 1040 | 2507 | 2.1 | 2.86 | 0.83 | 2.31 | 589.4291 | 1.3% | 7.6713 | 19.8914 | 11.2216 | 75.2854 | 114.0697 | 0.19353
2018-07-07 | 42283.8665 | 288 | 452 | 1040 | 2507 | 2.01 | 2.61 | 0.74 | 2.2 | 532.7659 | 1.26% | 7.2937 | 14.8642 | 9.6968 | 69.4926 | 101.3473 | 0.19023
2018-07-07 01:00 | 39967.7796 | 260 | 325 | 1040 | 2507 | 1.48 | 1.03 | 0.73 | 1.53 | 491.7102 | 1.23% | 4.7341 | 4.1183 | 9.3402 | 47.1895 | 65.382 | 0.13297
2018-07-07 02:00 | 38218.4218 | 216 | 289 | 1387 | 2528 | 1.28 | 1 | 0.8 | 1.48 | 461.5646 | 1.208% | 3.3391 | 3.4903 | 13.4007 | 45.1854 | 65.4154 | 0.14173
2018-07-07 03:00 | 36949.2763 | 186 | 192 | 1387 | 2528 | 0.75 | 0.01 | 0.8 | 1.45 | 441.8406 | 1.196% | 1.6681 | 0.022959 | 13.2686 | 43.8334 | 58.7931 | 0.13306
2018-07-07 04:00 | 36278.9196 | 229 | 161 | 1387 | 2528 | 1.25 | 0.01 | 0.75 | 1.45 | 435.5442 | 1.201% | 3.4366 | 0.019329 | 12.4887 | 44.0071 | 59.9517 | 0.13765
2018-07-07 05:00 | 36263.0364 | 333 | 187 | 1387 | 2528 | 1.48 | 0.01 | 0.75 | 1.48 | 436.1545 | 1.203% | 5.9276 | 0.022491 | 12.5116 | 45.0003 | 63.462 | 0.1455
2018-07-07 06:00 | 36474.0592 | 453 | 198 | 1763 | 2440 | 2.23 | 0.01 | 2 | 2.03 | 460.446 | 1.262% | 12.7526 | 0.024995 | 44.512 | 62.5289 | 119.8184 | 0.26022
2018-07-07 07:00 | 37346.014 | 449 | 207 | 1763 | 2440 | 2.45 | 0.03 | 2 | 2.25 | 510.9309 | 1.368% | 15.0498 | 0.084959 | 48.2392 | 75.1087 | 138.4827 | 0.27104
2018-07-07 08:00 | 40445.8763 | 484 | 291 | 1763 | 2440 | 3 | 1.24 | 2 | 2.63 | 575.6134 | 1.423% | 20.6644 | 5.1354 | 50.181 | 91.3276 | 167.3084 | 0.29066
2018-07-07 09:00 | 44253.2884 | 499 | 292 | 1763 | 2440 | 4 | 0.61 | 2 | 4 | 632.8009 | 1.43% | 28.5418 | 2.547 | 50.4201 | 139.5634 | 221.0724 | 0.34936
2018-07-07 10:00 | 48201.4899 | 525 | 192 | 1375 | 2300 | 5.97 | 0.01 | 1.29 | 8.09 | 664.1758 | 1.378% | 43.1873 | 0.026456 | 24.4408 | 256.3887 | 324.0433 | 0.48789
2018-07-07 11:00 | 51763.749 | 503 | 266 | 1375 | 2300 | 7.89 | 0.05 | 0.99 | 9.01 | 685.825 | 1.325% | 52.5814 | 0.17621 | 18.0354 | 274.5619 | 345.3549 | 0.50356
2018-07-07 12:00 | 54609.7395 | 424 | 169 | 1375 | 2300 | 10.01 | 0.21 | 2.18 | 15 | 732.8992 | 1.342% | 56.9605 | 0.4763 | 40.2285 | 463.013 | 560.6783 | 0.76501
2018-07-07 13:00 | 56721.3072 | 350 | 201 | 1375 | 2300 | 14.3 | 0.71 | 6.19 | 19.56 | 772.7639 | 1.362% | 68.1875 | 1.9443 | 115.9562 | 612.9108 | 798.9988 | 1.0339
2018-07-07 14:00 | 57948.6374 | 295 | 232 | 1375 | 2300 | 16.31 | 1 | 8 | 25.11 | 737.066 | 1.272% | 61.1983 | 2.9509 | 139.9123 | 734.5776 | 938.6391 | 1.2735
2018-07-07 15:00 | 58545.4131 | 252 | 225 | 1375 | 2300 | 25.95 | 1.27 | 8.88 | 36.65 | 734.6789 | 1.255% | 82.0621 | 3.5858 | 153.2217 | 1057.8072 | 1296.6769 | 1.765
2018-07-07 16:00 | 58498.9573 | 265 | 289 | 1375 | 2300 | 30.44 | 1.84 | 11 | 41.56 | 699.2634 | 1.195% | 96.4236 | 6.3564 | 180.7957 | 1142.6048 | 1426.1804 | 2.0395
2018-07-07 17:00 | 57248.6806 | 250 | 321 | 1375 | 2300 | 12.73 | 1.28 | 4.72 | 21.72 | 677.3091 | 1.183% | 37.6522 | 4.8611 | 76.7832 | 591.0294 | 710.3258 | 1.0487
2018-07-07 18:00 | 55478.4287 | 270 | 411 | 1375 | 2342 | 9 | 1.72 | 3.29 | 13.32 | 648.7576 | 1.169% | 28.4161 | 8.2666 | 52.9001 | 364.7955 | 454.3783 | 0.70038
2018-07-07 19:00 | 53251.2916 | 255 | 414 | 1375 | 2342 | 6.31 | 1.36 | 2.15 | 9.68 | 628.1387 | 1.18% | 18.9799 | 6.6415 | 34.8712 | 267.4162 | 327.9088 | 0.52203
2018-07-07 20:00 | 51543.1409 | 247 | 369 | 1375 | 2342 | 5.64 | 1 | 1.84 | 8.44 | 630.7557 | 1.224% | 17.0477 | 4.5156 | 30.9607 | 241.891 | 294.415 | 0.46677
2018-07-07 21:00 | 50172.487 | 302 | 498 | 1375 | 2342 | 4.09 | 2.61 | 1.71 | 8.19 | 596.1211 | 1.188% | 14.6757 | 15.4433 | 27.9362 | 227.8975 | 285.9527 | 0.47969
2018-07-07 22:00 | 47617.5498 | 366 | 571 | 1040 | 2507 | 2.6 | 3.5 | 0.86 | 3.66 | 536.4615 | 1.127% | 10.7208 | 22.5152 | 10.0764 | 103.373 | 146.6853 | 0.27343
2018-07-07 23:00 | 44736.3851 | 281 | 535 | 1040 | 2507 | 3 | 4 | 0.82 | 3 | 483.1337 | 1.08% | 9.104 | 23.1111 | 9.2099 | 81.2236 | 122.6485 | 0.25386
2018-07-08 | 41978.8431 | 288 | 452 | 1040 | 2507 | 2.11 | 3.5 | 0.73 | 2.21 | 443.8639 | 1.057% | 6.4253 | 16.7273 | 8.0274 | 58.5822 | 89.7623 | 0.20223
2018-07-08 01:00 | 39705.902 | 260 | 325 | 1040 | 2507 | 1.99 | 2.11 | 0.72 | 2.11 | 414.1061 | 1.043% | 5.3961 | 7.1519 | 7.8095 | 55.1688 | 75.5263 | 0.18238
2018-07-08 02:00 | 37891.167 | 216 | 289 | 1387 | 2528 | 1.53 | 2.11 | 0.97 | 1.53 | 394.3513 | 1.041% | 3.4395 | 6.3464 | 14.0021 | 40.2544 | 64.0424 | 0.1624
2018-07-08 03:00 | 36614.3799 | 186 | 192 | 1387 | 2528 | 1.3 | 0.06 | 0.95 | 1.5 | 380.6079 | 1.04% | 2.5135 | 0.11975 | 13.697 | 39.418 | 55.7483 | 0.14647
2018-07-08 04:00 | 35823.8763 | 229 | 161 | 1387 | 2528 | 1.53 | 0.01 | 0.75 | 1.53 | 377.1633 | 1.053% | 3.6888 | 0.016951 | 10.952 | 40.7217 | 55.3794 | 0.14683
2018-07-08 05:00 | 35587.3274 | 333 | 187 | 1387 | 2528 | 1.53 | 0.46 | 0.75 | 1.53 | 379.8376 | 1.067% | 5.438 | 0.91813 | 11.103 | 41.283 | 58.7421 | 0.15465
2018-07-08 06:00 | 35477.9329 | 453 | 198 | 1763 | 2440 | 2.56 | 0.6 | 2 | 2.25 | 409.9619 | 1.156% | 13.4006 | 1.3728 | 40.7444 | 63.4392 | 118.9569 | 0.29017
2018-07-08 07:00 | 36108.6149 | 449 | 207 | 1763 | 2440 | 2.65 | 1.65 | 2 | 2.46 | 465.5297 | 1.289% | 15.3401 | 4.4034 | 45.4589 | 77.3858 | 142.5883 | 0.30629
2018-07-08 08:00 | 39125.0088 | 484 | 291 | 1763 | 2440 | 3 | 2.11 | 2 | 3 | 525.7434 | 1.344% | 19.5113 | 8.2508 | 47.3807 | 98.3627 | 173.5055 | 0.33002
2018-07-08 09:00 | 42903.0127 | 499 | 292 | 1763 | 2440 | 4.23 | 0.75 | 2 | 4.23 | 586.1934 | 1.366% | 28.8399 | 2.9922 | 48.1765 | 141.0209 | 221.0295 | 0.37706
2018-07-08 10:00 | 46510.402 | 525 | 192 | 1375 | 2300 | 4.52 | 0.01 | 1.41 | 7.6 | 652.2959 | 1.402% | 33.2807 | 0.026927 | 27.1904 | 245.1523 | 305.6504 | 0.46858
2018-07-08 11:00 | 49478.0078 | 503 | 266 | 1375 | 2300 | 6.76 | 0.11 | 1.49 | 8.89 | 713 | 1.441% | 48.9995 | 0.42165 | 29.5234 | 294.6503 | 373.5949 | 0.52398
2018-07-08 12:00 | 51613.4886 | 424 | 169 | 1375 | 2300 | 8.01 | 0.28 | 2 | 13.49 | 770.114 | 1.492% | 50.6746 | 0.70605 | 41.0322 | 462.9473 | 555.3601 | 0.72114
2018-07-08 13:00 | 52871.4674 | 350 | 201 | 1375 | 2300 | 14.41 | 0.77 | 6.2 | 22.76 | 810.4412 | 1.533% | 77.3094 | 2.3724 | 130.6756 | 802.4172 | 1012.7746 | 1.2497
2018-07-08 14:00 | 53872.6077 | 295 | 232 | 1375 | 2300 | 13.84 | 1.14 | 6.93 | 24.53 | 832.2224 | 1.545% | 63.071 | 4.0857 | 147.1998 | 871.559 | 1085.9155 | 1.3048
2018-07-08 15:00 | 54582.8193 | 252 | 225 | 1375 | 2300 | 20.51 | 1.4 | 7.86 | 30.73 | 837.0845 | 1.534% | 79.2646 | 4.8309 | 165.7443 | 1083.9362 | 1333.776 | 1.5934
2018-07-08 16:00 | 55018.5628 | 265 | 289 | 1375 | 2300 | 23.16 | 1.91 | 7.56 | 30.51 | 839.212 | 1.525% | 93.6153 | 8.4196 | 158.5576 | 1070.3665 | 1330.959 | 1.586
2018-07-08 17:00 | 54826.6764 | 250 | 321 | 1375 | 2300 | 12 | 1.32 | 3.77 | 18.77 | 819.7178 | 1.495% | 44.8532 | 6.3351 | 77.5026 | 645.4529 | 774.1438 | 0.9444
2018-07-08 18:00 | 53820.8541 | 270 | 411 | 1375 | 2342 | 8 | 1.67 | 3.34 | 14.72 | 767.7556 | 1.427% | 30.8124 | 9.7911 | 65.5121 | 491.7758 | 597.8914 | 0.77875
2018-07-08 19:00 | 52212.3509 | 255 | 414 | 1375 | 2342 | 5.8 | 2.11 | 2.05 | 11.12 | 723.5573 | 1.386% | 20.4959 | 12.1055 | 39.0622 | 360.9037 | 432.5673 | 0.59783
2018-07-08 20:00 | 50791.7402 | 247 | 369 | 1375 | 2342 | 4.33 | 1.02 | 1.92 | 9.37 | 698.422 | 1.375% | 14.7065 | 5.1755 | 36.3019 | 301.7528 | 357.9367 | 0.51249
2018-07-08 21:00 | 49932.7327 | 302 | 498 | 1375 | 2342 | 4 | 2.61 | 1.75 | 10.23 | 621.1001 | 1.244% | 15.026 | 16.1676 | 29.9307 | 298.0155 | 359.1398 | 0.57823
2018-07-08 22:00 | 47155.2838 | 366 | 571 | 1040 | 2507 | 2.44 | 3 | 0.98 | 4.14 | 550.2429 | 1.167% | 10.4207 | 19.9886 | 11.8928 | 121.1097 | 163.4116 | 0.29698
2018-07-08 23:00 | 43710.6933 | 281 | 535 | 1040 | 2507 | 3 | 4.55 | 0.85 | 3.79 | 494.9965 | 1.132% | 9.5465 | 27.5664 | 10.0108 | 107.5989 | 154.7225 | 0.31257
2018-07-09 | 40733.7431 | 288 | 452 | 1040 | 2507 | 2.01 | 3.5 | 0.74 | 2.01 | 454.682 | 1.116% | 6.4616 | 17.6587 | 8.5905 | 56.2476 | 88.9584 | 0.19565
2018-07-09 01:00 | 38727.7763 | 260 | 325 | 1040 | 2507 | 1.53 | 2.61 | 0.71 | 1.53 | 430.9301 | 1.113% | 4.4264 | 9.4386 | 8.2163 | 42.6806 | 64.7618 | 0.15028
2018-07-09 02:00 | 37425.5003 | 216 | 289 | 1387 | 2528 | 1.36 | 1 | 0.95 | 1.5 | 413.8319 | 1.106% | 3.2482 | 3.1956 | 14.5699 | 41.93 | 62.9437 | 0.1521
2018-07-09 03:00 | 36779.4059 | 186 | 192 | 1387 | 2528 | 1 | 0.17 | 0.94 | 1.5 | 409.5846 | 1.114% | 2.0713 | 0.36349 | 14.5192 | 42.2287 | 59.1827 | 0.14449
2018-07-09 04:00 | 36949.3916 | 229 | 161 | 1387 | 2528 | 1.3 | 0.01 | 0.74 | 1.5 | 423.3774 | 1.146% | 3.4111 | 0.018448 | 11.7606 | 43.4499 | 58.6401 | 0.13851
2018-07-09 05:00 | 38326.2542 | 333 | 187 | 1387 | 2528 | 1.55 | 0.48 | 0.74 | 1.53 | 451.3852 | 1.178% | 6.0789 | 1.0571 | 12.0881 | 45.5533 | 64.7775 | 0.14351
2018-07-09 06:00 | 40071.2574 | 453 | 198 | 1763 | 2440 | 3 | 0.73 | 2 | 3 | 478.9735 | 1.195% | 16.2442 | 1.7277 | 42.1464 | 87.4963 | 147.6146 | 0.30819
2018-07-09 07:00 | 41409.4977 | 449 | 207 | 1763 | 2440 | 3.58 | 1.35 | 2 | 3.74 | 494.1977 | 1.193% | 19.1836 | 3.3351 | 42.0807 | 108.9086 | 173.508 | 0.35109
2018-07-09 08:00 | 43592.61 | 484 | 291 | 1763 | 2440 | 4.13 | 2.61 | 2 | 4.33 | 513.5899 | 1.178% | 23.5504 | 8.9482 | 41.5419 | 124.4748 | 198.5153 | 0.38652
2018-07-09 09:00 | 46522.8964 | 499 | 292 | 1763 | 2440 | 9.03 | 0.7 | 2 | 9.03 | 542.0538 | 1.165% | 52.5006 | 2.3815 | 41.0826 | 256.7162 | 352.6808 | 0.65064
2018-07-09 10:00 | 49565.1656 | 525 | 192 | 1375 | 2300 | 6.49 | 0.31 | 1.65 | 9.82 | 560.4927 | 1.131% | 38.5299 | 0.67306 | 25.6555 | 255.407 | 320.2654 | 0.5714
2018-07-09 11:00 | 52256.651 | 503 | 266 | 1375 | 2300 | 9.43 | 0.31 | 1.67 | 13.1 | 578.2983 | 1.107% | 52.4916 | 0.91254 | 25.4115 | 333.4337 | 412.2493 | 0.71287
2018-07-09 12:00 | 53896.5019 | 424 | 169 | 1375 | 2300 | 11.57 | 0.54 | 2 | 17.43 | 596.9048 | 1.108% | 54.3305 | 1.0107 | 30.4563 | 443.9864 | 529.7839 | 0.88755
2018-07-09 13:00 | 54619.2256 | 350 | 201 | 1375 | 2300 | 17.1 | 1.01 | 5.7 | 22.1 | 593.2717 | 1.086% | 65.0088 | 2.2051 | 85.1306 | 552.1133 | 704.4578 | 1.1874
2018-07-09 14:00 | 54580.8795 | 295 | 232 | 1375 | 2300 | 18.62 | 1.46 | 6.52 | 27.8 | 559.5178 | 1.025% | 56.3086 | 3.4723 | 91.9017 | 655.4597 | 807.1424 | 1.4426
2018-07-09 15:00 | 54309.7529 | 252 | 225 | 1375 | 2300 | 24.29 | 2.27 | 6.43 | 32.71 | 583.2541 | 1.074% | 65.7367 | 5.4851 | 94.9497 | 807.9572 | 974.1288 | 1.6702
2018-07-09 16:00 | 54400.8177 | 265 | 289 | 1375 | 2300 | 21.73 | 2.37 | 4.32 | 29.67 | 588.3825 | 1.082% | 62.2816 | 7.408 | 64.2452 | 738.0737 | 872.0085 | 1.482
2018-07-09 17:00 | 54624.3479 | 250 | 321 | 1375 | 2300 | 12 | 2.11 | 3.48 | 18.26 | 601.485 | 1.101% | 33.0339 | 7.4581 | 52.6891 | 462.4525 | 555.6335 | 0.92377
2018-07-09 18:00 | 53860.6901 | 270 | 411 | 1375 | 2342 | 8 | 2.11 | 3.16 | 14.84 | 599.8756 | 1.114% | 24.0571 | 9.6586 | 48.3926 | 387.0883 | 469.1966 | 0.78216
2018-07-09 19:00 | 52236.5957 | 255 | 414 | 1375 | 2342 | 6 | 2.11 | 2.01 | 8.42 | 599.7768 | 1.148% | 17.5673 | 10.0299 | 31.7332 | 226.4195 | 285.7499 | 0.47643
2018-07-09 20:00 | 50997.9144 | 247 | 369 | 1375 | 2342 | 5.34 | 1.42 | 2 | 11.43 | 594.2851 | 1.165% | 15.3702 | 6.106 | 32.0461 | 311.9432 | 365.4655 | 0.61497
2018-07-09 21:00 | 50046.1484 | 302 | 498 | 1375 | 2342 | 4.64 | 2.61 | 1.69 | 11.1 | 547.4593 | 1.094% | 15.3287 | 14.2184 | 25.4197 | 284.3748 | 339.3416 | 0.61985
2018-07-09 22:00 | 47063.9371 | 366 | 571 | 1040 | 2507 | 3.04 | 2.61 | 0.97 | 4.78 | 489.1602 | 1.039% | 11.5643 | 15.4896 | 10.485 | 124.5504 | 162.0892 | 0.33136
2018-07-09 23:00 | 43346.9218 | 281 | 535 | 1040 | 2507 | 2.01 | 3.01 | 0.84 | 2.98 | 440.3903 | 1.016% | 5.7383 | 16.3606 | 8.8755 | 75.9014 | 106.8758 | 0.24268
2018-07-10 | 40498.8339 | 288 | 452 | 1040 | 2507 | 1.5 | 2.5 | 0.73 | 1.5 | 399.8458 | 0.9873% | 4.2651 | 11.1565 | 7.4956 | 37.1275 | 60.0447 | 0.15017
2018-07-10 01:00 | 38444.9118 | 260 | 325 | 1040 | 2507 | 1.3 | 0.75 | 0.7 | 1.5 | 382.3034 | 0.9944% | 3.3611 | 2.4239 | 7.2394 | 37.3951 | 50.4195 | 0.13188
2018-07-10 02:00 | 37020.5319 | 216 | 289 | 1387 | 2528 | 0.75 | 0.61 | 0.94 | 1.48 | 367.5294 | 0.9928% | 1.6083 | 1.7502 | 12.9436 | 37.144 | 53.446 | 0.14542
2018-07-10 03:00 | 36159.0188 | 186 | 192 | 1387 | 2528 | 0.46 | 0.01 | 0.93 | 1.48 | 369.4065 | 1.022% | 0.8741 | 0.019615 | 13.1779 | 38.2232 | 52.2948 | 0.14156
2018-07-10 04:00 | 36227.9508 | 229 | 161 | 1387 | 2528 | 0.75 | 0.01 | 0.73 | 1.48 | 385.0628 | 1.063% | 1.8255 | 0.017113 | 10.7619 | 39.7673 | 52.3718 | 0.13601
2018-07-10 05:00 | 37430.109 | 333 | 187 | 1387 | 2528 | 1.5 | 0.01 | 0.73 | 1.5 | 419.1118 | 1.12% | 5.593 | 0.020939 | 11.3373 | 42.4597 | 59.4109 | 0.14175
2018-07-10 06:00 | 39126.9527 | 453 | 198 | 1763 | 2440 | 3 | 0.03 | 2 | 3 | 441.8443 | 1.129% | 15.3466 | 0.067078 | 39.8176 | 82.6617 | 137.893 | 0.31209
2018-07-10 07:00 | 40451.4612 | 449 | 207 | 1763 | 2440 | 3 | 0.06 | 2 | 3 | 464.9625 | 1.149% | 15.4829 | 0.14276 | 40.529 | 84.1385 | 140.2932 | 0.30173
2018-07-10 08:00 | 43077.0892 | 484 | 291 | 1763 | 2440 | 4.02 | 2.61 | 2 | 4.02 | 510.2373 | 1.184% | 23.0461 | 8.9962 | 41.7646 | 116.1828 | 189.9897 | 0.37236
2018-07-10 09:00 | 46353.8499 | 499 | 292 | 1763 | 2440 | 8.84 | 2.31 | 2 | 5.67 | 578.6746 | 1.248% | 55.0683 | 8.4206 | 44.0181 | 172.7116 | 280.2185 | 0.48424
2018-07-10 10:00 | 50224.7096 | 525 | 192 | 1375 | 2300 | 9.27 | 0.36 | 1 | 10.3 | 642.2132 | 1.279% | 62.2301 | 0.88382 | 17.5818 | 302.9192 | 383.6151 | 0.59733
2018-07-10 11:00 | 54088.7868 | 503 | 266 | 1375 | 2300 | 10.37 | 0.7 | 1.12 | 13.14 | 706.3814 | 1.306% | 68.1206 | 2.4317 | 20.1119 | 394.6892 | 485.3534 | 0.6871
2018-07-10 12:00 | 57454.8545 | 424 | 169 | 1375 | 2300 | 16.01 | 0.59 | 2 | 20.86 | 777.1314 | 1.353% | 91.8174 | 1.3487 | 37.1964 | 648.9479 | 779.3103 | 1.0028
2018-07-10 13:00 | 60061.2145 | 350 | 201 | 1375 | 2300 | 22.56 | 0.92 | 5.28 | 27.56 | 829.7213 | 1.381% | 109.08 | 2.5546 | 100.294 | 875.6795 | 1087.6081 | 1.3108
2018-07-10 14:00 | 61498.2936 | 295 | 232 | 1375 | 2300 | 31.1 | 1.45 | 20 | 37.86 | 876.7276 | 1.426% | 130.7929 | 4.7958 | 392.0435 | 1241.3952 | 1769.0273 | 2.0178
2018-07-10 15:00 | 61765.6715 | 252 | 225 | 1375 | 2300 | 40.81 | 2.11 | 16.81 | 49.11 | 910.1116 | 1.473% | 151.5356 | 6.9954 | 340.579 | 1664.3522 | 2163.4622 | 2.3771
2018-07-10 16:00 | 60866.6943 | 265 | 289 | 1375 | 2300 | 31.69 | 2.46 | 8.11 | 40.5 | 928.5469 | 1.526% | 128.1127 | 10.8457 | 170.117 | 1421.0422 | 1730.1176 | 1.8633
2018-07-10 17:00 | 59674.3961 | 250 | 321 | 1375 | 2300 | 14.52 | 1.52 | 7.32 | 25.07 | 930.1413 | 1.559% | 56.5806 | 7.6052 | 156.8826 | 898.7586 | 1119.827 | 1.2039
2018-07-10 18:00 | 58307.1334 | 270 | 411 | 1375 | 2342 | 13.95 | 1.71 | 3.37 | 21.68 | 897.9844 | 1.54% | 58.0076 | 10.8239 | 71.3641 | 781.9757 | 922.1714 | 1.0269
2018-07-10 19:00 | 56525.0276 | 255 | 414 | 1375 | 2342 | 9.73 | 1.62 | 2.13 | 15.72 | 840.7414 | 1.487% | 36.9041 | 9.9756 | 43.5616 | 547.597 | 638.0383 | 0.7589
2018-07-10 20:00 | 54958.6097 | 247 | 369 | 1375 | 2342 | 7.33 | 1.43 | 2.19 | 13.42 | 793.0432 | 1.443% | 26.1253 | 7.6142 | 43.4518 | 453.5242 | 530.7156 | 0.66921
2018-07-10 21:00 | 53552.6084 | 302 | 498 | 1375 | 2342 | 7.6 | 2.99 | 1.58 | 11.89 | 712.0621 | 1.33% | 30.5181 | 19.7988 | 28.8866 | 370.2593 | 449.4628 | 0.63121
2018-07-10 22:00 | 50157.3222 | 366 | 571 | 1040 | 2507 | 4.29 | 2.61 | 0.96 | 4.04 | 613.819 | 1.224% | 19.2152 | 18.2382 | 12.2183 | 123.9486 | 173.6203 | 0.28285
2018-07-10 23:00 | 46219.9606 | 281 | 535 | 1040 | 2507 | 3 | 3.85 | 0.83 | 2.82 | 543.0821 | 1.175% | 9.9052 | 24.202 | 10.1426 | 83.0691 | 127.3188 | 0.23444
2018-07-11 | 42815.9951 | 288 | 452 | 1040 | 2507 | 2 | 2.61 | 0.72 | 1.5 | 494.2899 | 1.154% | 6.6496 | 13.6193 | 8.6445 | 43.4132 | 72.3266 | 0.14632
2018-07-11 01:00 | 40522.1715 | 260 | 325 | 1040 | 2507 | 1.44 | 2 | 0.69 | 1.45 | 450.5711 | 1.112% | 4.163 | 7.2274 | 7.9791 | 40.4197 | 59.7892 | 0.1327
2018-07-11 02:00 | 38925.6764 | 216 | 289 | 1387 | 2528 | 1.25 | 2 | 0.93 | 1.45 | 427.0971 | 1.097% | 2.9625 | 6.3419 | 14.153 | 40.2194 | 63.6768 | 0.14909
2018-07-11 03:00 | 37887.5592 | 186 | 192 | 1387 | 2528 | 1 | 1 | 0.92 | 1.45 | 416.3278 | 1.099% | 2.0439 | 2.1098 | 14.0218 | 40.2795 | 58.4549 | 0.14041
2018-07-11 04:00 | 37670.3164 | 229 | 161 | 1387 | 2528 | 1.25 | 0.26 | 0.74 | 1.45 | 418.0428 | 1.11% | 3.1766 | 0.46454 | 11.3902 | 40.6787 | 55.71 | 0.13326
2018-07-11 05:00 | 38719.7288 | 333 | 187 | 1387 | 2528 | 1.68 | 0.79 | 0.74 | 1.5 | 431.8715 | 1.115% | 6.2399 | 1.6477 | 11.448 | 42.2952 | 61.6308 | 0.14271
2018-07-11 06:00 | 40358.1878 | 453 | 198 | 1763 | 2440 | 2.61 | 1.01 | 1.67 | 2.61 | 453.6213 | 1.124% | 13.2892 | 2.2478 | 33.0926 | 71.5801 | 120.2096 | 0.265
2018-07-11 07:00 | 41603.6376 | 449 | 207 | 1763 | 2440 | 3 | 0.5 | 1.55 | 2.61 | 496.184 | 1.193% | 16.0649 | 1.2344 | 32.5908 | 75.9525 | 125.8426 | 0.25362
2018-07-11 08:00 | 43830.83 | 484 | 291 | 1763 | 2440 | 3.87 | 2.61 | 1.08 | 3.03 | 554.1328 | 1.264% | 23.6805 | 9.6021 | 24.0719 | 93.4688 | 150.8233 | 0.27218
2018-07-11 09:00 | 47169.2047 | 499 | 292 | 1763 | 2440 | 5.1 | 2.11 | 1.08 | 4.77 | 628.9269 | 1.333% | 33.9322 | 8.215 | 25.3874 | 155.185 | 222.7196 | 0.35413
2018-07-11 10:00 | 51101.9586 | 525 | 192 | 1375 | 2300 | 8.78 | 0.35 | 1.08 | 8.82 | 709.7569 | 1.389% | 64.0215 | 0.93334 | 20.6252 | 281.753 | 367.333 | 0.51755
2018-07-11 11:00 | 54992.6709 | 503 | 266 | 1375 | 2300 | 9.66 | 0.59 | 1.19 | 13.16 | 771.2322 | 1.402% | 68.1437 | 2.201 | 22.9472 | 424.4867 | 517.7785 | 0.67137
2018-07-11 12:00 | 58497.7493 | 424 | 169 | 1375 | 2300 | 15.01 | 1 | 1.66 | 20.95 | 821.633 | 1.405% | 89.3892 | 2.3737 | 32.059 | 676.7848 | 800.6067 | 0.97441
2018-07-11 13:00 | 61780.8655 | 350 | 201 | 1375 | 2300 | 21.24 | 1.59 | 3.7 | 26.22 | 871.3541 | 1.41% | 104.8487 | 4.5075 | 71.7538 | 850.5526 | 1031.6627 | 1.184
2018-07-11 14:00 | 64051.2099 | 295 | 232 | 1375 | 2300 | 30.09 | 2.14 | 13.23 | 40.05 | 920.53 | 1.437% | 127.5718 | 7.1353 | 261.4407 | 1323.8566 | 1720.0044 | 1.8685
2018-07-11 15:00 | 65461.2178 | 252 | 225 | 1375 | 2300 | 27.6 | 2.76 | 11.3 | 35.3 | 953.2784 | 1.456% | 101.285 | 9.0433 | 226.2647 | 1182.3286 | 1518.9217 | 1.5934
2018-07-11 16:00 | 66467.3991 | 265 | 289 | 1375 | 2300 | 23.75 | 2.97 | 6.26 | 31.05 | 973.5675 | 1.465% | 92.1864 | 12.5722 | 126.0766 | 1046.0364 | 1276.8716 | 1.3115
2018-07-11 17:00 | 66357.9505 | 250 | 321 | 1375 | 2300 | 13.04 | 2.03 | 4.63 | 19.4 | 974.4023 | 1.468% | 47.8699 | 9.5686 | 93.4822 | 655.2015 | 806.1223 | 0.8273
2018-07-11 18:00 | 64821.8535 | 270 | 411 | 1375 | 2342 | 10.72 | 2.04 | 3.01 | 17 | 942.6828 | 1.454% | 42.0923 | 12.1932 | 60.1885 | 579.0019 | 693.4758 | 0.73564
2018-07-11 19:00 | 62322.8304 | 255 | 414 | 1375 | 2342 | 6.75 | 2.11 | 2 | 11.88 | 886.098 | 1.422% | 24.4725 | 12.4199 | 39.0991 | 395.5833 | 471.5748 | 0.53219
2018-07-11 20:00 | 59721.5742 | 247 | 369 | 1375 | 2342 | 5 | 1.55 | 2 | 10.75 | 835.688 | 1.399% | 17.2814 | 8.0033 | 38.4809 | 352.2965 | 416.0622 | 0.49787
2018-07-11 21:00 | 57625.414 | 302 | 498 | 1375 | 2342 | 4.64 | 2.61 | 1.34 | 11.33 | 745.7209 | 1.294% | 18.1337 | 16.8202 | 23.8435 | 343.3832 | 402.1807 | 0.53932
2018-07-11 22:00 | 53762.6152 | 366 | 571 | 1040 | 2507 | 3.71 | 3.5 | 0.95 | 3.46 | 630.6953 | 1.173% | 15.9292 | 23.4446 | 11.5903 | 101.7582 | 152.7224 | 0.24215
2018-07-11 23:00 | 49492.1318 | 281 | 535 | 1040 | 2507 | 2.76 | 4.01 | 0.85 | 2.51 | 541.1678 | 1.093% | 8.4803 | 23.4582 | 9.666 | 68.8056 | 110.4101 | 0.20402
2018-07-12 | 45755.5687 | 288 | 452 | 1040 | 2507 | 1.45 | 2.61 | 0.71 | 1.5 | 480.7418 | 1.051% | 4.3876 | 12.395 | 7.7582 | 39.5106 | 64.0514 | 0.13323
2018-07-12 01:00 | 43016.7217 | 260 | 325 | 1040 | 2507 | 1 | 2 | 0.68 | 1.5 | 446.802 | 1.039% | 2.7005 | 6.7514 | 7.3455 | 39.0592 | 55.8566 | 0.12501
2018-07-12 02:00 | 41065.2799 | 216 | 289 | 1387 | 2528 | 0.75 | 1.87 | 0.92 | 1.48 | 421.2519 | 1.026% | 1.6618 | 5.5438 | 13.0898 | 38.3801 | 58.6754 | 0.13929
2018-07-12 03:00 | 39779.608 | 186 | 192 | 1387 | 2528 | 0.57 | 0.22 | 0.91 | 1.48 | 407.5645 | 1.025% | 1.0862 | 0.43277 | 12.9316 | 38.3332 | 52.7838 | 0.12951
2018-07-12 04:00 | 39422.5703 | 229 | 161 | 1387 | 2528 | 0.75 | 0.01 | 0.73 | 1.48 | 411.9916 | 1.045% | 1.7949 | 0.016826 | 10.5814 | 39.1005 | 51.4936 | 0.12499
2018-07-12 05:00 | 40329.3447 | 333 | 187 | 1387 | 2528 | 1.5 | 0.34 | 0.73 | 1.5 | 429.911 | 1.066% | 5.3247 | 0.67776 | 10.7934 | 40.4227 | 57.2185 | 0.13309
2018-07-12 06:00 | 41786.7529 | 453 | 198 | 1763 | 2440 | 2.37 | 1.51 | 1.75 | 2.31 | 458.9476 | 1.098% | 11.7916 | 3.2837 | 33.8856 | 61.9051 | 110.8659 | 0.24157
2018-07-12 07:00 | 42867.93 | 449 | 207 | 1763 | 2440 | 2.58 | 0.44 | 1.7 | 2.61 | 508.781 | 1.187% | 13.7488 | 1.081 | 35.5713 | 75.5838 | 125.9849 | 0.24762
2018-07-12 08:00 | 45525.3991 | 484 | 291 | 1763 | 2440 | 3.06 | 2.11 | 1.65 | 3.06 | 572.3246 | 1.257% | 18.619 | 7.7191 | 36.57 | 93.8642 | 156.7722 | 0.27392
2018-07-12 09:00 | 49006.2138 | 499 | 292 | 1763 | 2440 | 4.63 | 0.43 | 1.95 | 4.75 | 652.2287 | 1.331% | 30.7489 | 1.6711 | 45.7547 | 154.2525 | 232.4272 | 0.35636
2018-07-12 10:00 | 53004.7399 | 525 | 192 | 1375 | 2300 | 8.11 | 0.29 | 0.99 | 8.28 | 726.2708 | 1.37% | 58.3397 | 0.76293 | 18.6518 | 260.9408 | 338.6953 | 0.46635
2018-07-12 11:00 | 56938.2516 | 503 | 266 | 1375 | 2300 | 9.06 | 0.69 | 1.3 | 11.72 | 787.966 | 1.384% | 63.0666 | 2.54 | 24.7371 | 373.0429 | 463.3867 | 0.58808
2018-07-12 12:00 | 60367.1836 | 424 | 169 | 1375 | 2300 | 15.47 | 0.87 | 1.52 | 19.2 | 845.7384 | 1.401% | 91.8949 | 2.0599 | 29.2807 | 618.6773 | 741.9128 | 0.87724
2018-07-12 13:00 | 63237.4918 | 350 | 201 | 1375 | 2300 | 22.04 | 1.59 | 3.35 | 27.61 | 898.7619 | 1.421% | 109.6351 | 4.5422 | 65.4663 | 902.5354 | 1082.1789 | 1.2041
2018-07-12 14:00 | 65055.733 | 295 | 232 | 1375 | 2300 | 27.66 | 2.66 | 9.52 | 35.57 | 945.2088 | 1.453% | 118.554 | 8.9663 | 190.1874 | 1188.6497 | 1506.3575 | 1.5937
2018-07-12 15:00 | 65699.3883 | 252 | 225 | 1375 | 2300 | 27.92 | 3.78 | 8.38 | 38.72 | 976.8636 | 1.487% | 104.6137 | 12.6458 | 171.3244 | 1324.1457 | 1612.7297 | 1.6509
2018-07-12 16:00 | 64857.7493 | 265 | 289 | 1375 | 2300 | 23.58 | 3.63 | 7.06 | 33.8 | 989.7319 | 1.526% | 95.3554 | 16.0089 | 148.1369 | 1186.3156 | 1445.8167 | 1.4608
2018-07-12 17:00 | 62840.1624 | 250 | 321 | 1375 | 2300 | 8.83 | 2.11 | 5.25 | 19.79 | 984.8272 | 1.567% | 34.5958 | 10.6148 | 113.1318 | 713.3396 | 871.682 | 0.88511
2018-07-12 18:00 | 60241.9209 | 270 | 411 | 1375 | 2342 | 9.07 | 2.11 | 2.95 | 15.26 | 950.9481 | 1.579% | 38.6571 | 13.6893 | 64.0299 | 564.1563 | 680.5326 | 0.71564
2018-07-12 19:00 | 57435.6878 | 255 | 414 | 1375 | 2342 | 7.74 | 1.94 | 2.16 | 11.05 | 890.6483 | 1.551% | 30.6059 | 12.4545 | 46.0554 | 401.3041 | 490.42 | 0.55063
2018-07-12 20:00 | 55266.6279 | 247 | 369 | 1375 | 2342 | 5 | 1.48 | 2 | 11.59 | 840.702 | 1.521% | 18.7865 | 8.3074 | 41.8323 | 412.9043 | 481.8306 | 0.57313
2018-07-12 21:00 | 53457.303 | 302 | 498 | 1375 | 2342 | 4.1 | 2.61 | 1.4 | 9.69 | 753.6686 | 1.41% | 17.4568 | 18.325 | 27.1396 | 319.9514 | 382.8728 | 0.50801
2018-07-12 22:00 | 50170.2819 | 366 | 571 | 1040 | 2507 | 2.9 | 2.61 | 0.97 | 2.88 | 642.883 | 1.281% | 13.6008 | 19.0969 | 12.9268 | 92.5193 | 138.1437 | 0.21488
2018-07-12 23:00 | 46386.7467 | 281 | 535 | 1040 | 2507 | 2.79 | 4.01 | 0.84 | 2.54 | 549.2048 | 1.184% | 9.2822 | 25.4003 | 10.3432 | 75.3926 | 120.4182 | 0.21926
2018-07-13 | 43211.3365 | 288 | 452 | 1040 | 2507 | 1 | 2.11 | 0.71 | 1.5 | 497.8111 | 1.152% | 3.3179 | 10.9872 | 8.5066 | 43.3224 | 66.1341 | 0.13285
2018-07-13 01:00 | 40877.2522 | 260 | 325 | 1040 | 2507 | 0.26 | 2 | 0.67 | 1.5 | 455.5052 | 1.114% | 0.75328 | 7.2431 | 7.7646 | 41.9042 | 57.6652 | 0.1266
2018-07-13 02:00 | 39251.2187 | 216 | 289 | 1387 | 2528 | 0.35 | 2 | 0.91 | 1.45 | 429.9134 | 1.095% | 0.82804 | 6.3308 | 13.8244 | 40.1488 | 61.132 | 0.1422
2018-07-13 03:00 | 38240.7239 | 186 | 192 | 1387 | 2528 | 0.4 | 0.99 | 0.9 | 1.45 | 427.8925 | 1.119% | 0.83249 | 2.1269 | 13.9678 | 41.016 | 57.9432 | 0.13542
2018-07-13 04:00 | 38010.7858 | 229 | 161 | 1387 | 2528 | 0.33 | 0.55 | 0.72 | 1.45 | 469.4048 | 1.235% | 0.93323 | 1.0935 | 12.3325 | 45.2674 | 59.6266 | 0.12703
2018-07-13 05:00 | 38972.9511 | 333 | 187 | 1387 | 2528 | 1.3 | 0.34 | 0.72 | 1.5 | 484.9276 | 1.244% | 5.3864 | 0.79111 | 12.4257 | 47.1826 | 65.7859 | 0.13566
2018-07-13 06:00 | 40386.7942 | 453 | 198 | 1763 | 2440 | 2.11 | 0.32 | 1.63 | 2.21 | 505.6966 | 1.252% | 11.9683 | 0.79335 | 35.9824 | 67.52 | 116.2641 | 0.22991
2018-07-13 07:00 | 41673.0182 | 449 | 207 | 1763 | 2440 | 2.31 | 0.06 | 1.61 | 2.31 | 525.7457 | 1.262% | 13.0852 | 0.15669 | 35.8096 | 71.1087 | 120.1601 | 0.22855
2018-07-13 08:00 | 44313.4954 | 484 | 291 | 1763 | 2440 | 3 | 0.22 | 1.59 | 3 | 565.5404 | 1.276% | 18.5308 | 0.81704 | 35.7748 | 93.4198 | 148.5424 | 0.26266
2018-07-13 09:00 | 47892.1604 | 499 | 292 | 1763 | 2440 | 4.92 | 0.49 | 1.95 | 4.92 | 616.2605 | 1.287% | 31.5912 | 1.8411 | 44.2371 | 154.4738 | 232.1432 | 0.3767
2018-07-13 10:00 | 51970.8021 | 525 | 192 | 1375 | 2300 | 8.31 | 0.27 | 1 | 11.26 | 695.0886 | 1.337% | 58.35 | 0.69334 | 18.3901 | 346.3753 | 423.8088 | 0.60972
2018-07-13 11:00 | 55734.7861 | 503 | 266 | 1375 | 2300 | 8.58 | 0.76 | 1.52 | 9.43 | 763.838 | 1.37% | 59.1467 | 2.7706 | 28.6432 | 297.2449 | 387.8053 | 0.50771
2018-07-13 12:00 | 59033.1279 | 424 | 169 | 1375 | 2300 | 13.71 | 0.95 | 1.73 | 15 | 828.5559 | 1.404% | 81.5886 | 2.2534 | 33.3868 | 484.2226 | 601.4514 | 0.7259
2018-07-13 13:00 | 62015.8369 | 350 | 201 | 1375 | 2300 | 20.72 | 1.57 | 3.47 | 25.12 | 885.0484 | 1.427% | 103.4957 | 4.5036 | 68.0921 | 824.5403 | 1000.6317 | 1.1306
2018-07-13 14:00 | 64001.9798 | 295 | 232 | 1375 | 2300 | 27.62 | 2.4 | 10.34 | 35.45 | 936.4867 | 1.463% | 119.2213 | 8.1472 | 208.0326 | 1193.0325 | 1528.4336 | 1.6321
2018-07-13 15:00 | 65164.6937 | 252 | 225 | 1375 | 2300 | 35.58 | 3.43 | 9.15 | 44.75 | 963.9318 | 1.479% | 132.6296 | 11.4159 | 186.1049 | 1522.4913 | 1852.6416 | 1.922
2018-07-13 16:00 | 65839.5696 | 265 | 289 | 1375 | 2300 | 31.94 | 3.27 | 12.69 | 39.67 | 976.0669 | 1.482% | 125.4797 | 14.01 | 258.6765 | 1352.6413 | 1750.8074 | 1.7937
2018-07-13 17:00 | 65770.291 | 250 | 321 | 1375 | 2300 | 16.5 | 2.21 | 10.61 | 22.7 | 973.1844 | 1.48% | 61.0365 | 10.4969 | 215.8656 | 772.5366 | 1059.9356 | 1.0891
2018-07-13 18:00 | 64251.9362 | 270 | 411 | 1375 | 2342 | 7.52 | 2.11 | 3.16 | 9.12 | 934.8244 | 1.455% | 29.541 | 12.6173 | 63.217 | 310.7603 | 416.1357 | 0.44515
2018-07-13 19:00 | 61792.4179 | 255 | 414 | 1375 | 2342 | 6.14 | 2.11 | 2.5 | 8.25 | 877.9423 | 1.421% | 22.2454 | 12.4112 | 48.8398 | 274.5185 | 358.0148 | 0.40779
2018-07-13 20:00 | 59202.2148 | 247 | 369 | 1375 | 2342 | 5 | 1.4 | 1.9 | 10.42 | 837.9504 | 1.415% | 17.4802 | 7.312 | 36.9774 | 345.4101 | 407.1797 | 0.48592
2018-07-13 21:00 | 57269.8506 | 302 | 498 | 1375 | 2342 | 4 | 3.5 | 1.53 | 10.92 | 763.943 | 1.334% | 16.1139 | 23.2505 | 28.0627 | 341.1493 | 408.5764 | 0.53483
2018-07-13 22:00 | 53884.5888 | 366 | 571 | 1040 | 2507 | 2.46 | 3.19 | 0.96 | 2.21 | 676.9975 | 1.256% | 11.312 | 22.8849 | 12.5437 | 69.6096 | 116.3502 | 0.17186
2018-07-13 23:00 | 50320.0615 | 281 | 535 | 1040 | 2507 | 2.31 | 4.01 | 0.97 | 2.21 | 598.4812 | 1.189% | 7.7202 | 25.5157 | 11.9982 | 65.8955 | 111.1296 | 0.18569
2018-07-14 | 46913.6543 | 288 | 452 | 1040 | 2507 | 1.26 | 2.11 | 0.7 | 1.45 | 530.0676 | 1.13% | 4.1001 | 10.7759 | 8.2255 | 41.0728 | 64.1743 | 0.12107
2018-07-14 01:00 | 44217.2379 | 260 | 325 | 1040 | 2507 | 1 | 1.98 | 0.66 | 1.45 | 473.1237 | 1.07% | 2.782 | 6.8854 | 7.3445 | 38.896 | 55.9079 | 0.11817
2018-07-14 02:00 | 42138.0387 | 216 | 289 | 1387 | 2528 | 0.41 | 2 | 0.9 | 1.45 | 442.7407 | 1.051% | 0.93049 | 6.073 | 13.1158 | 38.5141 | 58.6334 | 0.13243
2018-07-14 03:00 | 40803.2841 | 186 | 192 | 1387 | 2528 | 0.66 | 1 | 0.89 | 1.45 | 424.7655 | 1.041% | 1.2779 | 1.9987 | 12.8505 | 38.1592 | 54.2864 | 0.1278
2018-07-14 04:00 | 39970.2721 | 229 | 161 | 1387 | 2528 | 0.59 | 0.92 | 0.71 | 1.45 | 417.0398 | 1.043% | 1.4097 | 1.5454 | 10.2748 | 38.2459 | 51.4759 | 0.12343
2018-07-14 05:00 | 39840.1057 | 333 | 187 | 1387 | 2528 | 1.45 | 1 | 0.71 | 1.45 | 423.1892 | 1.062% | 5.1289 | 1.9863 | 10.4604 | 38.9367 | 56.5124 | 0.13354
2018-07-14 06:00 | 39852.1139 | 453 | 198 | 1763 | 2440 | 2.21 | 0.01 | 1.5 | 2.01 | 446.774 | 1.121% | 11.2235 | 0.022197 | 29.647 | 54.9822 | 95.8749 | 0.21459
2018-07-14 07:00 | 40631.3369 | 449 | 207 | 1763 | 2440 | 2.28 | 0.1 | 1.6 | 2.21 | 504.4341 | 1.241% | 12.7094 | 0.25699 | 35.02 | 66.9461 | 114.9324 | 0.22784
2018-07-14 08:00 | 44128.4661 | 484 | 291 | 1763 | 2440 | 3 | 0.2 | 1.23 | 3.36 | 579.5192 | 1.313% | 19.0685 | 0.76431 | 28.4778 | 107.6659 | 155.9765 | 0.26915
2018-07-14 09:00 | 48363.7343 | 499 | 292 | 1763 | 2440 | 5.32 | 0.29 | 1.75 | 5.52 | 664.8782 | 1.375% | 36.4951 | 1.1641 | 42.4143 | 185.1617 | 265.2353 | 0.39892
2018-07-14 10:00 | 52521.6038 | 525 | 192 | 1375 | 2300 | 8.11 | 0.06 | 1.49 | 11.5 | 753.473 | 1.435% | 61.0815 | 0.16527 | 29.3913 | 379.4507 | 470.0888 | 0.6239
2018-07-14 11:00 | 56298.8984 | 503 | 266 | 1375 | 2300 | 9.89 | 0.47 | 1.74 | 12.64 | 821.3596 | 1.459% | 72.5768 | 1.8239 | 34.9048 | 424.1391 | 533.4447 | 0.64947
2018-07-14 12:00 | 59478.0374 | 424 | 169 | 1375 | 2300 | 14.45 | 0.61 | 1.84 | 22.54 | 879.7252 | 1.479% | 90.62 | 1.5248 | 37.4206 | 766.7824 | 896.3478 | 1.0189
2018-07-14 13:00 | 61992.8034 | 350 | 201 | 1375 | 2300 | 19.66 | 1.21 | 3.21 | 28.27 | 922.0291 | 1.487% | 102.3422 | 3.6173 | 65.6464 | 967.0679 | 1138.6739 | 1.235
2018-07-14 14:00 | 63889.0088 | 295 | 232 | 1375 | 2300 | 27.07 | 2.11 | 10.76 | 36.51 | 966.2783 | 1.512% | 120.7776 | 7.4037 | 223.7644 | 1270.0352 | 1621.9808 | 1.6786
2018-07-14 15:00 | 65123.4264 | 252 | 225 | 1375 | 2300 | 36.46 | 3.14 | 9.46 | 45.56 | 990.6595 | 1.521% | 139.7669 | 10.7473 | 197.8705 | 1594.0381 | 1942.4228 | 1.9607
2018-07-14 16:00 | 65511.4723 | 265 | 289 | 1375 | 2300 | 33.76 | 3.5 | 12.71 | 42.23 | 1002.2162 | 1.53% | 136.865 | 15.4743 | 267.3575 | 1485.9116 | 1905.6083 | 1.9014
2018-07-14 17:00 | 65021.0931 | 250 | 321 | 1375 | 2300 | 15.97 | 2.68 | 10.51 | 27.85 | 985.1597 | 1.515% | 60.4919 | 13.0344 | 218.9565 | 970.522 | 1263.0049 | 1.282
2018-07-14 18:00 | 63653.1494 | 270 | 411 | 1375 | 2342 | 13.83 | 2.21 | 6 | 21.83 | 953.995 | 1.499% | 55.9644 | 13.6132 | 123.646 | 766.2435 | 959.4672 | 1.0057
2018-07-14 19:00 | 61382.8557 | 255 | 414 | 1375 | 2342 | 6 | 2.11 | 2.43 | 11 | 895.7349 | 1.459% | 22.3267 | 12.7472 | 48.7575 | 375.9343 | 459.7657 | 0.51328
2018-07-14 20:00 | 58944.3867 | 247 | 369 | 1375 | 2342 | 5 | 1.66 | 2 | 10 | 855.4228 | 1.451% | 17.9228 | 8.8894 | 39.909 | 339.8797 | 406.6009 | 0.47532
2018-07-14 21:00 | 57151.0934 | 302 | 498 | 1375 | 2342 | 4 | 2.61 | 1.63 | 10.68 | 784.6956 | 1.373% | 16.5861 | 17.8462 | 30.7728 | 343.4273 | 408.6324 | 0.52075
2018-07-14 22:00 | 53941.4951 | 366 | 571 | 1040 | 2507 | 3 | 3.11 | 0.9 | 4 | 696.421 | 1.291% | 14.1759 | 22.9269 | 12.0844 | 129.4682 | 178.6554 | 0.25653
2018-07-14 23:00 | 50434.2809 | 281 | 535 | 1040 | 2507 | 3 | 4.01 | 0.85 | 3 | 607.4099 | 1.204% | 10.1527 | 25.8377 | 10.6465 | 90.5799 | 137.2169 | 0.2259
2018-07-15 | 47200.0664 | 288 | 452 | 1040 | 2507 | 1.43 | 2.61 | 0.69 | 1.01 | 528.1738 | 1.119% | 4.6085 | 13.2012 | 8.03 | 28.3341 | 54.1739 | 0.10257
2018-07-15 01:00 | 44635.8255 | 260 | 325 | 1040 | 2507 | 1.22 | 2.11 | 0.65 | 1.01 | 486.7788 | 1.091% | 3.4592 | 7.4785 | 7.3722 | 27.6136 | 45.9235 | 0.094342
2018-07-15 02:00 | 42784.0787 | 216 | 289 | 1387 | 2528 | 1 | 2.11 | 0.89 | 1 | 453.6053 | 1.06% | 2.2901 | 6.4651 | 13.0877 | 26.8024 | 48.6452 | 0.10724
2018-07-15 03:00 | 41422.7204 | 186 | 192 | 1387 | 2528 | 0.89 | 2 | 0.88 | 0.89 | 439.8538 | 1.062% | 1.7578 | 4.0776 | 12.9607 | 23.8911 | 42.6872 | 0.097049
2018-07-15 04:00 | 40535.7822 | 229 | 161 | 1387 | 2528 | 1 | 1 | 0.7 | 1 | 436.8015 | 1.078% | 2.4676 | 1.7349 | 10.4621 | 27.241 | 41.9056 | 0.095937
2018-07-15 05:00 | 40114.8938 | 333 | 187 | 1387 | 2528 | 1.25 | 2 | 0.7 | 1.01 | 431.7817 | 1.076% | 4.4804 | 4.0256 | 10.4504 | 27.4826 | 46.4389 | 0.10755
2018-07-15 06:00 | 39826.5234 | 453 | 198 | 1763 | 2440 | 2.01 | 2.11 | 1.3 | 1 | 451.5222 | 1.134% | 10.3229 | 4.7365 | 25.9838 | 27.6628 | 68.706 | 0.15217
2018-07-15 07:00 | 40302.3515 | 449 | 207 | 1763 | 2440 | 2.11 | 1.91 | 1.67 | 1.01 | 514.5974 | 1.277% | 12.0967 | 5.0483 | 37.5929 | 31.4665 | 86.2043 | 0.16752
2018-07-15 08:00 | 43375.736 | 484 | 291 | 1763 | 2440 | 2.6 | 2.11 | 1.28 | 1.01 | 590.6329 | 1.362% | 17.1352 | 8.3608 | 30.7279 | 33.5569 | 89.7808 | 0.15201
2018-07-15 09:00 | 47546.1718 | 499 | 292 | 1763 | 2440 | 4.19 | 2.11 | 1.95 | 4.19 | 646.3538 | 1.359% | 28.423 | 8.3757 | 46.7349 | 138.982 | 222.5156 | 0.34426
2018-07-15 10:00 | 51593.3661 | 525 | 192 | 1375 | 2300 | 7.69 | 0.01 | 1.5 | 7.69 | 712.3242 | 1.381% | 55.7403 | 0.026508 | 28.4759 | 244.1957 | 328.4385 | 0.46108
2018-07-15 11:00 | 55524.9358 | 503 | 266 | 1375 | 2300 | 7.89 | 0.32 | 1.11 | 9.04 | 783.0708 | 1.41% | 55.9703 | 1.2005 | 21.5248 | 293.2306 | 371.9261 | 0.47496
2018-07-15 12:00 | 59001.0299 | 424 | 169 | 1375 | 2300 | 10.02 | 0.52 | 1.87 | 12.39 | 851.2287 | 1.443% | 61.2943 | 1.2679 | 37.0963 | 411.1363 | 510.7948 | 0.60007
2018-07-15 13:00 | 61770.1578 | 350 | 201 | 1375 | 2300 | 17.34 | 1.02 | 3.34 | 20.65 | 899.5056 | 1.456% | 88.3776 | 2.9855 | 66.8766 | 691.6288 | 849.8685 | 0.94482
2018-07-15 14:00 | 63707.9352 | 295 | 232 | 1375 | 2300 | 21.4 | 2.09 | 10.75 | 26.36 | 949.2282 | 1.49% | 94.0617 | 7.2246 | 220.236 | 903.3381 | 1224.8604 | 1.2904
2018-07-15 15:00 | 64792.9313 | 252 | 225 | 1375 | 2300 | 47.18 | 3.69 | 15.09 | 52.59 | 977.9593 | 1.509% | 179.4534 | 12.5315 | 313.1736 | 1825.678 | 2330.8364 | 2.3834
2018-07-15 16:00 | 65654.3489 | 265 | 289 | 1375 | 2300 | 76.06 | 5.14 | 20 | 81.12 | 994.7814 | 1.515% | 305.3981 | 22.5074 | 416.6744 | 2826.9617 | 3571.5417 | 3.5903
2018-07-15 17:00 | 65849.6979 | 250 | 321 | 1375 | 2300 | 36.92 | 2.92 | 20 | 43.93 | 950.6552 | 1.444% | 133.2511 | 13.5318 | 397.0104 | 1458.6741 | 2002.4675 | 2.1064
2018-07-15 18:00 | 64702.5087 | 270 | 411 | 1375 | 2342 | 17.35 | 2.11 | 11.2 | 23.32 | 921.52 | 1.424% | 66.7186 | 12.3512 | 219.3332 | 777.8557 | 1076.2587 | 1.1679
2018-07-15 19:00 | 62373.0566 | 255 | 414 | 1375 | 2342 | 7 | 2.11 | 5 | 10.83 | 870.1395 | 1.395% | 24.9018 | 12.1864 | 95.9102 | 353.8402 | 486.8385 | 0.55949
2018-07-15 20:00 | 60013.2867 | 247 | 369 | 1375 | 2342 | 5.07 | 1.4 | 2 | 8.67 | 843.5458 | 1.406% | 17.6022 | 7.2613 | 38.654 | 285.4087 | 348.9262 | 0.41364
2018-07-15 21:00 | 58238.9775 | 302 | 498 | 1375 | 2342 | 5.04 | 2.11 | 1.52 | 10.04 | 761.2003 | 1.307% | 19.894 | 13.734 | 27.3169 | 307.3306 | 368.2755 | 0.48381
2018-07-15 22:00 | 54745.5061 | 366 | 571 | 1040 | 2507 | 3.3 | 2.11 | 0.89 | 3.05 | 656.7261 | 1.2% | 14.4887 | 14.4529 | 11.1035 | 91.7255 | 131.7706 | 0.20065
2018-07-15 23:00 | 50672.6048 | 281 | 535 | 1040 | 2507 | 2.01 | 3.5 | 0.84 | 1.76 | 576.6843 | 1.138% | 6.4279 | 21.3102 | 9.9421 | 50.2148 | 87.8949 | 0.15241
2018-07-16 | 47180.5208 | 288 | 452 | 1040 | 2507 | 1.45 | 2.11 | 0.5 | 1.51 | 514.5311 | 1.091% | 4.5542 | 10.4009 | 5.6709 | 41.2838 | 61.9098 | 0.12032
2018-07-16 01:00 | 44601.9606 | 260 | 325 | 1040 | 2507 | 1 | 2 | 0.5 | 1.45 | 463.0697 | 1.038% | 2.6994 | 6.7485 | 5.3988 | 37.7411 | 52.5878 | 0.11356
2018-07-16 02:00 | 42808.6458 | 216 | 289 | 1387 | 2528 | 0.34 | 2.03 | 0.74 | 1.45 | 448.328 | 1.047% | 0.76913 | 6.1441 | 10.7491 | 38.3892 | 56.0516 | 0.12502
2018-07-16 03:00 | 41644.3948 | 186 | 192 | 1387 | 2528 | 0.33 | 1 | 0.74 | 1.45 | 431.3689 | 1.036% | 0.6358 | 1.9888 | 10.6316 | 37.9697 | 51.226 | 0.11875
2018-07-16 04:00 | 41326.2672 | 229 | 161 | 1387 | 2528 | 0.26 | 0.66 | 0.69 | 1.45 | 435.7447 | 1.054% | 0.62779 | 1.1204 | 10.0909 | 38.6501 | 50.4893 | 0.11587
2018-07-16 05:00 | 42153.5735 | 333 | 187 | 1387 | 2528 | 1.26 | 0.54 | 0.69 | 1.45 | 457.2813 | 1.085% | 4.5516 | 1.0954 | 10.3818 | 39.7644 | 55.7932 | 0.12201
2018-07-16 06:00 | 43517.3818 | 453 | 198 | 1763 | 2440 | 3 | 0.01 | 1 | 2.61 | 481.3437 | 1.106% | 15.0318 | 0.021901 | 19.5005 | 70.4406 | 104.9948 | 0.21813
2018-07-16 07:00 | 44511.0814 | 449 | 207 | 1763 | 2440 | 3.32 | 0.01 | 1 | 2.91 | 527.989 | 1.186% | 17.6824 | 0.024554 | 20.9126 | 84.2247 | 122.8443 | 0.23266
2018-07-16 08:00 | 47087.8746 | 484 | 291 | 1763 | 2440 | 4.65 | 0.2 | 1.25 | 4.57 | 584.2679 | 1.241% | 27.9255 | 0.72215 | 27.3442 | 138.3595 | 194.3514 | 0.33264
2018-07-16 09:00 | 50865.3372 | 499 | 292 | 1763 | 2440 | 8.31 | 0.27 | 2 | 6.52 | 665.8965 | 1.309% | 54.2858 | 1.0321 | 46.1601 | 208.2678 | 309.7459 | 0.46516
2018-07-16 10:00 | 55179.6334 | 525 | 192 | 1375 | 2300 | 10.77 | 0.21 | 1.44 | 10.77 | 750.0369 | 1.359% | 76.8562 | 0.54806 | 26.9134 | 336.7033 | 441.021 | 0.588
2018-07-16 11:00 | 59277.2031 | 503 | 266 | 1375 | 2300 | 10.94 | 0.52 | 1.59 | 11.18 | 824.3244 | 1.391% | 76.5237 | 1.9235 | 30.4026 | 357.5857 | 466.4354 | 0.56584
2018-07-16 12:00 | 62973.2695 | 424 | 169 | 1375 | 2300 | 13.66 | 1.07 | 2 | 16.8 | 890.9649 | 1.415% | 81.9447 | 2.5584 | 38.9078 | 546.6904 | 670.1014 | 0.75211
2018-07-16 13:00 | 66145.1907 | 350 | 201 | 1375 | 2300 | 18.13 | 1.96 | 5 | 24.27 | 942.0401 | 1.424% | 90.3726 | 5.6108 | 97.9138 | 795.0029 | 988.9001 | 1.0497
2018-07-16 14:00 | 68631.6054 | 295 | 232 | 1375 | 2300 | 32.76 | 2.52 | 24.64 | 39.76 | 972.6739 | 1.417% | 136.9648 | 8.2857 | 480.1606 | 1296.0367 | 1921.4479 | 1.9754
2018-07-16 15:00 | 69934.3379 | 252 | 225 | 1375 | 2300 | 69.69 | 3.8 | 29 | 85.5 | 1007.0071 | 1.44% | 252.8792 | 12.3114 | 574.173 | 2831.6268 | 3670.9903 | 3.6454
2018-07-16 16:00 | 70592.4739 | 265 | 289 | 1375 | 2300 | 140.76 | 2.96 | 34 | 154.16 | 1018.7822 | 1.443% | 538.3294 | 12.3456 | 674.6905 | 5117.0834 | 6342.4489 | 6.2255
2018-07-16 17:00 | 70310.6953 | 250 | 321 | 1375 | 2300 | 36.87 | 2.11 | 26 | 49.62 | 1021.1936 | 1.452% | 133.8751 | 9.8373 | 519.2335 | 1657.5677 | 2320.5136 | 2.2724
2018-07-16 18:00 | 68818.5911 | 270 | 411 | 1375 | 2342 | 25 | 2.11 | 10.57 | 30.4 | 979.3173 | 1.423% | 96.0553 | 12.3408 | 206.8213 | 1013.1602 | 1328.3777 | 1.3564
2018-07-16 19:00 | 66168.5169 | 255 | 414 | 1375 | 2342 | 11.29 | 2.11 | 5 | 16.29 | 919.6075 | 1.39% | 40.0115 | 12.1404 | 95.5485 | 530.2236 | 677.9241 | 0.73719
2018-07-16 20:00 | 63457.6292 | 247 | 369 | 1375 | 2342 | 8.82 | 1.51 | 2.2 | 11.82 | 868.1431 | 1.368% | 29.8039 | 7.6227 | 41.384 | 378.7144 | 457.5251 | 0.52702
2018-07-16 21:00 | 60996.0585 | 302 | 498 | 1375 | 2342 | 6.91 | 2.21 | 2 | 9 | 772.908 | 1.267% | 26.443 | 13.9459 | 34.8465 | 267.0886 | 342.324 | 0.4429
2018-07-16 22:00 | 56514.7448 | 366 | 571 | 1040 | 2507 | 3.5 | 3 | 0.88 | 3.92 | 652.2807 | 1.154% | 14.785 | 19.7711 | 10.563 | 113.4261 | 158.5453 | 0.24306
2018-07-16 23:00 | 51950.9654 | 281 | 535 | 1040 | 2507 | 2.01 | 3.5 | 0.5 | 2.25 | 558.8026 | 1.076% | 6.0753 | 20.1413 | 5.5933 | 60.6739 | 92.4837 | 0.1655
2018-07-17 | 47981.0869 | 288 | 452 | 1040 | 2507 | 1 | 2.11 | 0.5 | 1.45 | 498.5163 | 1.039% | 2.9923 | 9.909 | 5.4027 | 37.7687 | 56.0727 | 0.11248
2018-07-17 01:00 | 45080.4436 | 260 | 325 | 1040 | 2507 | 1 | 1.5 | 0.5 | 1.2 | 460.2513 | 1.021% | 2.6545 | 4.9772 | 5.309 | 30.7144 | 43.655 | 0.09485
2018-07-17 02:00 | 43085.676 | 216 | 289 | 1387 | 2528 | 0.27 | 1.94 | 0.73 | 1 | 431.1496 | 1.001% | 0.5836 | 5.6104 | 10.132 | 25.2972 | 41.6232 | 0.09654
2018-07-17 03:00 | 41812.8749 | 186 | 192 | 1387 | 2528 | 0.23 | 1 | 0.73 | 1 | 409.8116 | 0.9801% | 0.41929 | 1.8818 | 9.9237 | 24.7771 | 37.0019 | 0.09029
2018-07-17 04:00 | 41379.5035 | 229 | 161 | 1387 | 2528 | 0.25 | 0.49 | 0.68 | 1 | 411.1558 | 0.9936% | 0.56885 | 0.78387 | 9.3714 | 25.1188 | 35.8429 | 0.087176
2018-07-17 05:00 | 42122.136 | 333 | 187 | 1387 | 2528 | 1 | 0.65 | 0.68 | 1 | 426.4721 | 1.012% | 3.3715 | 1.2307 | 9.5492 | 25.5951 | 39.7465 | 0.093198
2018-07-17 06:00 | 43409.7089 | 453 | 198 | 1763 | 2440 | 1.45 | 4 | 1.35 | 1.45 | 438.9541 | 1.011% | 6.642 | 8.0086 | 24.0668 | 35.7759 | 74.4933 | 0.16971
2018-07-17 07:00 | 44214.2822 | 449 | 207 | 1763 | 2440 | 1.49 | 3.24 | 1.48 | 1.69 | 475.431 | 1.075% | 7.1938 | 7.2117 | 28.0569 | 44.3406 | 86.803 | 0.18258
2018-07-17 08:00 | 46461.095 | 484 | 291 | 1763 | 2440 | 2.01 | 2.61 | 1.5 | 2.21 | 537.2532 | 1.156% | 11.2494 | 8.7826 | 30.5797 | 62.3551 | 112.9668 | 0.21027
2018-07-17 09:00 | 49821.9632 | 499 | 292 | 1763 | 2440 | 3.01 | 4.27 | 2 | 3.72 | 622.4219 | 1.249% | 18.7642 | 15.5767 | 44.05 | 113.3958 | 191.7867 | 0.30813
2018-07-17 10:00 | 54130.3886 | 525 | 192 | 1375 | 2300 | 4 | 3.96 | 1.51 | 6.98 | 711.3371 | 1.314% | 27.5965 | 9.9915 | 27.2844 | 210.9685 | 275.8408 | 0.38778
2018-07-17 11:00 | 58356.5478 | 503 | 266 | 1375 | 2300 | 9.08 | 4.17 | 2 | 11.71 | 793.3722 | 1.36% | 62.0928 | 15.0801 | 37.387 | 366.161 | 480.7209 | 0.60592
2018-07-17 12:00 | 62309.8388 | 424 | 169 | 1375 | 2300 | 20.77 | 4 | 9.5 | 29.34 | 870.7007 | 1.397% | 123.0594 | 9.4462 | 182.5318 | 942.9751 | 1258.0125 | 1.4448
2018-07-17 13:00 | 65939.8339 | 350 | 201 | 1375 | 2300 | 78.15 | 6 | 15 | 88.15 | 939.0934 | 1.424% | 389.5453 | 17.1755 | 293.7345 | 2887.4276 | 3587.8828 | 3.8206
2018-07-17 14:00 | 68698.8593 | 295 | 232 | 1375 | 2300 | 217.44 | 8.11 | 195.59 | 229.28 | 993.6349 | 1.446% | 927.7667 | 27.2136 | 3889.7944 | 7627.3085 | 12472.0832 | 12.552
2018-07-17 15:00 | 70321.5651 | 252 | 225 | 1375 | 2300 | 511.23 | 8.11 | 500 | 525.6 | 1025.2804 | 1.458% | 1878.3261 | 26.6046 | 10023.6715 | 17625.3324 | 29553.9346 | 28.8252
2018-07-17 16:00 | 70974.8528 | 265 | 289 | 1375 | 2300 | 808.29 | 10.23 | 750 | 822.16 | 1047.2902 | 1.476% | 3160.6441 | 43.6251 | 15216.9103 | 27902.7302 | 46323.9097 | 44.2322
2018-07-17 17:00 | 70931.123 | 250 | 321 | 1375 | 2300 | 516.58 | 10 | 325 | 528.58 | 1058.358 | 1.492% | 1926.9629 | 47.8962 | 6667.7885 | 18139.8761 | 26782.5237 | 25.3057
2018-07-17 18:00 | 69792.1178 | 270 | 411 | 1375 | 2342 | 40.22 | 8.92 | 29 | 49.15 | 1009.7512 | 1.447% | 157.1136 | 53.0414 | 576.9109 | 1665.3995 | 2452.4653 | 2.4288
2018-07-17 19:00 | 67383.4082 | 255 | 414 | 1375 | 2342 | 14.35 | 7.08 | 10.18 | 17.3 | 949.0197 | 1.408% | 51.5364 | 41.2815 | 197.1391 | 570.6309 | 860.5879 | 0.90682
2018-07-17 20:00 | 64540.9427 | 247 | 369 | 1375 | 2342 | 3.6 | 6.91 | 3.5 | 10.34 | 893.2489 | 1.384% | 12.3066 | 35.2892 | 66.6052 | 335.1542 | 449.3551 | 0.50306
2018-07-17 21:00 | 61855.2402 | 302 | 498 | 1375 | 2342 | 1.78 | 5.31 | 1.78 | 7.83 | 803.3453 | 1.299% | 6.9816 | 34.3439 | 31.7869 | 238.1631 | 311.2754 | 0.38747
2018-07-17 22:00 | 57392.2083 | 366 | 571 | 1040 | 2507 | 2.31 | 2.11 | 0.87 | 2.21 | 705.2365 | 1.229% | 10.389 | 14.8047 | 11.1182 | 68.0814 | 104.3934 | 0.14803
2018-07-17 23:00 | 52836.2877 | 281 | 535 | 1040 | 2507 | 2.04 | 5 | 0.5 | 1.79 | 603.1204 | 1.141% | 6.5435 | 30.5348 | 5.9357 | 51.2247 | 94.2387 | 0.15625
2018-07-18 | 48960.4267 | 288 | 452 | 1040 | 2507 | 1 | 2.61 | 0.5 | 1.75 | 541.1504 | 1.105% | 3.1832 | 13.0392 | 5.7475 | 48.4914 | 70.4613 | 0.13021
2018-07-18 01:00 | 46203.6973 | 260 | 325 | 1040 | 2507 | 1 | 2.31 | 0.5 | 1.75 | 491.8177 | 1.064% | 2.7676 | 7.9914 | 5.5352 | 46.7003 | 62.9945 | 0.12808
2018-07-18 02:00 | 44070.6595 | 216 | 289 | 1387 | 2528 | 1 | 2.53 | 0.74 | 1.5 | 454.805 | 1.032% | 2.2291 | 7.5456 | 10.5921 | 39.1331 | 59.4999 | 0.13083
2018-07-18 03:00 | 42812.151 | 186 | 192 | 1387 | 2528 | 1 | 2 | 0.74 | 1.5 | 436.0515 | 1.019% | 1.8945 | 3.9111 | 10.4539 | 38.6224 | 54.8819 | 0.12586
2018-07-18 04:00 | 42455.7392 | 229 | 161 | 1387 | 2528 | 1 | 2 | 0.67 | 1.67 | 441.1789 | 1.039% | 2.3797 | 3.3461 | 9.6567 | 43.8704 | 59.2529 | 0.13431
2018-07-18 05:00 | 43290.4345 | 333 | 187 | 1387 | 2528 | 1.01 | 2 | 0.67 | 1.67 | 460.1097 | 1.063% | 3.5747 | 3.975 | 9.8769 | 44.8707 | 62.2973 | 0.1354
2018-07-18 06:00 | 44553.1445 | 453 | 198 | 1763 | 2440 | 2.11 | 2.13 | 1.31 | 2.21 | 477.0016 | 1.071% | 10.2335 | 4.5153 | 24.7266 | 57.7329 | 97.2083 | 0.20379
2018-07-18 07:00 | 45219.1162 | 449 | 207 | 1763 | 2440 | 2.11 | 1.75 | 1.6 | 2.25 | 520.4578 | 1.151% | 10.9042 | 4.1694 | 32.4665 | 63.1882 | 110.7282 | 0.21275
2018-07-18 08:00 | 47458.2054 | 484 | 291 | 1763 | 2440 | 2.61 | 2.11 | 1.37 | 2.61 | 588.0296 | 1.239% | 15.6521 | 7.6079 | 29.9268 | 78.9075 | 132.0943 | 0.22464
2018-07-18 09:00 | 50970.2376 | 499 | 292 | 1763 | 2440 | 4.08 | 2.27 | 3.01 | 4.08 | 672.3741 | 1.319% | 26.8568 | 8.7439 | 70.0024 | 131.3241 | 236.9272 | 0.35237
2018-07-18 10:00 | 55236.2161 | 525 | 192 | 1375 | 2300 | 7.52 | 2.11 | 1.77 | 7.13 | 757.8728 | 1.372% | 54.1688 | 5.5585 | 33.3925 | 225.0038 | 318.1235 | 0.41976
2018-07-18 11:00 | 59456.6337 | 503 | 266 | 1375 | 2300 | 10.8 | 2.55 | 2 | 10.8 | 838.2433 | 1.41% | 76.5881 | 9.5629 | 38.7706 | 350.2042 | 475.1259 | 0.56681
2018-07-18 12:00 | 63423.7269 | 424 | 169 | 1375 | 2300 | 18.15 | 4 | 9.5 | 21.44 | 925.7781 | 1.46% | 112.3305 | 9.8674 | 190.6696 | 719.7932 | 1032.6607 | 1.1155
2018-07-18 13:00 | 67148.7434 | 350 | 201 | 1375 | 2300 | 70.47 | 6 | 25 | 80.36 | 993.0118 | 1.479% | 364.7446 | 17.8346 | 508.3458 | 2733.281 | 3624.2059 | 3.6497
2018-07-18 14:00 | 69955.7532 | 295 | 232 | 1375 | 2300 | 413.79 | 11.24 | 357 | 420.79 | 1042.8882 | 1.491% | 1819.7693 | 38.8748 | 7317.8792 | 14428.0476 | 23604.5709 | 22.6338
2018-07-18 15:00 | 71465.1816 | 252 | 225 | 1375 | 2300 | 1530.27 | 14.32 | 700 | 1542.33 | 1077.1221 | 1.507% | 5812.1797 | 48.5619 | 14506.7848 | 53465.739 | 73833.2655 | 68.5468
2018-07-18 16:00 | 72202.6126 | 265 | 289 | 1375 | 2300 | 1531.43 | 15.1 | 750 | 1542.49 | 1095.9207 | 1.518% | 6159.8372 | 66.2371 | 15652.7328 | 53848.8463 | 75727.6533 | 69.0996
2018-07-18 17:00 | 72131.2011 | 250 | 321 | 1375 | 2300 | 1495.49 | 9.8 | 500 | 1506.08 | 1098.8301 | 1.523% | 5695.4875 | 47.9224 | 10473.2166 | 52769.5342 | 68986.1608 | 62.7815
2018-07-18 18:00 | 71184.1946 | 270 | 411 | 1375 | 2342 | 66.52 | 7 | 60.28 | 75 | 1038.8169 | 1.459% | 262.1027 | 41.9851 | 1209.571 | 2563.3244 | 4076.9832 | 3.9246
2018-07-18 19:00 | 68854.8229 | 255 | 414 | 1375 | 2342 | 16.19 | 4.74 | 10 | 23.38 | 970.9039 | 1.41% | 58.2142 | 27.6707 | 193.8852 | 772.0995 | 1051.8696 | 1.0834
2018-07-18 20:00 | 66066.8512 | 247 | 369 | 1375 | 2342 | 9.41 | 3.67 | 5 | 13.4 | 909.0242 | 1.376% | 31.98 | 18.6331 | 94.5942 | 431.8009 | 577.0081 | 0.63476
2018-07-18 21:00 | 63446.8125 | 302 | 498 | 1375 | 2342 | 4 | 2.43 | 1.82 | 10 | 818.1511 | 1.29% | 15.5772 | 15.6048 | 32.2699 | 302.0025 | 365.4545 | 0.44668
2018-07-18 22:00 | 59287.7399 | 366 | 571 | 1040 | 2507 | 2.56 | 2.31 | 0.86 | 2.31 | 733.7138 | 1.238% | 11.5953 | 16.3234 | 11.0686 | 71.6685 | 110.6558 | 0.15082
2018-07-18 23:00 | 54806.0094 | 281 | 535 | 1040 | 2507 | 2.11 | 6 | 0.5 | 2 | 650.787 | 1.187% | 7.0404 | 38.1167 | 6.1747 | 59.5381 | 110.8699 | 0.17036
2018-07-19 | 51077.441 | 288 | 452 | 1040 | 2507 | 1 | 4.74 | 0.5 | 1.5 | 585.3715 | 1.146% | 3.3006 | 24.5538 | 5.9594 | 43.0971 | 76.911 | 0.13139
2018-07-19 01:00 | 48341.1201 | 260 | 325 | 1040 | 2507 | 1 | 3.86 | 0.5 | 1.5 | 540.4813 | 1.118% | 2.9069 | 14.026 | 5.8139 | 42.0445 | 64.7914 | 0.11988
2018-07-19 02:00 | 46117.8808 | 216 | 289 | 1387 | 2528 | 0.06 | 4.98 | 0.73 | 1.5 | 488.6802 | 1.06% | 0.13733 | 15.2504 | 10.7289 | 40.1813 | 66.2979 | 0.13567
2018-07-19 03:00 | 44631.4166 | 186 | 192 | 1387 | 2528 | 0.08 | 5.07 | 0.73 | 1.5 | 472.3271 | 1.058% | 0.15747 | 10.3018 | 10.7152 | 40.1301 | 61.3046 | 0.12979
2018-07-19 04:00 | 44036.442 | 229 | 161 | 1387 | 2528 | 0.01 | 4.88 | 0.66 | 1.5 | 464.3792 | 1.055% | 0.024149 | 8.2853 | 9.6534 | 39.9879 | 57.9507 | 0.12479
2018-07-19 05:00 | 44731.7754 | 333 | 187 | 1387 | 2528 | 1 | 3.86 | 0.66 | 1.5 | 469.3193 | 1.049% | 3.4938 | 7.5732 | 9.6045 | 39.7851 | 60.4566 | 0.12882
2018-07-19 06:00 | 45746.221 | 453 | 198 | 1763 | 2440 | 1.5 | 3.5 | 1.39 | 1.7 | 484.0598 | 1.058% | 7.1901 | 7.3329 | 25.9305 | 43.8917 | 84.3452 | 0.17425
2018-07-19 07:00 | 46565.8431 | 449 | 207 | 1763 | 2440 | 1.5 | 2.61 | 1.58 | 2.11 | 526.3177 | 1.13% | 7.6123 | 6.1065 | 31.484 | 58.1906 | 103.3934 | 0.19645
2018-07-19 08:00 | 49063.5172 | 484 | 291 | 1763 | 2440 | 1.74 | 2.28 | 1.52 | 2.11 | 592.8243 | 1.208% | 10.1756 | 8.0167 | 32.379 | 62.2071 | 112.7784 | 0.19024
2018-07-19 09:00 | 52627.5426 | 499 | 292 | 1763 | 2440 | 2.21 | 0.98 | 2.4 | 2.4 | 684.6325 | 1.301% | 14.3462 | 3.7227 | 55.0437 | 76.1808 | 149.2934 | 0.21806
2018-07-19 10:00 | 57060.6022 | 525 | 192 | 1375 | 2300 | 3.1 | 0.76 | 1.48 | 5.21 | 780.3925 | 1.368% | 22.2586 | 1.9957 | 27.8318 | 163.8862 | 215.9722 | 0.27675
2018-07-19 11:00 | 61309.8997 | 503 | 266 | 1375 | 2300 | 8.76 | 1.22 | 1.85 | 12.56 | 865.7689 | 1.412% | 62.2219 | 4.5826 | 35.9208 | 407.933 | 510.6583 | 0.58983
2018-07-19 12:00 | 65269.9563 | 424 | 169 | 1375 | 2300 | 18.13 | 2.11 | 7.67 | 25.13 | 950.5715 | 1.456% | 111.9528 | 5.1933 | 153.5923 | 841.7668 | 1112.5053 | 1.1704
2018-07-19 13:00 | 68916.4049 | 350 | 201 | 1375 | 2300 | 63.79 | 3.17 | 20 | 73.32 | 1016.5167 | 1.475% | 329.3158 | 9.3983 | 405.6249 | 2487.3803 | 3231.7192 | 3.1792
2018-07-19 14:00 | 71582.1093 | 295 | 232 | 1375 | 2300 | 332.19 | 5.95 | 300 | 344.69 | 1051.2665 | 1.469% | 1439.1859 | 20.2728 | 6058.042 | 11642.9987 | 19160.4994 | 18.2261
2018-07-19 15:00 | 72715.4941 | 252 | 225 | 1375 | 2300 | 1181.21 | 8.9 | 600 | 1198.11 | 1084.7759 | 1.492% | 4440.5905 | 29.8735 | 12307.42 | 41109.0654 | 57886.9495 | 53.363
2018-07-19 16:00 | 73264.5729 | 265 | 289 | 1375 | 2300 | 1818.02 | 9.91 | 600 | 1833.08 | 1101.9951 | 1.504% | 7246.531 | 43.0782 | 12409.0797 | 63415.4211 | 83114.11 | 75.4215
2018-07-19 17:00 | 73113.3763 | 250 | 321 | 1375 | 2300 | 874.77 | 6.18 | 487 | 889.58 | 1108.194 | 1.516% | 3314.7658 | 30.0685 | 10149.6395 | 31012.1448 | 44506.6186 | 40.1614
2018-07-19 18:00 | 72218.3014 | 270 | 411 | 1375 | 2342 | 29 | 4 | 28.5 | 41.53 | 1071.2615 | 1.483% | 116.1475 | 24.3865 | 581.2939 | 1442.7698 | 2164.5978 | 2.0206
2018-07-19 19:00 | 70029.9303 | 255 | 414 | 1375 | 2342 | 15.12 | 2.96 | 9.14 | 24.03 | 1003.9021 | 1.434% | 55.2713 | 17.5671 | 180.1593 | 806.7674 | 1059.765 | 1.0556
2018-07-19 20:00 | 67263.388 | 247 | 369 | 1375 | 2342 | 7.15 | 2.38 | 4.62 | 13.25 | 941.7727 | 1.4% | 24.7269 | 12.2962 | 88.9431 | 434.4803 | 560.4465 | 0.5951
2018-07-19 21:00 | 64725.625 | 302 | 498 | 1375 | 2342 | 2.21 | 2.61 | 1.59 | 9 | 838.2293 | 1.295% | 8.6434 | 16.8328 | 28.313 | 272.9707 | 326.7599 | 0.38982
2018-07-19 22:00 | 60495.4062 | 366 | 571 | 1040 | 2507 | 1.69 | 6.31 | 0.85 | 3.51 | 713.3969 | 1.179% | 7.2942 | 42.4888 | 10.4246 | 103.7696 | 163.9772 | 0.22985
2018-07-19 23:00 | 56027.1836 | 281 | 535 | 1040 | 2507 | 2.11 | 8.47 | 0.5 | 2.11 | 622.1377 | 1.11% | 6.5838 | 50.3182 | 5.7742 | 58.7387 | 121.4149 | 0.19516
2018-07-20 | 52099.6969 | 288 | 452 | 1040 | 2507 | 1 | 5.48 | 0.49 | 1.48 | 563.8666 | 1.082% | 3.117 | 26.8077 | 5.5153 | 40.1566 | 75.5967 | 0.13407
2018-07-20 01:00 | 49102.6998 | 260 | 325 | 1040 | 2507 | 1 | 3.65 | 0.71 | 1.48 | 525.4399 | 1.07% | 2.7822 | 12.6939 | 7.9015 | 39.7039 | 63.0815 | 0.12005
2018-07-20 02:00 | 46686.9606 | 216 | 289 | 1387 | 2528 | 1 | 4.27 | 0.88 | 1.48 | 502.1856 | 1.076% | 2.3234 | 13.2738 | 13.1289 | 40.2446 | 68.9706 | 0.13734
2018-07-20 03:00 | 44990.3681 | 186 | 192 | 1387 | 2528 | 1 | 4.6 | 0.88 | 1.48 | 479.7486 | 1.066% | 1.9834 | 9.4179 | 13.0153 | 39.8963 | 64.3129 | 0.13406
2018-07-20 04:00 | 44317.9316 | 229 | 161 | 1387 | 2528 | 1 | 4.13 | 0.75 | 1.48 | 468.3963 | 1.057% | 2.4203 | 7.0276 | 10.9944 | 39.5433 | 59.9856 | 0.12807
2018-07-20 05:00 | 44646.166 | 333 | 187 | 1387 | 2528 | 1 | 2.31 | 0.75 | 1.48 | 479.4089 | 1.074% | 3.5757 | 4.6385 | 11.1702 | 40.1754 | 59.5598 | 0.12424
2018-07-20 06:00 | 45614.3379 | 453 | 198 | 1763 | 2440 | 1.48 | 3.31 | 1.46 | 2 | 491.7211 | 1.078% | 7.2273 | 7.065 | 27.7474 | 52.6062 | 94.646 | 0.19248
2018-07-20 07:00 | 46189.622 | 449 | 207 | 1763 | 2440 | 1.48 | 2.54 | 1.74 | 2.11 | 537.0734 | 1.163% | 7.7268 | 6.1135 | 35.669 | 59.8634 | 109.3727 | 0.20365
2018-07-20 08:00 | 48714.0485 | 484 | 291 | 1763 | 2440 | 2.01 | 2.99 | 1.95 | 2.21 | 607.0919 | 1.246% | 12.1239 | 10.8434 | 42.8437 | 67.202 | 133.013 | 0.2191
2018-07-20 09:00 | 52478.1617 | 499 | 292 | 1763 | 2440 | 2.31 | 2.12 | 2.1 | 2.31 | 692.9615 | 1.32% | 15.221 | 8.1743 | 48.888 | 74.4273 | 146.7106 | 0.21172
2018-07-20 10:00 | 56754.0726 | 525 | 192 | 1375 | 2300 | 2.31 | 0.01 | 1 | 3.62 | 791.0337 | 1.394% | 16.9032 | 0.026761 | 19.1646 | 116.0471 | 152.1417 | 0.19233
2018-07-20 11:00 | 60995.4808 | 503 | 266 | 1375 | 2300 | 5 | 0.16 | 1.63 | 11.05 | 871.5102 | 1.429% | 35.9346 | 0.6081 | 32.0232 | 363.1324 | 431.6983 | 0.49535
2018-07-20 12:00 | 64947.0341 | 424 | 169 | 1375 | 2300 | 12 | 0.56 | 5.78 | 21.18 | 946.9583 | 1.458% | 74.1854 | 1.3799 | 115.8783 | 710.273 | 901.7167 | 0.95222
2018-07-20 13:00 | 68377.431 | 350 | 201 | 1375 | 2300 | 70.52 | 1.3 | 16.8 | 81.29 | 1012.9855 | 1.481% | 365.6544 | 3.8711 | 342.2177 | 2769.8447 | 3481.5878 | 3.437
2018-07-20 14:00 | 71027.6367 | 295 | 232 | 1375 | 2300 | 140.59 | 8.79 | 139.79 | 151.85 | 1066.0892 | 1.501% | 622.5047 | 30.6086 | 2884.9944 | 5242.1423 | 8780.2499 | 8.2359
2018-07-20 15:00 | 72324.457 | 252 | 225 | 1375 | 2300 | 684.82 | 15 | 400 | 699.26 | 1096.1956 | 1.516% | 2615.6513 | 51.1537 | 8336.1507 | 24376.3899 | 35379.3455 | 32.2747
2018-07-20 16:00 | 72932.7083 | 265 | 289 | 1375 | 2300 | 1087.42 | 67.84 | 400 | 1103.75 | 1104.5522 | 1.514% | 4364.2246 | 296.9256 | 8329.647 | 38447.0002 | 51437.7974 | 46.5689
2018-07-20 17:00 | 72683.2799 | 250 | 321 | 1375 | 2300 | 348.1 | 17.45 | 200 | 360.62 | 1086.6758 | 1.495% | 1301.0965 | 83.7464 | 4111.4799 | 12400.612 | 17896.9347 | 16.4694
2018-07-20 18:00 | 71153.8339 | 270 | 411 | 1375 | 2342 | 24.48 | 2.78 | 22.35 | 36.61 | 1047.7383 | 1.472% | 97.3262 | 16.8245 | 452.5168 | 1262.5283 | 1829.1958 | 1.7459
2018-07-20 19:00 | 68566.7044 | 255 | 414 | 1375 | 2342 | 8.42 | 2.11 | 7.42 | 18.88 | 978.5971 | 1.427% | 30.6438 | 12.4673 | 145.612 | 631.0729 | 819.7961 | 0.83773
2018-07-20 20:00 | 65568.1165 | 247 | 369 | 1375 | 2342 | 1.46 | 0.83 | 3.5 | 11.55 | 908.7694 | 1.386% | 4.9982 | 4.2449 | 66.7009 | 374.9125 | 450.8564 | 0.49612
2018-07-20 21:00 | 63048.8021 | 302 | 498 | 1375 | 2342 | 1 | 2.31 | 1.65 | 5.69 | 818.2115 | 1.298% | 3.9192 | 14.929 | 29.4425 | 172.937 | 221.2277 | 0.27038
2018-07-20 22:00 | 59169.4179 | 366 | 571 | 1040 | 2507 | 3 | 4 | 0.9 | 2.61 | 722.0242 | 1.22% | 13.3985 | 27.8709 | 11.4217 | 79.8453 | 132.5364 | 0.18356
2018-07-20 23:00 | 55036.0872 | 281 | 535 | 1040 | 2507 | 1.94 | 8.88 | 0.59 | 2.1 | 642.4748 | 1.167% | 6.3638 | 55.4594 | 7.163 | 61.4585 | 130.4447 | 0.20303
2018-07-21 | 51260.0752 | 288 | 452 | 1040 | 2507 | 1 | 3.5 | 0.71 | 1.6 | 572.2403 | 1.116% | 3.2151 | 17.6606 | 8.2431 | 44.7789 | 73.8977 | 0.12914
2018-07-21 01:00 | 48172.7734 | 260 | 325 | 1040 | 2507 | 1 | 4.07 | 0.7 | 1.45 | 518.4634 | 1.076% | 2.7983 | 14.2362 | 7.8352 | 39.1236 | 63.9932 | 0.12343
2018-07-21 02:00 | 45598.9078 | 216 | 289 | 1387 | 2528 | 1 | 6 | 0.87 | 1.45 | 474.2374 | 1.04% | 2.2464 | 18.0339 | 12.5498 | 38.1229 | 70.9531 | 0.14962
2018-07-21 03:00 | 43771.2194 | 186 | 192 | 1387 | 2528 | 1 | 5.03 | 0.87 | 1.45 | 450.0985 | 1.028% | 1.9126 | 9.9309 | 12.4084 | 37.6933 | 61.9452 | 0.13763
2018-07-21 04:00 | 42543.1054 | 229 | 161 | 1387 | 2528 | 1 | 4.51 | 0.75 | 1.45 | 428.9147 | 1.008% | 2.3088 | 7.3206 | 10.4877 | 36.9562 | 57.0732 | 0.13306
2018-07-21 05:00 | 42092.3235 | 333 | 187 | 1387 | 2528 | 1 | 6 | 0.75 | 1.45 | 421.0566 | 1% | 3.3311 | 11.2236 | 10.4058 | 36.6676 | 61.628 | 0.14637
2018-07-21 06:00 | 41897.8307 | 453 | 198 | 1763 | 2440 | 1.25 | 4.09 | 1.16 | 1.45 | 437.8526 | 1.045% | 5.9176 | 8.463 | 21.3721 | 36.9738 | 72.7265 | 0.1661
2018-07-21 07:00 | 42114.5325 | 449 | 207 | 1763 | 2440 | 1.45 | 2.78 | 1.18 | 2.11 | 507.4558 | 1.205% | 7.8448 | 6.934 | 25.0669 | 62.0352 | 101.8809 | 0.20077
2018-07-21 08:00 | 44787.9834 | 484 | 291 | 1763 | 2440 | 1.91 | 2.31 | 1 | 2.11 | 587.6304 | 1.312% | 12.1289 | 8.8196 | 23.131 | 67.5484 | 111.6279 | 0.18996
2018-07-21 09:00 | 49104.5983 | 499 | 292 | 1763 | 2440 | 2.15 | 2.11 | 1.79 | 2.18 | 688.06 | 1.401% | 15.0329 | 8.6332 | 44.2191 | 74.5333 | 142.4185 | 0.20699
2018-07-21 10:00 | 53860.7597 | 525 | 192 | 1375 | 2300 | 4 | 0.13 | 1.23 | 5.1 | 776.1548 | 1.441% | 30.2618 | 0.35968 | 24.3716 | 169.0339 | 224.027 | 0.28864
2018-07-21 11:00 | 58366.1823 | 503 | 266 | 1375 | 2300 | 7.71 | 0.69 | 1.59 | 10.45 | 858.344 | 1.471% | 57.0325 | 2.6992 | 32.1514 | 353.4632 | 445.3463 | 0.51884
2018-07-21 12:00 | 62220.5182 | 424 | 169 | 1375 | 2300 | 27.95 | 1.43 | 5.67 | 36.93 | 928.9733 | 1.493% | 176.9364 | 3.6082 | 116.4006 | 1268.1679 | 1565.1132 | 1.6848
2018-07-21 13:00 | 65421.5898 | 350 | 201 | 1375 | 2300 | 84.12 | 2.25 | 11.42 | 93.61 | 994.0061 | 1.519% | 447.3375 | 6.8714 | 238.5815 | 3271.2825 | 3964.0729 | 3.988
2018-07-21 14:00 | 67987.4036 | 295 | 232 | 1375 | 2300 | 509.82 | 24.77 | 109.99 | 519.39 | 1050.9798 | 1.546% | 2324.9028 | 88.8341 | 2337.8779 | 18466.617 | 23218.2319 | 22.092
2018-07-21 15:00 | 69881.8678 | 252 | 225 | 1375 | 2300 | 1560.77 | 25 | 345.45 | 1576.84 | 1084.3449 | 1.552% | 6102.9864 | 87.2822 | 7370.3965 | 56275.3779 | 69836.0429 | 64.4039
2018-07-21 16:00 | 71001.2793 | 265 | 289 | 1375 | 2300 | 1708.71 | 100 | 345.04 | 1722.81 | 1101.3318 | 1.551% | 7023.7045 | 448.2805 | 7359.0904 | 61463.4898 | 76294.5652 | 69.2748
2018-07-21 17:00 | 71063.722 | 250 | 321 | 1375 | 2300 | 1011.47 | 42 | 159.99 | 1031.39 | 1087.631 | 1.531% | 3870.1397 | 206.3421 | 3366.8918 | 36306.4993 | 43749.8729 | 40.2249
2018-07-21 18:00 | 69696.0742 | 270 | 411 | 1375 | 2342 | 123.6 | 9.28 | 17.48 | 132.6 | 1043.3631 | 1.497% | 499.585 | 57.0975 | 359.8084 | 4648.9789 | 5565.4698 | 5.3342
2018-07-21 19:00 | 67279.8073 | 255 | 414 | 1375 | 2342 | 23.24 | 2.11 | 6.72 | 31.89 | 970.6201 | 1.443% | 85.495 | 12.6022 | 133.3019 | 1077.4719 | 1308.8711 | 1.3485
2018-07-21 20:00 | 64507.6559 | 247 | 369 | 1375 | 2342 | 5.3 | 1.9 | 4 | 12.87 | 907.189 | 1.406% | 18.4102 | 9.8598 | 77.348 | 423.8888 | 529.5068 | 0.58368
2018-07-21 21:00 | 61978.7727 | 302 | 498 | 1375 | 2342 | 1.83 | 2.61 | 1.75 | 8.09 | 817.9253 | 1.32% | 7.2934 | 17.153 | 31.7549 | 250.038 | 306.2394 | 0.37441
2018-07-21 22:00 | 58359.4772 | 366 | 571 | 1040 | 2507 | 3 | 6 | 0.9 | 2.11 | 704.1272 | 1.207% | 13.2477 | 41.3359 | 11.2932 | 63.8229 | 129.6997 | 0.1842
2018-07-21 23:00 | 54428.3095 | 281 | 535 | 1040 | 2507 | 2.11 | 6 | 0.85 | 2.11 | 634.1034 | 1.165% | 6.9075 | 37.3973 | 10.2988 | 61.6271 | 116.2308 | 0.1833
2018-07-22 | 50971.3564 | 288 | 452 | 1040 | 2507 | 1.01 | 3.71 | 0.7 | 2.11 | 579.7314 | 1.137% | 3.3084 | 19.0727 | 8.28 | 60.1641 | 90.8252 | 0.15667
2018-07-22 01:00 | 48020.9804 | 260 | 325 | 1040 | 2507 | 1 | 4.51 | 0.69 | 1.6 | 534.8673 | 1.114% | 2.8959 | 16.3258 | 7.9928 | 44.6776 | 71.8921 | 0.13441
2018-07-22 02:00 | 45684.5185 | 216 | 289 | 1387 | 2528 | 1 | 6 | 0.95 | 1.6 | 499.5126 | 1.093% | 2.3617 | 18.9595 | 14.4071 | 44.2257 | 79.954 | 0.16006
2018-07-22 03:00 | 43840.9183 | 186 | 192 | 1387 | 2528 | 0.45 | 4.51 | 0.95 | 1.6 | 464.7762 | 1.06% | 0.88734 | 9.18 | 13.969 | 42.8806 | 66.9169 | 0.14398
2018-07-22 04:00 | 42531.3398 | 229 | 161 | 1387 | 2528 | 1 | 3.65 | 0.92 | 1.6 | 463.0504 | 1.089% | 2.4932 | 6.3979 | 13.8926 | 44.0368 | 66.8205 | 0.14431
2018-07-22 05:00 | 41773.0787 | 333 | 187 | 1387 | 2528 | 1 | 5.13 | 0.97 | 1.6 | 456.6049 | 1.093% | 3.6399 | 10.4858 | 14.7059 | 44.2121 | 73.0438 | 0.15997
2018-07-22 06:00 | 41161.1165 | 453 | 198 | 1763 | 2440 | 1.5 | 5.29 | 1.25 | 1.7 | 465.8691 | 1.132% | 7.6907 | 11.8549 | 24.9424 | 46.9478 | 91.4359 | 0.19627
2018-07-22 07:00 | 41158.9209 | 449 | 207 | 1763 | 2440 | 1.5 | 3.5 | 1.38 | 2.11 | 526.9914 | 1.28% | 8.6234 | 9.2764 | 31.1509 | 65.9192 | 114.9698 | 0.21816
2018-07-22 08:00 | 43920.1282 | 484 | 291 | 1763 | 2440 | 1.91 | 2.75 | 1.51 | 2.11 | 615.3709 | 1.401% | 12.9525 | 11.2124 | 37.2995 | 72.1349 | 133.5993 | 0.2171
2018-07-22 09:00 | 48147.1901 | 499 | 292 | 1763 | 2440 | 2.11 | 2.11 | 1.58 | 2.31 | 716.3006 | 1.488% | 15.6642 | 9.1662 | 41.4413 | 83.8545 | 150.1262 | 0.20959
2018-07-22 10:00 | 52880.1145 | 525 | 192 | 1375 | 2300 | 4.84 | 0.55 | 1 | 4.84 | 817.114 | 1.545% | 39.264 | 1.6318 | 21.2468 | 172.0139 | 234.1564 | 0.28657
2018-07-22 11:00 | 57624.3099 | 503 | 266 | 1375 | 2300 | 10.62 | 1.13 | 1.23 | 10.62 | 904.4376 | 1.57% | 83.8427 | 4.7177 | 26.5449 | 383.3762 | 498.4816 | 0.55115
2018-07-22 12:00 | 61767.6162 | 424 | 169 | 1375 | 2300 | 24.4 | 2.02 | 5.54 | 29.11 | 979.4887 | 1.586% | 164.0568 | 5.4135 | 120.7956 | 1061.7167 | 1351.9826 | 1.3803
2018-07-22 13:00 | 65311.7666 | 350 | 201 | 1375 | 2300 | 48.5 | 3.04 | 10 | 58.26 | 1042.8771 | 1.597% | 271.0513 | 9.7569 | 219.5555 | 2139.6366 | 2640.0003 | 2.5315
2018-07-22 14:00 | 68059.1132 | 295 | 232 | 1375 | 2300 | 334.92 | 20.01 | 99 | 348.49 | 1090.573 | 1.602% | 1583.1846 | 74.3881 | 2181.2546 | 12843.5956 | 16682.423 | 15.2969
2018-07-22 15:00 | 69900.638 | 252 | 225 | 1375 | 2300 | 1452.17 | 73.58 | 269.71 | 1467.1 | 1117.6625 | 1.599% | 5851.2352 | 264.7109 | 5929.6533 | 53953.1878 | 65998.7873 | 59.0507
2018-07-22 16:00 | 71106.4205 | 265 | 289 | 1375 | 2300 | 1846.1 | 120.04 | 281.13 | 1861.04 | 1137.5327 | 1.6% | 7826.294 | 554.982 | 6183.9355 | 68476.0349 | 83041.2463 | 73.0012
2018-07-22 17:00 | 71442.7799 | 250 | 321 | 1375 | 2300 | 1236.42 | 33.6 | 139 | 1255.51 | 1126.1584 | 1.576% | 4872.4474 | 170.0143 | 3012.719 | 45518.6259 | 53573.8067 | 47.5722
2018-07-22 18:00 | 70800.026 | 270 | 411 | 1375 | 2342 | 219.96 | 7.93 | 15 | 230.22 | 1074.7976 | 1.518% | 901.5727 | 49.4776 | 313.103 | 8185.0857 | 9449.239 | 8.7916
2018-07-22 19:00 | 68691.0195 | 255 | 414 | 1375 | 2342 | 23.63 | 2.81 | 5.6 | 32.02 | 1007.5113 | 1.467% | 88.38 | 17.063 | 112.9382 | 1099.9126 | 1318.2938 | 1.3085
2018-07-22 20:00 | 66072.1969 | 247 | 369 | 1375 | 2342 | 4.55 | 2.31 | 3.45 | 10.35 | 951.6495 | 1.44% | 16.187 | 12.2771 | 68.3251 | 349.1287 | 445.9179 | 0.46857
2018-07-22 21:00 | 63678.9768 | 302 | 498 | 1375 | 2342 | 4 | 2.31 | 1 | 7.5 | 845.3558 | 1.328% | 16.0365 | 15.2716 | 18.2535 | 233.1802 | 282.7418 | 0.33446
2018-07-22 22:00 | 59601.1894 | 366 | 571 | 1040 | 2507 | 3 | 3.46 | 0.9 | 2.31 | 731.4532 | 1.227% | 13.4752 | 24.2462 | 11.487 | 71.0719 | 120.2803 | 0.16444
2018-07-22 23:00 | 55057.6308 | 281 | 535 | 1040 | 2507 | 1.84 | 6 | 0.85 | 2.11 | 648.7177 | 1.178% | 6.092 | 37.8219 | 10.4157 | 62.3268 | 116.6565 | 0.17983
2018-07-23 | 51098.944 | 288 | 452 | 1040 | 2507 | 1 | 4.13 | 0.7 | 1.6 | 582.4427 | 1.14% | 3.2827 | 21.278 | 8.298 | 45.721 | 78.5796 | 0.13491
2018-07-23 01:00 | 48181.9427 | 260 | 325 | 1040 | 2507 | 1 | 3.37 | 0.67 | 1.6 | 528.9243 | 1.098% | 2.8542 | 12.0233 | 7.6492 | 44.0335 | 66.5602 | 0.12584
2018-07-23 02:00 | 46101.5335 | 216 | 289 | 1387 | 2528 | 1 | 4.61 | 0.82 | 1.5 | 486.729 | 1.056% | 2.2805 | 14.066 | 12.0078 | 40.035 | 68.3893 | 0.14051
2018-07-23 03:00 | 44760.8925 | 186 | 192 | 1387 | 2528 | 1 | 6.56 | 0.82 | 1.5 | 469.0769 | 1.048% | 1.9492 | 13.1993 | 11.9189 | 39.7387 | 66.8061 | 0.14242
2018-07-23 04:00 | 44299.9088 | 229 | 161 | 1387 | 2528 | 1 | 2.61 | 0.82 | 1.5 | 470.4911 | 1.062% | 2.4321 | 4.4629 | 12.0792 | 40.2733 | 59.2475 | 0.12593
2018-07-23 05:00 | 44987.2421 | 333 | 187 | 1387 | 2528 | 1 | 2.58 | 0.82 | 1.5 | 482.7876 | 1.073% | 3.5736 | 5.1776 | 12.2055 | 40.6944 | 61.6512 | 0.1277
2018-07-23 06:00 | 46086.9495 | 453 | 198 | 1763 | 2440 | 1.5 | 2.31 | 1.27 | 1.7 | 507.8625 | 1.102% | 7.4879 | 5.0402 | 24.6731 | 45.7095 | 82.9107 | 0.16325
2018-07-23 07:00 | 46713.5647 | 449 | 207 | 1763 | 2440 | 1.89 | 2.75 | 1.79 | 2.09 | 580.5915 | 1.243% | 10.5472 | 7.0751 | 39.2223 | 63.3817 | 120.2262 | 0.20708
2018-07-23 08:00 | 49032.3457 | 484 | 291 | 1763 | 2440 | 2.11 | 2.75 | 1.61 | 2.21 | 662.495 | 1.351% | 13.7984 | 10.8125 | 38.3511 | 72.8588 | 135.8208 | 0.20501
2018-07-23 09:00 | 52823.096 | 499 | 292 | 1763 | 2440 | 2.56 | 2.11 | 2.1 | 2.56 | 758.5464 | 1.436% | 18.3442 | 8.8476 | 53.1655 | 89.6991 | 170.0564 | 0.22419
2018-07-23 10:00 | 57366.0817 | 525 | 192 | 1375 | 2300 | 5.45 | 0.28 | 1.09 | 5.45 | 853.2997 | 1.487% | 42.5601 | 0.79966 | 22.2934 | 186.4536 | 252.1067 | 0.29545
2018-07-23 11:00 | 61979.5172 | 503 | 266 | 1375 | 2300 | 11.49 | 0.83 | 1.19 | 13.52 | 940.0597 | 1.517% | 87.6587 | 3.3486 | 24.8174 | 471.6412 | 587.466 | 0.62492
2018-07-23 12:00 | 66008.4173 | 424 | 169 | 1375 | 2300 | 25.68 | 1.46 | 5.02 | 29.37 | 1023.0866 | 1.55% | 168.7617 | 3.8243 | 106.9842 | 1046.9956 | 1326.5657 | 1.2966
2018-07-23 13:00 | 69685.5456 | 350 | 201 | 1375 | 2300 | 88.7 | 2.57 | 10 | 100 | 1103.6228 | 1.584% | 491.6654 | 8.181 | 217.7613 | 3642.5523 | 4360.16 | 3.9508
2018-07-23 14:00 | 72083.2552 | 295 | 232 | 1375 | 2300 | 665.32 | 10 | 199.99 | 681.19 | 1149.2364 | 1.594% | 3129.1586 | 36.9882 | 4384.1556 | 24978.7716 | 32529.0739 | 28.3049
2018-07-23 15:00 | 73052.095 | 252 | 225 | 1375 | 2300 | 1846.12 | 8.31 | 277 | 1875.03 | 1159.2899 | 1.587% | 7382.7786 | 29.6717 | 6044.242 | 68437.7045 | 81894.3969 | 70.6419
2018-07-23 16:00 | 73049.3593 | 265 | 289 | 1375 | 2300 | 2012.26 | 32 | 277 | 2042.36 | 1187.621 | 1.626% | 8669.4478 | 150.352 | 6192.1852 | 76369.7906 | 91381.7756 | 76.9452
2018-07-23 17:00 | 72618.7741 | 250 | 321 | 1375 | 2300 | 1156.03 | 24.02 | 289.77 | 1183.83 | 1191.3013 | 1.64% | 4741.1294 | 126.4884 | 6536.2524 | 44667.3174 | 56071.1875 | 47.0672
2018-07-23 18:00 | 71214.9928 | 270 | 411 | 1375 | 2342 | 87.74 | 5.61 | 15 | 101.85 | 1123.9987 | 1.578% | 373.9003 | 36.3914 | 325.528 | 3764.8035 | 4500.6232 | 4.0041
2018-07-23 19:00 | 68716.6249 | 255 | 414 | 1375 | 2342 | 21.39 | 2.17 | 5.88 | 34.62 | 1052.4916 | 1.532% | 83.5426 | 13.76 | 123.8331 | 1241.8547 | 1462.9903 | 1.39
2018-07-23 20:00 | 66374.9817 | 247 | 369 | 1375 | 2342 | 12.45 | 1.91 | 4.22 | 17.81 | 1004.3269 | 1.513% | 46.5304 | 10.6643 | 87.7982 | 631.1339 | 776.1268 | 0.77278
2018-07-23 21:00 | 63958.8857 | 302 | 498 | 1375 | 2342 | 5.09 | 2.31 | 1 | 9 | 923.0008 | 1.443% | 22.1833 | 16.6013 | 19.8428 | 304.1799 | 362.8074 | 0.39307
2018-07-23 22:00 | 59751.9134 | 366 | 571 | 1040 | 2507 | 3 | 6 | 0.92 | 2.31 | 820.3494 | 1.373% | 15.0747 | 47.0364 | 13.1362 | 79.5085 | 154.7558 | 0.18865
2018-07-23 23:00 | 55270.1588 | 281 | 535 | 1040 | 2507 | 2.11 | 8.51 | 0.5 | 2.11 | 743.9669 | 1.346% | 7.9809 | 61.2839 | 6.9995 | 71.2032 | 147.4675 | 0.19822
2018-07-24 | 51473.1184 | 288 | 452 | 1040 | 2507 | 1.48 | 2.31 | 0.78 | 2.11 | 696.9751 | 1.354% | 5.7715 | 14.138 | 10.9841 | 71.6265 | 102.5201 | 0.14709
2018-07-24 01:00 | 48575.5494 | 260 | 325 | 1040 | 2507 | 1 | 2.11 | 0.71 | 1.6 | 660.6293 | 1.36% | 3.536 | 9.3262 | 10.0423 | 54.5525 | 77.457 | 0.11725
2018-07-24 02:00 | 46404.5312 | 216 | 289 | 1387 | 2528 | 0.11 | 2.21 | 0.95 | 1.48 | 623.8906 | 1.344% | 0.31944 | 8.5869 | 17.7153 | 50.3022 | 76.9238 | 0.1233
2018-07-24 03:00 | 44969.6914 | 186 | 192 | 1387 | 2528 | 0.23 | 2.11 | 0.97 | 1.35 | 612.1242 | 1.361% | 0.58232 | 5.5145 | 18.3134 | 46.4548 | 70.8649 | 0.11577
2018-07-24 04:00 | 44448.7425 | 229 | 161 | 1387 | 2528 | 1 | 1.18 | 0.97 | 1.35 | 604.8899 | 1.361% | 3.1164 | 2.5854 | 18.309 | 46.4438 | 70.4546 | 0.11648
2018-07-24 05:00 | 45022.9521 | 333 | 187 | 1387 | 2528 | 1 | 0.83 | 0.95 | 1.35 | 611.5391 | 1.358% | 4.5231 | 2.1082 | 17.8974 | 46.3555 | 70.8842 | 0.11591
2018-07-24 06:00 | 46392.5914 | 453 | 198 | 1763 | 2440 | 1.91 | 0.5 | 1.9 | 2.11 | 604.8934 | 1.304% | 11.2814 | 1.2908 | 43.6753 | 67.1278 | 123.3753 | 0.20396
2018-07-24 07:00 | 47026.6461 | 449 | 207 | 1763 | 2440 | 1.96 | 0.73 | 2 | 2.11 | 629.6442 | 1.339% | 11.7829 | 2.0232 | 47.2099 | 68.9324 | 129.9485 | 0.20638
2018-07-24 08:00 | 49006.304 | 484 | 291 | 1763 | 2440 | 2.19 | 0.25 | 2.1 | 2.21 | 681.1836 | 1.39% | 14.7334 | 1.0112 | 51.4617 | 74.9539 | 142.1602 | 0.2087
2018-07-24 09:00 | 52175.8786 | 499 | 292 | 1763 | 2440 | 3.1 | 0.12 | 2.79 | 3.51 | 752.4881 | 1.442% | 22.3096 | 0.50535 | 70.9392 | 123.517 | 217.2712 | 0.28874
2018-07-24 10:00 | 55891.7906 | 525 | 192 | 1375 | 2300 | 5.01 | 0.2 | 1.63 | 9.47 | 828.8993 | 1.483% | 39.0077 | 0.56949 | 33.2387 | 323.0216 | 395.8375 | 0.47755
2018-07-24 11:00 | 59295.3769 | 503 | 266 | 1375 | 2300 | 9.63 | 0.62 | 2 | 12.04 | 914.6936 | 1.543% | 74.7221 | 2.5441 | 42.4216 | 427.1782 | 546.866 | 0.59787
2018-07-24 12:00 | 62317.4599 | 424 | 169 | 1375 | 2300 | 17 | 1.13 | 4.42 | 22.93 | 988.0655 | 1.586% | 114.2854 | 3.0279 | 96.3609 | 836.1956 | 1049.8698 | 1.0626
2018-07-24 13:00 | 65321.6624 | 350 | 201 | 1375 | 2300 | 43.06 | 2.11 | 4.82 | 51.06 | 1033.1101 | 1.582% | 238.3589 | 6.7076 | 104.8188 | 1857.3682 | 2207.2536 | 2.1365
2018-07-24 14:00 | 67833.9869 | 295 | 232 | 1375 | 2300 | 140.6 | 5.43 | 20 | 151.07 | 1066.059 | 1.572% | 651.8403 | 19.798 | 432.1819 | 5460.5949 | 6564.4152 | 6.1576
2018-07-24 15:00 | 69418.1243 | 252 | 225 | 1375 | 2300 | 361.17 | 8.11 | 30 | 374.48 | 1093.5292 | 1.575% | 1433.7378 | 28.7449 | 649.8026 | 13567.9422 | 15680.2275 | 14.3391
2018-07-24 16:00 | 70206.8183 | 265 | 289 | 1375 | 2300 | 660.78 | 9.11 | 35 | 672.6 | 1093.2303 | 1.557% | 2726.686 | 40.9967 | 749.3817 | 24088.9055 | 27605.9699 | 25.2517
2018-07-24 17:00 | 69885.7936 | 250 | 321 | 1375 | 2300 | 169.17 | 6.18 | 30 | 183.89 | 1077.7687 | 1.542% | 652.2289 | 30.5936 | 636.1516 | 6522.6281 | 7841.6022 | 7.2758
2018-07-24 18:00 | 68380.9681 | 270 | 411 | 1375 | 2342 | 44.77 | 3.04 | 6.13 | 53.39 | 1040.7074 | 1.522% | 183.9688 | 19.0155 | 128.2793 | 1903.0062 | 2234.2698 | 2.1469
2018-07-24 19:00 | 65864.8971 | 255 | 414 | 1375 | 2342 | 13.35 | 2.11 | 4.67 | 19.88 | 990.7121 | 1.504% | 51.2053 | 13.1394 | 96.5857 | 700.3203 | 861.2507 | 0.86932
2018-07-24 20:00 | 63292.7588 | 247 | 369 | 1375 | 2342 | 10.31 | 1.8 | 4.22 | 17.71 | 934.9181 | 1.477% | 37.6162 | 9.8111 | 85.7106 | 612.6677 | 745.8057 | 0.79772
2018-07-24 21:00 | 60791.2578 | 302 | 498 | 1375 | 2342 | 4.32 | 2.21 | 2 | 8.34 | 833.5379 | 1.371% | 17.8885 | 15.0906 | 37.7066 | 267.8164 | 338.5021 | 0.4061
2018-07-24 22:00 | 56350.4411 | 366 | 571 | 1040 | 2507 | 2.85 | 4.01 | 0.97 | 2.85 | 726.1764 | 1.289% | 13.4422 | 29.507 | 13.0002 | 92.0755 | 148.0249 | 0.20384
2018-07-24 23:00 | 51802.6966 | 281 | 535 | 1040 | 2507 | 1.48 | 2.75 | 0.97 | 2.11 | 640.3141 | 1.236% | 5.1405 | 18.1856 | 12.4694 | 65.3849 | 101.1804 | 0.15802
2018-07-25 | 48106.0325 | 288 | 452 | 1040 | 2507 | 1 | 2.11 | 0.77 | 2.11 | 584.8078 | 1.216% | 3.5011 | 11.594 | 9.735 | 64.3058 | 89.136 | 0.15242
2018-07-25 01:00 | 45227.1917 | 260 | 325 | 1040 | 2507 | 0.08 | 0.61 | 0.7 | 1.6 | 546.8992 | 1.209% | 0.25152 | 2.3973 | 8.8032 | 48.5045 | 59.9565 | 0.10963
2018-07-25 02:00 | 43011.2083 | 216 | 289 | 1387 | 2528 | 0.04 | 1.01 | 0.94 | 1.45 | 516.5916 | 1.201% | 0.10377 | 3.5058 | 15.6592 | 44.0262 | 63.2949 | 0.12252
2018-07-25 03:00 | 41614.6712 | 186 | 192 | 1387 | 2528 | 0.03 | 0.04 | 0.96 | 1.45 | 501.2187 | 1.204% | 0.067207 | 0.0925 | 16.0372 | 44.1495 | 60.3464 | 0.1204
2018-07-25 04:00 | 41150.6328 | 229 | 161 | 1387 | 2528 | 0.23 | 0.01 | 0.96 | 1.45 | 498.7233 | 1.212% | 0.63833 | 0.019512 | 16.1373 | 44.4251 | 61.2202 | 0.12275
2018-07-25 05:00 | 41924.218 | 333 | 187 | 1387 | 2528 | 1 | 0.01 | 0.94 | 1.5 | 515.707 | 1.23% | 4.0962 | 0.023003 | 16.0377 | 46.6451 | 66.8021 | 0.12953
2018-07-25 06:00 | 43107.1536 | 453 | 198 | 1763 | 2440 | 2.11 | 0.01 | 1.63 | 2.11 | 531.2552 | 1.232% | 11.7797 | 0.024402 | 35.4155 | 63.4492 | 110.6688 | 0.20832
2018-07-25 07:00 | 44083.7539 | 449 | 207 | 1763 | 2440 | 2.11 | 0.01 | 1.72 | 2.11 | 575.0345 | 1.304% | 12.3579 | 0.027001 | 39.5545 | 67.1564 | 119.0958 | 0.20711
2018-07-25 08:00 | 46916.0967 | 484 | 291 | 1763 | 2440 | 2.56 | 0.01 | 1.95 | 2.31 | 646.7118 | 1.378% | 17.0795 | 0.040113 | 47.3888 | 77.6946 | 142.203 | 0.21989
2018-07-25 09:00 | 50874.9397 | 499 | 292 | 1763 | 2440 | 5.68 | 0.01 | 2.29 | 5.33 | 734.0254 | 1.443% | 40.8937 | 0.04213 | 58.2499 | 187.6395 | 286.8252 | 0.39076
2018-07-25 10:00 | 55248.9743 | 525 | 192 | 1375 | 2300 | 8.31 | 0.03 | 1 | 8.31 | 809.9778 | 1.466% | 63.9601 | 0.084445 | 20.1582 | 280.2062 | 364.409 | 0.4499
2018-07-25 11:00 | 59323.5579 | 503 | 266 | 1375 | 2300 | 15.94 | 0.48 | 3.84 | 15.95 | 870.3762 | 1.467% | 117.6349 | 1.8733 | 77.4665 | 538.2305 | 735.2051 | 0.8447
2018-07-25 12:00 | 62633.291 | 424 | 169 | 1375 | 2300 | 28.56 | 1.03 | 4.42 | 31.84 | 926.7413 | 1.48% | 179.175 | 2.5756 | 89.9245 | 1083.5631 | 1355.2382 | 1.4624
2018-07-25 13:00 | 65754.1393 | 350 | 201 | 1375 | 2300 | 64.51 | 1.98 | 4.82 | 72.51 | 981.5516 | 1.493% | 337.0428 | 5.9409 | 98.9327 | 2489.5208 | 2931.4372 | 2.9865
2018-07-25 14:00 | 68069.2168 | 295 | 232 | 1375 | 2300 | 168.77 | 6 | 20 | 178.04 | 1029.9704 | 1.513% | 753.3404 | 21.0627 | 416.1086 | 6196.1139 | 7386.6255 | 7.1717
2018-07-25 15:00 | 69667.5755 | 252 | 225 | 1375 | 2300 | 556.84 | 6 | 30 | 573.34 | 1066.4665 | 1.531% | 2148.0653 | 20.6657 | 631.4522 | 20186.2943 | 22986.4776 | 21.5539
2018-07-25 16:00 | 70547.1289 | 265 | 289 | 1375 | 2300 | 876.97 | 10 | 35 | 891.58 | 1082.5198 | 1.534% | 3566.0474 | 44.346 | 738.4604 | 31466.2253 | 35815.0791 | 33.0849
2018-07-25 17:00 | 70290.108 | 250 | 321 | 1375 | 2300 | 314.39 | 8.03 | 30 | 337.8 | 1073.4564 | 1.527% | 1200.3253 | 39.365 | 629.9617 | 11865.2718 | 13734.9238 | 12.795
2018-07-25 18:00 | 68811.3671 | 270 | 411 | 1375 | 2342 | 85.89 | 2.73 | 4.96 | 95.26 | 1027.3596 | 1.493% | 346.2332 | 16.752 | 101.8232 | 3330.8859 | 3795.6942 | 3.6946
2018-07-25 19:00 | 66351.6858 | 255 | 414 | 1375 | 2342 | 18.79 | 2.11 | 4.62 | 27.71 | 959.8172 | 1.447% | 69.3112 | 12.6363 | 91.8928 | 938.7717 | 1112.612 | 1.1592
2018-07-25 20:00 | 63551.9765 | 247 | 369 | 1375 | 2342 | 11.66 | 1.59 | 4.24 | 18.23 | 890.5321 | 1.401% | 40.3567 | 8.2214 | 81.6938 | 598.2656 | 728.5375 | 0.81809
2018-07-25 21:00 | 60694.8727 | 302 | 498 | 1375 | 2342 | 4 | 2.61 | 2 | 7.53 | 779.7124 | 1.285% | 15.5185 | 16.6975 | 35.3277 | 226.5501 | 294.0938 | 0.37718
2018-07-25 22:00 | 56100.4336 | 366 | 571 | 1040 | 2507 | 4.06 | 4.01 | 0.96 | 4.06 | 663.3262 | 1.182% | 17.5699 | 27.0733 | 11.805 | 120.3487 | 176.7968 | 0.26653
2018-07-25 23:00 | 51417.0781 | 281 | 535 | 1040 | 2507 | 2.11 | 3.11 | 0.97 | 2.11 | 580.728 | 1.129% | 6.6966 | 18.7923 | 11.3938 | 59.7451 | 96.6278 | 0.16639
2018-07-26 | 47495.208 | 288 | 452 | 1040 | 2507 | 1 | 2.75 | 0.76 | 1.6 | 521.9443 | 1.099% | 3.1649 | 13.6598 | 8.686 | 44.0807 | 69.5915 | 0.13333
2018-07-26 01:00 | 44513.7093 | 260 | 325 | 1040 | 2507 | 1 | 2.31 | 0.69 | 1.6 | 492.3735 | 1.106% | 2.8759 | 8.3042 | 7.9375 | 44.3685 | 63.4861 | 0.12894
2018-07-26 02:00 | 42288.7884 | 216 | 289 | 1387 | 2528 | 1 | 2.91 | 0.93 | 1.35 | 470.3134 | 1.112% | 2.4022 | 9.353 | 14.3457 | 37.9553 | 64.0563 | 0.1362
2018-07-26 03:00 | 40781.6025 | 186 | 192 | 1387 | 2528 | 0.9 | 2.11 | 0.95 | 1.35 | 451.0936 | 1.106% | 1.8516 | 4.4811 | 14.5748 | 37.7497 | 58.6572 | 0.13003
2018-07-26 04:00 | 40269.8291 | 229 | 161 | 1387 | 2528 | 1 | 2.11 | 0.95 | 1.35 | 442.5271 | 1.099% | 2.5165 | 3.7331 | 14.4797 | 37.5034 | 58.2327 | 0.13159
2018-07-26 05:00 | 40922.3655 | 333 | 187 | 1387 | 2528 | 1 | 1.63 | 0.93 | 1.5 | 457.046 | 1.117% | 3.7191 | 3.4043 | 14.4065 | 42.3514 | 63.8813 | 0.13977
2018-07-26 06:00 | 42115.802 | 453 | 198 | 1763 | 2440 | 1.62 | 0.75 | 1.6 | 1.62 | 477.6722 | 1.134% | 8.3233 | 1.6843 | 31.9932 | 44.8322 | 86.833 | 0.18178
2018-07-26 07:00 | 43004.5514 | 449 | 207 | 1763 | 2440 | 1.96 | 0.41 | 1.95 | 2.11 | 527.089 | 1.226% | 10.7863 | 1.0402 | 42.1363 | 63.1018 | 117.0646 | 0.2221
2018-07-26 08:00 | 45565.5973 | 484 | 291 | 1763 | 2440 | 2.11 | 0.08 | 1.97 | 2.18 | 603.9748 | 1.326% | 13.5366 | 0.30858 | 46.0363 | 70.5063 | 130.3878 | 0.21588
2018-07-26 09:00 | 49539.318 | 499 | 292 | 1763 | 2440 | 3.1 | 0.01 | 2 | 3.1 | 684.2929 | 1.381% | 21.3675 | 0.040334 | 48.7051 | 104.4825 | 174.5954 | 0.25515
2018-07-26 10:00 | 54049.5787 | 525 | 192 | 1375 | 2300 | 8.24 | 0.01 | 1.47 | 8.54 | 756.3636 | 1.399% | 60.5375 | 0.026868 | 28.2851 | 274.8679 | 363.7174 | 0.48088
2018-07-26 11:00 | 58446.3199 | 503 | 266 | 1375 | 2300 | 12.82 | 0.15 | 3.19 | 12.83 | 827.7929 | 1.416% | 91.3315 | 0.56512 | 62.1238 | 417.9449 | 571.9653 | 0.69095
2018-07-26 12:00 | 62387.8831 | 424 | 169 | 1375 | 2300 | 24.22 | 0.6 | 4.42 | 29.98 | 870.447 | 1.395% | 143.2788 | 1.4148 | 84.7944 | 962.0586 | 1191.5466 | 1.3689
2018-07-26 13:00 | 65791.8818 | 350 | 201 | 1375 | 2300 | 43.93 | 1.57 | 10 | 53.93 | 920.1585 | 1.399% | 215.0402 | 4.4135 | 192.3061 | 1734.7968 | 2146.5566 | 2.3328
2018-07-26 14:00 | 68280.6907 | 295 | 232 | 1375 | 2300 | 124.02 | 5.52 | 42 | 136.47 | 982.6985 | 1.439% | 526.5458 | 18.431 | 831.1404 | 4517.3883 | 5893.5055 | 5.9973
2018-07-26 15:00 | 69944.0182 | 252 | 225 | 1375 | 2300 | 278.85 | 8.11 | 42 | 292.37 | 1022.6655 | 1.462% | 1027.4346 | 26.68 | 844.3743 | 9832.0405 | 11730.5294 | 11.4705
2018-07-26 16:00 | 70693.2194 | 265 | 289 | 1375 | 2300 | 740.39 | 10 | 42 | 753.17 | 1045.2204 | 1.479% | 2900.9252 | 42.7295 | 853.851 | 25612.4402 | 29409.9459 | 28.1376
2018-07-26 17:00 | 70268.054 | 250 | 321 | 1375 | 2300 | 275 | 6.45 | 42 | 292.55 | 1027.0504 | 1.462% | 1004.8622 | 30.2621 | 844.0843 | 9834.7147 | 11713.9233 | 11.4054
2018-07-26 18:00 | 68575.0325 | 270 | 411 | 1375 | 2342 | 75 | 2.33 | 5.2 | 87.4 | 994.4772 | 1.45% | 293.6661 | 13.8876 | 103.6895 | 2968.4322 | 3379.6754 | 3.3984
2018-07-26 19:00 | 65923.1621 | 255 | 414 | 1375 | 2342 | 19.48 | 2.11 | 4.62 | 30.67 | 935.6139 | 1.419% | 70.4998 | 12.3977 | 90.1578 | 1019.4344 | 1192.4897 | 1.2746
2018-07-26 20:00 | 63421.6517 | 247 | 369 | 1375 | 2342 | 11.01 | 1.12 | 4.22 | 18.34 | 876.5805 | 1.382% | 37.5871 | 5.7121 | 80.1991 | 593.6637 | 717.162 | 0.81814
2018-07-26 21:00 | 60689.095 | 302 | 498 | 1375 | 2342 | 4 | 2.31 | 1.88 | 8 | 782.4262 | 1.289% | 15.574 | 14.8311 | 33.3268 | 241.5514 | 305.2833 | 0.39018
2018-07-26 22:00 | 56509.7702 | 366 | 571 | 1040 | 2507 | 4.25 | 4.01 | 0.95 | 2.21 | 684.5429 | 1.211% | 18.8429 | 27.7369 | 11.9683 | 67.1156 | 125.6637 | 0.18357
2018-07-26 23:00 | 52216.8359 | 281 | 535 | 1040 | 2507 | 1.83 | 3.5 | 0.96 | 2.11 | 601.4633 | 1.152% | 5.9232 | 21.5685 | 11.5001 | 60.9306 | 99.9224 | 0.16613
2018-07-27 | 48468.8519 | 288 | 452 | 1040 | 2507 | 1 | 2.11 | 0.75 | 1.62 | 540.4273 | 1.115% | 3.2112 | 10.634 | 8.697 | 45.2839 | 67.8261 | 0.1255
2018-07-27 01:00 | 45640.0628 | 260 | 325 | 1040 | 2507 | 0.03 | 0.66 | 0.68 | 1.6 | 499.0349 | 1.093% | 0.085286 | 2.3454 | 7.7326 | 43.859 | 54.0223 | 0.10825
2018-07-27 02:00 | 43525.2027 | 216 | 289 | 1387 | 2528 | 0.01 | 1.22 | 0.92 | 1.6 | 475.7368 | 1.093% | 0.023609 | 3.8538 | 13.9473 | 44.2102 | 62.0349 | 0.1304
2018-07-27 03:00 | 42157.0182 | 186 | 192 | 1387 | 2528 | 0.08 | 0.4 | 0.94 | 1.6 | 446.6268 | 1.059% | 0.15764 | 0.81365 | 13.8127 | 42.8521 | 57.6361 | 0.12905
2018-07-27 04:00 | 41604.1237 | 229 | 161 | 1387 | 2528 | 0.28 | 0.06 | 0.94 | 1.6 | 449.6829 | 1.081% | 0.69305 | 0.10441 | 14.0921 | 43.7187 | 58.6082 | 0.13033
2018-07-27 05:00 | 42133.9469 | 333 | 187 | 1387 | 2528 | 1 | 0.1 | 0.92 | 1.62 | 466.3236 | 1.107% | 3.6855 | 0.20696 | 14.1228 | 45.326 | 63.3412 | 0.13583
2018-07-27 06:00 | 43235.6943 | 453 | 198 | 1763 | 2440 | 1.8 | 0.09 | 1.79 | 2 | 485.7635 | 1.124% | 9.1612 | 0.20021 | 35.4558 | 54.828 | 99.6452 | 0.20513
2018-07-27 07:00 | 43832.4378 | 449 | 207 | 1763 | 2440 | 1.96 | 0.01 | 1.95 | 2.11 | 534.9965 | 1.221% | 10.7413 | 0.025265 | 41.9607 | 62.8388 | 115.566 | 0.21601
2018-07-27 08:00 | 46285.2291 | 484 | 291 | 1763 | 2440 | 2.02 | 0.01 | 2 | 2.11 | 600.806 | 1.298% | 12.6908 | 0.037773 | 45.7693 | 66.8289 | 125.3267 | 0.2086
2018-07-27 09:00 | 49773.8785 | 499 | 292 | 1763 | 2440 | 2.36 | 0.01 | 2.1 | 3.08 | 683.3919 | 1.373% | 16.1689 | 0.040091 | 50.8323 | 103.1832 | 170.2245 | 0.24909
2018-07-27 10:00 | 53682.1224 | 525 | 192 | 1375 | 2300 | 8.11 | 0.01 | 1.58 | 9.16 | 771.2487 | 1.437% | 61.1709 | 0.027585 | 31.2122 | 302.683 | 395.0937 | 0.51228
2018-07-27 11:00 | 57334.8623 | 503 | 266 | 1375 | 2300 | 10.48 | 0.36 | 3.33 | 14.32 | 848.9374 | 1.481% | 78.0524 | 1.4179 | 67.796 | 487.6719 | 634.9382 | 0.74792
2018-07-27 12:00 | 60662.1595 | 424 | 169 | 1375 | 2300 | 20.88 | 0.84 | 2.59 | 27.21 | 923.3592 | 1.522% | 134.7563 | 2.1608 | 54.207 | 952.597 | 1143.7211 | 1.2387
2018-07-27 13:00 | 63696.6783 | 350 | 201 | 1375 | 2300 | 39.21 | 1.93 | 7.62 | 46.76 | 985.205 | 1.547% | 212.2632 | 6.0002 | 162.0569 | 1663.4592 | 2043.7795 | 2.0745
2018-07-27 14:00 | 65844.4326 | 295 | 232 | 1375 | 2300 | 73.74 | 5.3 | 26.11 | 82.56 | 1034.3752 | 1.571% | 341.7309 | 19.3163 | 563.9864 | 2983.0228 | 3908.0563 | 3.7782
2018-07-27 15:00 | 67065.511 | 252 | 225 | 1375 | 2300 | 89.52 | 7.89 | 30 | 103.09 | 1064.3725 | 1.587% | 358.0264 | 28.1744 | 654.6639 | 3763.0397 | 4803.9043 | 4.5134
2018-07-27 16:00 | 67334.8639 | 265 | 289 | 1375 | 2300 | 154.57 | 10 | 35 | 174.57 | 1075.7918 | 1.598% | 654.4241 | 46.1728 | 768.8807 | 6414.8379 | 7884.3155 | 7.3288
2018-07-27 17:00 | 66428.7702 | 250 | 321 | 1375 | 2300 | 54.8 | 4.47 | 30 | 68.94 | 1059.3369 | 1.595% | 218.4733 | 22.8818 | 657.8121 | 2528.5818 | 3427.749 | 3.2357
2018-07-27 18:00 | 64556.7327 | 270 | 411 | 1375 | 2342 | 23.3 | 2.15 | 4.3 | 31.62 | 1011.6965 | 1.567% | 98.589 | 13.8481 | 92.6573 | 1160.5329 | 1365.6272 | 1.3498
2018-07-27 19:00 | 62191.0348 | 255 | 414 | 1375 | 2342 | 7.73 | 2.11 | 4.22 | 15.3 | 944.2827 | 1.518% | 29.9291 | 13.2635 | 88.1027 | 544.0672 | 675.3625 | 0.71521
2018-07-27 20:00 | 60189.5332 | 247 | 369 | 1375 | 2342 | 6.99 | 1.25 | 3.37 | 13.02 | 885.7338 | 1.472% | 25.4072 | 6.7876 | 68.1891 | 448.7249 | 549.1088 | 0.61995
2018-07-27 21:00 | 58100.5423 | 302 | 498 | 1375 | 2342 | 4.03 | 2.61 | 2 | 8.94 | 794.0944 | 1.367% | 16.6343 | 17.7649 | 37.5859 | 286.1649 | 358.1499 | 0.45102
2018-07-27 22:00 | 54629.8128 | 366 | 571 | 1040 | 2507 | 3.77 | 3.5 | 0.94 | 4 | 710.0337 | 1.3% | 17.9338 | 25.9749 | 12.706 | 130.3358 | 186.9504 | 0.2633
2018-07-27 23:00 | 51162.9905 | 281 | 535 | 1040 | 2507 | 2.01 | 3.01 | 0.95 | 2.21 | 636.7007 | 1.244% | 7.0288 | 20.0401 | 12.2952 | 68.9487 | 108.3128 | 0.17012
2018-07-28 | 47971.9254 | 288 | 452 | 1040 | 2507 | 1.62 | 2.87 | 0.81 | 1.62 | 564.6128 | 1.177% | 5.4912 | 15.2681 | 9.9148 | 47.8006 | 78.4746 | 0.13899
2018-07-28 01:00 | 45578.4456 | 260 | 325 | 1040 | 2507 | 1.6 | 2.11 | 0.67 | 1.6 | 504.8647 | 1.108% | 4.608 | 7.5959 | 7.7183 | 44.4314 | 64.3536 | 0.12747
2018-07-28 02:00 | 43691.1875 | 216 | 289 | 1387 | 2528 | 1.4 | 2 | 0.91 | 1.6 | 463.0908 | 1.06% | 3.2052 | 6.1263 | 13.378 | 42.8716 | 65.5811 | 0.14162
2018-07-28 03:00 | 42271.0901 | 186 | 192 | 1387 | 2528 | 0.88 | 1.22 | 0.93 | 1.35 | 441.5312 | 1.045% | 1.7097 | 2.4467 | 13.4734 | 35.6475 | 53.2772 | 0.12066
2018-07-28 04:00 | 41371.7669 | 229 | 161 | 1387 | 2528 | 1 | 1.29 | 0.93 | 1.35 | 427.909 | 1.034% | 2.3686 | 2.1481 | 13.3416 | 35.2987 | 53.1569 | 0.12422
2018-07-28 05:00 | 41163.3789 | 333 | 187 | 1387 | 2528 | 1.5 | 1.88 | 0.91 | 1.5 | 422.4441 | 1.026% | 5.1262 | 3.6079 | 12.9532 | 38.9159 | 60.6031 | 0.14346
2018-07-28 06:00 | 41273.6673 | 453 | 198 | 1763 | 2440 | 2.21 | 1.3 | 2 | 2.06 | 442.1343 | 1.071% | 10.7244 | 2.7573 | 37.7714 | 53.8441 | 105.0972 | 0.2377
2018-07-28 07:00 | 41499.8912 | 449 | 207 | 1763 | 2440 | 2.31 | 0.26 | 2 | 2.21 | 505.5754 | 1.218% | 12.6356 | 0.65567 | 42.9558 | 65.6933 | 121.9404 | 0.24119
2018-07-28 08:00 | 44217.874 | 484 | 291 | 1763 | 2440 | 2.61 | 2.11 | 2 | 2.61 | 598.4978 | 1.354% | 17.0982 | 8.3107 | 47.7251 | 86.1976 | 159.3317 | 0.26622
2018-07-28 09:00 | 47961.1871 | 499 | 292 | 1763 | 2440 | 4.3 | 0.82 | 3.23 | 4.04 | 694.841 | 1.449% | 31.086 | 3.4689 | 82.4993 | 142.8127 | 259.8668 | 0.37399
2018-07-28 10:00 | 51969.0589 | 525 | 192 | 1375 | 2300 | 7.01 | 0.06 | 1.46 | 7.15 | 784.0529 | 1.509% | 55.5236 | 0.1738 | 30.287 | 248.1044 | 334.0888 | 0.4261
2018-07-28 11:00 | 56185.346 | 503 | 266 | 1375 | 2300 | 12 | 0.48 | 3.69 | 11.72 | 861.6185 | 1.534% | 92.5638 | 1.958 | 77.8074 | 413.378 | 585.7073 | 0.67978
2018-07-28 12:00 | 59928.334 | 424 | 169 | 1375 | 2300 | 22.32 | 1.64 | 4.42 | 25.8 | 929.059 | 1.55% | 146.7139 | 4.2968 | 94.2185 | 919.9382 | 1165.1673 | 1.2541
2018-07-28 13:00 | 62992.3766 | 350 | 201 | 1375 | 2300 | 36.96 | 2.05 | 7.56 | 40.07 | 988.3725 | 1.569% | 202.9704 | 6.4652 | 163.1012 | 1446.0385 | 1818.5752 | 1.84
2018-07-28 14:00 | 65347.2676 | 295 | 232 | 1375 | 2300 | 47.88 | 4.33 | 30 | 52.54 | 1034.628 | 1.583% | 223.6315 | 15.905 | 653.1016 | 1913.2631 | 2805.9011 | 2.712
2018-07-28 15:00 | 66793.7363 | 252 | 225 | 1375 | 2300 | 69.22 | 5 | 40 | 76.88 | 1064.2737 | 1.593% | 277.9391 | 17.9255 | 876.3554 | 2817.4667 | 3989.6867 | 3.7487
2018-07-28 16:00 | 67632.9791 | 265 | 289 | 1375 | 2300 | 104.25 | 9.03 | 44.25 | 110.43 | 1079.9834 | 1.597% | 441.1441 | 41.672 | 971.571 | 4055.7715 | 5510.1586 | 5.1021
2018-07-28 17:00 | 67665.1126 | 250 | 321 | 1375 | 2300 | 50.21 | 3.85 | 36.32 | 56.91 | 1069.1444 | 1.58% | 198.3361 | 19.5271 | 789.0783 | 2068.1783 | 3075.1198 | 2.8762
2018-07-28 18:00 | 66445.3984 | 270 | 411 | 1375 | 2342 | 25.01 | 2.68 | 5.6 | 30.42 | 1030.1924 | 1.55% | 104.6962 | 17.0777 | 119.3835 | 1104.586 | 1345.7434 | 1.3063
2018-07-28 19:00 | 64017.5361 | 255 | 414 | 1375 | 2342 | 10.57 | 2.11 | 4.41 | 16.21 | 962.8934 | 1.504% | 40.541 | 13.139 | 91.2054 | 571.0172 | 715.9025 | 0.74349
2018-07-28 20:00 | 61617.0485 | 247 | 369 | 1375 | 2342 | 10.92 | 1.84 | 3.7 | 16.23 | 897.755 | 1.457% | 39.2986 | 9.8924 | 74.1244 | 553.812 | 677.1274 | 0.75425
2018-07-28 21:00 | 59337.3388 | 302 | 498 | 1375 | 2342 | 7.15 | 2.61 | 2 | 7.7 | 815.446 | 1.374% | 29.6743 | 17.8623 | 37.792 | 247.8248 | 333.1534 | 0.40855
2018-07-28 22:00 | 56077.9694 | 366 | 571 | 1040 | 2507 | 3.54 | 2.61 | 0.93 | 3.54 | 733.8986 | 1.309% | 16.9562 | 19.5039 | 12.6579 | 116.1452 | 165.2631 | 0.22519
2018-07-28 23:00 | 52657.4245 | 281 | 535 | 1040 | 2507 | 2.21 | 4.65 | 0.94 | 2.21 | 643.3879 | 1.222% | 7.5877 | 30.3963 | 11.9447 | 67.6955 | 117.6242 | 0.18282
2018-07-29 | 49517.3685 | 288 | 452 | 1040 | 2507 | 1.67 | 3 | 0.82 | 1.71 | 570.5222 | 1.152% | 5.5415 | 15.6234 | 9.8257 | 49.393 | 80.3835 | 0.14089
2018-07-29 01:00 | 46830.8854 | 260 | 325 | 1040 | 2507 | 1.52 | 2.11 | 0.66 | 1.53 | 523.775 | 1.118% | 4.4201 | 7.6697 | 7.677 | 42.9001 | 62.6668 | 0.11964
2018-07-29 02:00 | 44715.3096 | 216 | 289 | 1387 | 2528 | 1.25 | 2.11 | 0.9 | 1.45 | 484.3126 | 1.083% | 2.9244 | 6.6047 | 13.5204 | 39.7022 | 62.7516 | 0.12957
2018-07-29 03:00 | 43064.3753 | 186 | 192 | 1387 | 2528 | 1 | 2 | 0.92 | 1.45 | 453.4931 | 1.053% | 1.9587 | 4.0437 | 13.4374 | 38.6009 | 58.0408 | 0.12799
2018-07-29 04:00 | 41931.8346 | 229 | 161 | 1387 | 2528 | 1.25 | 1.15 | 0.92 | 1.45 | 441.0337 | 1.052% | 3.0107 | 1.9474 | 13.4212 | 38.5543 | 56.9337 | 0.12909
2018-07-29 05:00 | 41327.9629 | 333 | 187 | 1387 | 2528 | 1.53 | 2 | 0.9 | 1.53 | 432.2398 | 1.046% | 5.3286 | 3.9116 | 13.0557 | 40.4529 | 62.7488 | 0.14517
2018-07-29 06:00 | 40994.2203 | 453 | 198 | 1763 | 2440 | 2.3 | 2.2 | 1.9 | 2.11 | 445.0156 | 1.086% | 11.3104 | 4.7287 | 36.3629 | 55.8888 | 108.2908 | 0.24334
2018-07-29 07:00 | 41035.6005 | 449 | 207 | 1763 | 2440 | 2.3 | 1.8 | 2 | 2.21 | 498.7225 | 1.215% | 12.5508 | 4.5284 | 42.8529 | 65.5361 | 125.4682 | 0.25158
2018-07-29 08:00 | 43728.5254 | 484 | 291 | 1763 | 2440 | 2.51 | 2.31 | 2 | 2.21 | 582.1805 | 1.331% | 16.1738 | 8.9495 | 46.9435 | 71.7918 | 143.8585 | 0.2471
2018-07-29 09:00 | 48031.1093 | 499 | 292 | 1763 | 2440 | 4.07 | 2.21 | 3.07 | 4.07 | 694.8602 | 1.447% | 29.3812 | 9.3358 | 78.3007 | 143.6677 | 260.6853 | 0.37516
2018-07-29 10:00 | 52528.1963 | 525 | 192 | 1375 | 2300 | 8.68 | 0.06 | 1.52 | 8.68 | 795.868 | 1.515% | 69.0443 | 0.17454 | 31.6661 | 302.4796 | 403.3645 | 0.50682
2018-07-29 11:00 | 56375.1207 | 503 | 266 | 1375 | 2300 | 10 | 0.56 | 2.18 | 10 | 891.7884 | 1.582% | 79.5687 | 2.3564 | 47.4169 | 363.8331 | 493.1751 | 0.55302
2018-07-29 12:00 | 59382.6956 | 424 | 169 | 1375 | 2300 | 17.76 | 1.71 | 4.22 | 21.6 | 969.8678 | 1.633% | 122.9876 | 4.7199 | 94.7693 | 811.3985 | 1033.8754 | 1.066
2018-07-29 13:00 | 62259.0136 | 350 | 201 | 1375 | 2300 | 35 | 2.11 | 7.43 | 40 | 1033.0634 | 1.659% | 203.2642 | 7.0373 | 169.5182 | 1526.5554 | 1906.375 | 1.8454
2018-07-29 14:00 | 65090.2955 | 295 | 232 | 1375 | 2300 | 40.52 | 4.37 | 26.52 | 46.78 | 1082.4054 | 1.663% | 198.7766 | 16.8594 | 606.3871 | 1789.2118 | 2611.2349 | 2.4124
2018-07-29 15:00 | 67286.983 | 252 | 225 | 1375 | 2300 | 59.8 | 5 | 40 | 69.8 | 1115.3812 | 1.658% | 249.8009 | 18.6485 | 911.7063 | 2661.1878 | 3841.3435 | 3.444
2018-07-29 16:00 | 68544.6412 | 265 | 289 | 1375 | 2300 | 109.99 | 8.31 | 40 | 118 | 1132.025 | 1.652% | 481.3729 | 39.6626 | 908.3332 | 4482.2116 | 5911.5804 | 5.2221
2018-07-29 17:00 | 68866.0195 | 250 | 321 | 1375 | 2300 | 53.25 | 4.34 | 39.25 | 62.61 | 1119.7653 | 1.626% | 216.462 | 22.6525 | 877.5349 | 2341.4968 | 3458.1462 | 3.0883
2018-07-29 18:00 | 68339.1002 | 270 | 411 | 1375 | 2342 | 38.07 | 2.83 | 5.72 | 45.02 | 1070.1262 | 1.566% | 160.9579 | 18.2135 | 123.1585 | 1651.042 | 1953.372 | 1.8254
2018-07-29 19:00 | 66367.4765 | 255 | 414 | 1375 | 2342 | 11.22 | 2.12 | 4.42 | 18.08 | 1017.0558 | 1.532% | 43.8452 | 13.4501 | 93.1353 | 648.8955 | 799.3262 | 0.78592
2018-07-29 20:00 | 64306.9244 | 247 | 369 | 1375 | 2342 | 9.33 | 1.93 | 3.73 | 15.64 | 947.9806 | 1.474% | 33.9719 | 10.4985 | 75.6055 | 539.9647 | 660.0406 | 0.69626
2018-07-29 21:00 | 62198.4697 | 302 | 498 | 1375 | 2342 | 7.41 | 2.31 | 2 | 8.26 | 856.502 | 1.377% | 30.8158 | 15.8413 | 37.8688 | 266.3886 | 350.9145 | 0.40971
2018-07-29 22:00 | 58326.2285 | 366 | 571 | 1040 | 2507 | 3.9 | 2.61 | 0.92 | 3.9 | 747.1537 | 1.281% | 18.2849 | 19.0907 | 12.2565 | 125.2463 | 174.8785 | 0.23406
2018-07-29 23:00 | 54169.7672 | 281 | 535 | 1040 | 2507 | 2.1 | 4.01 | 0.93 | 2.1 | 654.1263 | 1.208% | 7.1257 | 25.9061 | 11.6794 | 63.5738 | 108.2851 | 0.16554
2018-07-30 | 50431.3125 | 288 | 452 | 1040 | 2507 | 2.01 | 2.99 | 0.81 | 2.11 | 576.0344 | 1.142% | 6.6121 | 15.4368 | 9.622 | 60.4206 | 92.0915 | 0.15987
2018-07-30 01:00 | 47577.1842 | 260 | 325 | 1040 | 2507 | 1.3 | 2 | 0.65 | 1.5 | 522.8726 | 1.099% | 3.7146 | 7.1435 | 7.4292 | 41.3278 | 59.6152 | 0.11401
2018-07-30 02:00 | 45482.0872 | 216 | 289 | 1387 | 2528 | 0.33 | 2 | 0.89 | 1.31 | 491.6255 | 1.081% | 0.77048 | 6.2477 | 13.3432 | 35.7966 | 56.1581 | 0.11423
2018-07-30 03:00 | 44216.6725 | 186 | 192 | 1387 | 2528 | 0.51 | 1.38 | 0.91 | 1.31 | 472.4648 | 1.069% | 1.0136 | 2.8312 | 13.4866 | 35.386 | 52.7173 | 0.11158
2018-07-30 04:00 | 43728.8955 | 229 | 161 | 1387 | 2528 | 0.75 | 0.01 | 0.91 | 1.35 | 472.3178 | 1.08% | 1.8551 | 0.01739 | 13.6328 | 36.8618 | 52.367 | 0.11087
2018-07-30 05:00 | 44542.2597 | 333 | 187 | 1387 | 2528 | 1.86 | 0.01 | 0.89 | 1.86 | 497.7523 | 1.117% | 6.9215 | 0.020897 | 13.7945 | 52.545 | 73.2819 | 0.14723
2018-07-30 06:00 | 45948.472 | 453 | 198 | 1763 | 2440 | 2.61 | 0.01 | 1.96 | 2.61 | 492.0416 | 1.071% | 12.661 | 0.021203 | 37.0032 | 68.1963 | 117.8818 | 0.23958
2018-07-30 07:00 | 46511.7425 | 449 | 207 | 1763 | 2440 | 2.91 | 0.01 | 2 | 2.61 | 535.8255 | 1.152% | 15.0522 | 0.023847 | 40.6203 | 73.3654 | 129.0617 | 0.24087
2018-07-30 08:00 | 47988.9629 | 484 | 291 | 1763 | 2440 | 3.11 | 0.37 | 2 | 3.11 | 607.2687 | 1.265% | 19.0478 | 1.3625 | 44.6192 | 96.0262 | 161.0557 | 0.26521
2018-07-30 09:00 | 50295.8613 | 499 | 292 | 1763 | 2440 | 4.39 | 0.29 | 2.64 | 4.39 | 709.5868 | 1.411% | 30.9057 | 1.1947 | 65.6643 | 151.122 | 248.8867 | 0.35075
2018-07-30 10:00 | 52895.0778 | 525 | 192 | 1375 | 2300 | 8.9 | 0.2 | 1.54 | 8.9 | 794.6304 | 1.502% | 70.1939 | 0.57687 | 31.8107 | 307.516 | 410.0975 | 0.51609
2018-07-30 11:00 | 55483.3349 | 503 | 266 | 1375 | 2300 | 10.28 | 0.57 | 2 | 10.28 | 870.9697 | 1.57% | 81.1711 | 2.3801 | 43.1691 | 371.1602 | 497.8806 | 0.57164
2018-07-30 12:00 | 57569.2737 | 424 | 169 | 1375 | 2300 | 16.12 | 1.19 | 2 | 18.02 | 930.9446 | 1.617% | 110.5259 | 3.2521 | 44.4699 | 670.2174 | 828.4653 | 0.88992
2018-07-30 13:00 | 59698.6907 | 350 | 201 | 1375 | 2300 | 33.33 | 2.08 | 8 | 36.58 | 997.125 | 1.67% | 194.8445 | 6.983 | 183.7289 | 1405.2588 | 1790.8152 | 1.796
2018-07-30 14:00 | 62061.7226 | 295 | 232 | 1375 | 2300 | 43.57 | 3.73 | 28.66 | 49.55 | 1045.8742 | 1.685% | 216.6034 | 14.5832 | 664.1016 | 1920.5567 | 2815.8449 | 2.6923
2018-07-30 15:00 | 64358.5224 | 252 | 225 | 1375 | 2300 | 50.3 | 5 | 36.3 | 58.3 | 1074.9103 | 1.67% | 211.7067 | 18.7896 | 833.6341 | 2239.5592 | 3303.6897 | 3.0735
2018-07-30 16:00 | 65992.0612 | 265 | 289 | 1375 | 2300 | 74.92 | 5.74 | 40 | 84.92 | 1088.6207 | 1.65% | 327.513 | 27.3649 | 907.293 | 3221.979 | 4484.1499 | 4.1191
2018-07-30 17:00 | 66196.4726 | 250 | 321 | 1375 | 2300 | 24.29 | 3.25 | 22.11 | 34.11 | 1042.7734 | 1.575% | 95.6583 | 16.434 | 478.9019 | 1235.8469 | 1826.8411 | 1.7519
2018-07-30 18:00 | 64930.7236 | 270 | 411 | 1375 | 2342 | 9.19 | 2.45 | 5.2 | 15.2 | 1018.2722 | 1.568% | 38.9128 | 15.7914 | 112.1294 | 558.2698 | 725.1035 | 0.71209
2018-07-30 19:00 | 62625.9615 | 255 | 414 | 1375 | 2342 | 6 | 2.21 | 2 | 8.21 | 980.7183 | 1.566% | 23.9597 | 14.3279 | 43.0648 | 301.1064 | 382.4588 | 0.38998
2018-07-30 20:00 | 60616.1764 | 247 | 369 | 1375 | 2342 | 5.4 | 1.6 | 2.86 | 8.04 | 937.7787 | 1.547% | 20.6349 | 9.1339 | 60.8388 | 291.3096 | 381.9172 | 0.40726
2018-07-30 21:00 | 58517.2295 | 302 | 498 | 1375 | 2342 | 7.89 | 3.09 | 1.48 | 7.89 | 848.7385 | 1.45% | 34.56 | 22.3192 | 29.5158 | 268.0119 | 354.4069 | 0.41757
2018-07-30 22:00 | 54614.5485 | 366 | 571 | 1040 | 2507 | 2.21 | 2.61 | 0.91 | 2.21 | 754.814 | 1.382% | 11.1791 | 20.5972 | 13.08 | 76.5735 | 121.4297 | 0.16087
2018-07-30 23:00 | 50479.8199 | 281 | 535 | 1040 | 2507 | 2.61 | 5.77 | 0.85 | 2.61 | 675.5528 | 1.338% | 9.815 | 41.3115 | 11.8302 | 87.5662 | 150.5229 | 0.22281
2018-07-31 | 47094.2835 | 288 | 452 | 1040 | 2507 | 1.43 | 2.68 | 0.79 | 1.43 | 622.4044 | 1.322% | 5.4429 | 16.0095 | 10.8584 | 47.38 | 79.6908 | 0.12804
2018-07-31 01:00 | 44528.2568 | 260 | 325 | 1040 | 2507 | 1.4 | 2 | 0.71 | 1.43 | 585.5104 | 1.315% | 4.7863 | 8.547 | 9.7094 | 47.14 | 70.1826 | 0.11987
2018-07-31 02:00 | 42702.2435 | 216 | 289 | 1387 | 2528 | 1 | 2 | 0.88 | 1.29 | 557.0548 | 1.305% | 2.8177 | 7.5401 | 15.9223 | 42.5416 | 68.8217 | 0.12355
2018-07-31 03:00 | 41605.0257 | 186 | 192 | 1387 | 2528 | 0.29 | 0.37 | 0.9 | 1.21 | 531.0166 | 1.276% | 0.68845 | 0.9067 | 15.9324 | 39.0413 | 56.5689 | 0.10653
2018-07-31 04:00 | 41307.0218 | 229 | 161 | 1387 | 2528 | 1 | 0.01 | 0.9 | 1.21 | 527.7586 | 1.278% | 2.9258 | 0.02057 | 15.9489 | 39.0817 | 57.977 | 0.10986
2018-07-31 05:00 | 42104.0462 | 333 | 187 | 1387 | 2528 | 1.43 | 0.08 | 0.97 | 1.43 | 544.14 | 1.292% | 6.1541 | 0.19334 | 17.3874 | 46.7197 | 70.4546 | 0.12948
2018-07-31 06:00 | 43497.6601 | 453 | 198 | 1763 | 2440 | 2.01 | 0.32 | 2 | 1.93 | 546.4765 | 1.256% | 11.4393 | 0.79601 | 44.2984 | 59.1633 | 115.6971 | 0.21171
2018-07-31 07:00 | 44256.7155 | 449 | 207 | 1763 | 2440 | 2.38 | 0.01 | 2 | 2.11 | 563.009 | 1.272% | 13.5944 | 0.026333 | 44.8558 | 65.495 | 123.9715 | 0.22019
2018-07-31 08:00 | 46268.6318 | 484 | 291 | 1763 | 2440 | 2.9 | 2.11 | 2 | 2.61 | 602.4562 | 1.302% | 18.276 | 7.9949 | 45.9115 | 82.9219 | 155.1043 | 0.25745
2018-07-31 09:00 | 48738.0976 | 499 | 292 | 1763 | 2440 | 3.09 | 0.12 | 2.74 | 3.11 | 655.118 | 1.344% | 20.7257 | 0.47099 | 64.9313 | 102.0002 | 188.1282 | 0.28717
2018-07-31 10:00 | 51544.8964 | 525 | 192 | 1375 | 2300 | 6.01 | 0.25 | 1.95 | 6.01 | 709.4458 | 1.376% | 43.4278 | 0.66066 | 36.9038 | 190.2549 | 271.2471 | 0.38234
2018-07-31 11:00 | 54408.0797 | 503 | 266 | 1375 | 2300 | 8.1 | 0.44 | 1.6 | 8.1 | 752.1945 | 1.383% | 56.3274 | 1.6181 | 30.4151 | 257.5607 | 345.9213 | 0.45988
2018-07-31 12:00 | 55581.8593 | 424 | 169 | 1375 | 2300 | 10.6 | 0.87 | 1.55 | 11.42 | 795.3933 | 1.431% | 64.3162 | 2.104 | 30.4988 | 375.8744 | 472.7936 | 0.59441
2018-07-31 13:00 | 56771.7649 | 350 | 201 | 1375 | 2300 | 13.62 | 1.62 | 4.62 | 15.94 | 842.1361 | 1.483% | 70.7123 | 4.8302 | 94.2312 | 543.8336 | 713.6073 | 0.84738
2018-07-31 14:00 | 58067.4596 | 295 | 232 | 1375 | 2300 | 19.64 | 2.95 | 14.94 | 26.69 | 890.0257 | 1.533% | 88.8041 | 10.4901 | 314.864 | 940.9057 | 1355.064 | 1.5225
2018-07-31 15:00 | 59220.3193 | 252 | 225 | 1375 | 2300 | 33 | 4.66 | 22.08 | 40.23 | 916.0119 | 1.547% | 128.6308 | 16.2181 | 469.6044 | 1431.226 | 2045.6792 | 2.2332
2018-07-31 16:00 | 59935.6683 | 265 | 289 | 1375 | 2300 | 39.23 | 5.12 | 26.29 | 44.89 | 925.8084 | 1.545% | 160.5831 | 22.8562 | 558.379 | 1594.8257 | 2336.644 | 2.5239
2018-07-31 17:00 | 59719.5221 | 250 | 321 | 1375 | 2300 | 16.23 | 3.1 | 10.54 | 25.18 | 924.2453 | 1.548% | 62.7956 | 15.4006 | 224.2922 | 896.3022 | 1198.7907 | 1.297
2018-07-31 18:00 | 58539.8079 | 270 | 411 | 1375 | 2342 | 10 | 2.35 | 2 | 17.26 | 896.8488 | 1.532% | 41.3649 | 14.7971 | 42.1309 | 619.2922 | 717.5851 | 0.80012
2018-07-31 19:00 | 56524.9593 | 255 | 414 | 1375 | 2342 | 8.11 | 2.21 | 2 | 14.08 | 849.8897 | 1.504% | 31.0945 | 13.7567 | 41.348 | 495.8061 | 582.0053 | 0.6848
2018-07-31 20:00 | 54483.1455 | 247 | 369 | 1375 | 2342 | 5 | 1.52 | 2.29 | 10.28 | 806.3222 | 1.48% | 18.2774 | 8.3007 | 46.5999 | 356.3087 | 429.4867 | 0.53265
2018-07-31 21:00 | 52715.7887 | 302 | 498 | 1375 | 2342 | 6.86 | 3.11 | 1.22 | 8.86 | 724.3151 | 1.374% | 28.4654 | 21.2802 | 23.0489 | 285.1067 | 357.9012 | 0.49412
2018-07-31 22:00 | 48992.9921 | 366 | 571 | 1040 | 2507 | 3.65 | 2.95 | 0.9 | 3.75 | 623.2186 | 1.272% | 16.9934 | 21.4272 | 11.9065 | 119.5892 | 169.9162 | 0.27264
2018-07-31 23:00 | 44965.2203 | 281 | 535 | 1040 | 2507 | 2.21 | 4.01 | 0.85 | 2.25 | 551.2493 | 1.226% | 7.6132 | 26.3008 | 10.8374 | 69.1526 | 113.904 | 0.20663
2018-08-01 | 41642.9316 | 309 | 405 | 1256 | 2507 | 1.48 | 2.73 | 0.78 | 1.48 | 493.3034 | 1.185% | 5.4174 | 13.0976 | 11.6053 | 43.953 | 74.0733 | 0.15016
2018-08-01 01:00 | 39142.1914 | 200 | 334 | 1256 | 2507 | 1 | 2.21 | 0.7 | 1.2 | 455.3973 | 1.163% | 2.3269 | 8.5878 | 10.229 | 35.001 | 56.1448 | 0.12329
2018-08-01 02:00 | 37473.344 | 182 | 243 | 1525 | 2528 | 1 | 1.47 | 0.87 | 1.2 | 437.4652 | 1.167% | 2.1247 | 4.1701 | 15.4885 | 35.4144 | 57.1976 | 0.13075
2018-08-01 03:00 | 36444.7142 | 202 | 180 | 1525 | 2528 | 1 | 0.99 | 0.89 | 1.11 | 421.5412 | 1.157% | 2.3365 | 2.0612 | 15.6988 | 32.4568 | 52.5532 | 0.12467
2018-08-01 04:00 | 36232.5605 | 237 | 159 | 1525 | 2528 | 1.2 | 0.48 | 0.89 | 1.2 | 427.9795 | 1.181% | 3.3593 | 0.90149 | 16.0319 | 35.8329 | 56.1256 | 0.13114
2018-08-01 05:00 | 37221.0722 | 387 | 179 | 1525 | 2528 | 1.48 | 0.54 | 0.96 | 1.48 | 444.7602 | 1.195% | 6.844 | 1.155 | 17.4936 | 44.707 | 70.1996 | 0.15784
2018-08-01 06:00 | 38746.6406 | 544 | 199 | 2003 | 2440 | 3 | 0.55 | 1.95 | 2.25 | 455.973 | 1.177% | 19.2055 | 1.288 | 45.9643 | 64.6067 | 131.0645 | 0.28744
2018-08-01 07:00 | 39682.0576 | 372 | 207 | 2003 | 2440 | 2.57 | 0.69 | 1.95 | 2.25 | 495.6137 | 1.249% | 11.9406 | 1.7839 | 48.7826 | 68.568 | 131.075 | 0.26447
2018-08-01 08:00 | 42247.3671 | 449 | 258 | 2003 | 2440 | 3.02 | 2.11 | 2.12 | 3.02 | 553.2777 | 1.31% | 17.7581 | 7.1293 | 55.611 | 96.5029 | 177.0012 | 0.31991
2018-08-01 09:00 | 45766.7946 | 449 | 274 | 2003 | 2440 | 5 | 1.12 | 4 | 4.5 | 627.9044 | 1.372% | 30.8006 | 4.2103 | 109.9218 | 150.6418 | 295.5745 | 0.47073
2018-08-01 10:00 | 49749.4677 | 524 | 246 | 1752 | 2373 | 9.25 | 0.53 | 3.45 | 8.22 | 702.5151 | 1.412% | 68.4448 | 1.8411 | 85.3533 | 275.4462 | 431.0854 | 0.61363
2018-08-01 11:00 | 53617.6018 | 487 | 215 | 1752 | 2373 | 8.18 | 0.79 | 1.64 | 8.18 | 771.0248 | 1.438% | 57.2853 | 2.4425 | 41.318 | 279.1335 | 380.1793 | 0.49308
2018-08-01 12:00 | 56851.4827 | 415 | 207 | 1752 | 2373 | 12.25 | 1.52 | 5.67 | 13.08 | 842.691 | 1.482% | 75.3548 | 4.6638 | 147.2461 | 460.0786 | 687.3433 | 0.81565
2018-08-01 13:00 | 59803.4987 | 358 | 261 | 1752 | 2373 | 15.93 | 2.46 | 11.28 | 19.48 | 903.1651 | 1.51% | 86.127 | 9.6965 | 298.4584 | 698.1154 | 1092.3973 | 1.2095
2018-08-01 14:00 | 62388.3935 | 285 | 211 | 1375 | 2342 | 32.32 | 4.95 | 15.47 | 39.76 | 955.351 | 1.531% | 141.0507 | 15.9936 | 325.7258 | 1425.911 | 1908.6811 | 1.9979
2018-08-01 15:00 | 64406.0286 | 263 | 208 | 1375 | 2342 | 55.19 | 5 | 25 | 63.48 | 981.2255 | 1.523% | 221.1355 | 15.8444 | 523.703 | 2264.9892 | 3025.672 | 3.0836
2018-08-01 16:00 | 65574.5885 | 248 | 313 | 1375 | 2342 | 58.32 | 8.24 | 28.1 | 66.75 | 1009.1535 | 1.539% | 222.5824 | 39.6911 | 594.6079 | 2405.8017 | 3262.6831 | 3.2331
2018-08-01 17:00 | 65464.5074 | 256 | 330 | 1375 | 2342 | 44.93 | 5.06 | 25 | 53.45 | 994.6417 | 1.519% | 174.758 | 25.3703 | 522.2801 | 1901.9336 | 2624.3419 | 2.6385
2018-08-01 18:00 | 64049.247 | 278 | 438 | 1375 | 2405 | 15.39 | 3.5 | 3.01 | 22.57 | 950.7019 | 1.484% | 63.5058 | 22.7548 | 61.4327 | 805.7067 | 953.4 | 1.0028
2018-08-01 19:00 | 61451.1738 | 334 | 387 | 1375 | 2405 | 10.96 | 2.56 | 1.79 | 15.05 | 881.9979 | 1.435% | 52.5405 | 14.2196 | 35.3259 | 519.504 | 621.5901 | 0.70475
2018-08-01 20:00 | 58547.7324 | 266 | 390 | 1375 | 2405 | 5 | 2.28 | 2.09 | 8.23 | 794.282 | 1.357% | 18.0433 | 12.0632 | 38.9864 | 268.5218 | 337.6148 | 0.42506
2018-08-01 21:00 | 55546.0468 | 332 | 512 | 1375 | 2405 | 7.32 | 3.5 | 1.48 | 5.32 | 682.8771 | 1.229% | 29.8771 | 22.0307 | 25.0181 | 157.2954 | 234.2213 | 0.34299
2018-08-01 22:00 | 51283.234 | 304 | 561 | 1256 | 2507 | 2.32 | 4.01 | 0.89 | 2.32 | 570.4927 | 1.112% | 7.8458 | 25.0254 | 12.4352 | 64.7019 | 110.0084 | 0.19283
2018-08-01 23:00 | 46785.6598 | 264 | 524 | 1256 | 2507 | 2.06 | 4.58 | 0.84 | 2.06 | 482.1012 | 1.03% | 5.604 | 24.7299 | 10.8716 | 53.2166 | 94.4221 | 0.19586
2018-08-02 | 42981.6653 | 309 | 405 | 1256 | 2507 | 1.41 | 2.61 | 0.77 | 1.41 | 420.5879 | 0.9785% | 4.2634 | 10.3435 | 9.4635 | 34.5897 | 58.6601 | 0.13947
2018-08-02 01:00 | 40334.6813 | 200 | 334 | 1256 | 2507 | 1.2 | 2.11 | 0.69 | 1.2 | 386.1945 | 0.9575% | 2.2979 | 6.7477 | 8.2979 | 28.8047 | 46.1482 | 0.11949
2018-08-02 02:00 | 38511.4248 | 182 | 243 | 1525 | 2528 | 1 | 2 | 0.86 | 1.05 | 362.898 | 0.9423% | 1.715 | 4.5796 | 12.3584 | 25.0127 | 43.6658 | 0.12033
2018-08-02 03:00 | 37365.5599 | 202 | 180 | 1525 | 2528 | 1.05 | 2 | 0.88 | 1.05 | 350.8078 | 0.9389% | 1.9913 | 3.3799 | 12.5994 | 24.9209 | 42.8915 | 0.12226
2018-08-02 04:00 | 37095.166 | 237 | 159 | 1525 | 2528 | 1.2 | 2 | 0.88 | 1.2 | 355.1569 | 0.9574% | 2.7229 | 3.0446 | 12.8486 | 29.0443 | 47.6604 | 0.1342
2018-08-02 05:00 | 37987.5221 | 387 | 179 | 1525 | 2528 | 1.41 | 1.97 | 0.95 | 1.41 | 376.6277 | 0.9915% | 5.4101 | 3.4962 | 14.3636 | 35.3401 | 58.6099 | 0.15562
2018-08-02 06:00 | 39522.498 | 544 | 199 | 2003 | 2440 | 3 | 0.92 | 2 | 2.11 | 446.773 | 1.13% | 18.4486 | 2.0696 | 45.2849 | 58.1989 | 124.002 | 0.27755
2018-08-02 07:00 | 40434.8779 | 372 | 207 | 2003 | 2440 | 2.61 | 0.71 | 2 | 2.54 | 487.4606 | 1.206% | 11.7049 | 1.7718 | 48.2941 | 74.7149 | 136.4857 | 0.27999
2018-08-02 08:00 | 42901.4977 | 449 | 258 | 2003 | 2440 | 4 | 2.11 | 2.26 | 4 | 542.6084 | 1.265% | 22.7154 | 6.8852 | 57.2537 | 123.4423 | 210.2965 | 0.38757
2018-08-02 09:00 | 46442.3043 | 449 | 274 | 2003 | 2440 | 4.75 | 0.36 | 3.45 | 4.72 | 614.2025 | 1.323% | 28.2058 | 1.3045 | 91.3898 | 152.3104 | 273.2106 | 0.44482
2018-08-02 10:00 | 50514.1263 | 524 | 246 | 1752 | 2373 | 8.59 | 0.17 | 2.74 | 10.13 | 682.2721 | 1.351% | 60.7952 | 0.56484 | 64.838 | 324.6773 | 450.8753 | 0.66084
2018-08-02 11:00 | 54513.1624 | 487 | 215 | 1752 | 2373 | 10.25 | 0.46 | 2 | 10.25 | 748.9985 | 1.374% | 68.5855 | 1.3589 | 48.1442 | 334.1959 | 452.2845 | 0.60385
2018-08-02 12:00 | 57930.5123 | 415 | 207 | 1752 | 2373 | 11.62 | 1.19 | 5.65 | 11.63 | 814.3177 | 1.406% | 67.7861 | 3.4626 | 139.1455 | 387.9394 | 598.3336 | 0.73477
2018-08-02 13:00 | 61140.3405 | 358 | 261 | 1752 | 2373 | 19.81 | 2.25 | 12.01 | 22.19 | 878.7602 | 1.437% | 101.9319 | 8.4404 | 302.4263 | 756.8286 | 1169.6273 | 1.331
2018-08-02 14:00 | 63615.5367 | 285 | 211 | 1375 | 2342 | 32.57 | 4.21 | 15 | 36.99 | 936.1109 | 1.472% | 136.5925 | 13.0716 | 303.4996 | 1274.7803 | 1727.9439 | 1.8459
2018-08-02 15:00 | 65394.7819 | 263 | 208 | 1375 | 2342 | 41.5 | 5 | 22.86 | 51.43 | 963.8802 | 1.474% | 160.8732 | 15.329 | 463.2964 | 1775.3475 | 2414.8461 | 2.5053
2018-08-02 16:00 | 66127.7291 | 248 | 313 | 1375 | 2342 | 70.51 | 6.98 | 26.6 | 78.43 | 992.3247 | 1.501% | 262.4053 | 32.7846 | 548.8511 | 2756.3814 | 3600.4224 | 3.6283
2018-08-02 17:00 | 65674.5637 | 256 | 330 | 1375 | 2342 | 41.09 | 3.77 | 24.24 | 50.82 | 993.7487 | 1.513% | 159.1679 | 18.825 | 504.3299 | 1800.947 | 2483.2698 | 2.4989
2018-08-02 18:00 | 64157.5758 | 278 | 438 | 1375 | 2405 | 12.1 | 2.69 | 2.9 | 18.94 | 949.2422 | 1.48% | 49.769 | 17.4323 | 58.997 | 673.9445 | 800.1429 | 0.84293
2018-08-02 19:00 | 61552.1608 | 334 | 387 | 1375 | 2405 | 8.11 | 2.11 | 1.87 | 11.81 | 881.6963 | 1.432% | 38.801 | 11.6969 | 36.8316 | 406.856 | 494.1854 | 0.56049
2018-08-02 20:00 | 59032.0368 | 266 | 390 | 1375 | 2405 | 5 | 2.09 | 2 | 7.46 | 807.5472 | 1.368% | 18.1941 | 11.1504 | 37.6195 | 245.4336 | 312.3977 | 0.38685
2018-08-02 21:00 | 56759.7099 | 332 | 512 | 1375 | 2405 | 8 | 3.5 | 1.5 | 6.65 | 711.9891 | 1.254% | 33.3166 | 22.4787 | 25.8718 | 200.618 | 282.2852 | 0.39647
2018-08-02 22:00 | 52887.8786 | 304 | 561 | 1256 | 2507 | 2.11 | 4.01 | 0.88 | 2.11 | 620.2702 | 1.173% | 7.5228 | 26.3835 | 12.9627 | 62.0385 | 108.9076 | 0.17558
2018-08-02 23:00 | 48592.5387 | 264 | 524 | 1256 | 2507 | 1.91 | 5.26 | 0.83 | 1.91 | 540.3205 | 1.112% | 5.6069 | 30.6478 | 11.5918 | 53.2439 | 101.0902 | 0.18709
2018-08-03 | 44913.0289 | 309 | 405 | 1256 | 2507 | 1.4 | 2.61 | 0.76 | 1.4 | 479.7154 | 1.068% | 4.6206 | 11.2903 | 10.1956 | 37.4881 | 63.5947 | 0.13257
2018-08-03 01:00 | 42218.1503 | 200 | 334 | 1256 | 2507 | 1.35 | 2.52 | 0.68 | 1.35 | 446.3352 | 1.057% | 2.8545 | 8.8983 | 9.0294 | 35.7808 | 56.563 | 0.12673
2018-08-03 02:00 | 40187.4974 | 182 | 243 | 1525 | 2528 | 1 | 2.11 | 0.85 | 1.2 | 421.9996 | 1.05% | 1.9111 | 5.3841 | 13.6116 | 31.8551 | 52.762 | 0.12503
2018-08-03 03:00 | 38813.8209 | 202 | 180 | 1525 | 2528 | 1.2 | 2 | 0.87 | 1.2 | 400.6473 | 1.032% | 2.5021 | 3.716 | 13.6951 | 31.3137 | 51.2269 | 0.12786
2018-08-03 04:00 | 38270.6901 | 237 | 159 | 1525 | 2528 | 1.35 | 2 | 0.87 | 1.35 | 395.2467 | 1.033% | 3.3043 | 3.2842 | 13.7022 | 35.2462 | 55.537 | 0.14051
2018-08-03 05:00 | 38951.7721 | 387 | 179 | 1525 | 2528 | 1.4 | 2 | 0.94 | 1.4 | 406.6943 | 1.044% | 5.6569 | 3.7379 | 14.9671 | 36.9527 | 61.3146 | 0.15076
2018-08-03 06:00 | 40324.1044 | 544 | 199 | 2003 | 2440 | 2.61 | 2.11 | 1.93 | 2.11 | 420.4273 | 1.043% | 14.8035 | 4.3779 | 40.3055 | 53.6783 | 113.1652 | 0.26917
2018-08-03 07:00 | 41113.2666 | 372 | 207 | 2003 | 2440 | 2.31 | 2.21 | 1.92 | 2.11 | 459.8043 | 1.118% | 9.6105 | 5.1163 | 43.0104 | 57.5789 | 115.316 | 0.25079
2018-08-03 08:00 | 43689.5986 | 449 | 258 | 2003 | 2440 | 2.61 | 2.21 | 2 | 2.21 | 522.4923 | 1.196% | 14.0149 | 6.8189 | 47.9085 | 64.4888 | 133.231 | 0.25499
2018-08-03 09:00 | 47620.7867 | 449 | 274 | 2003 | 2440 | 3.1 | 2.31 | 2.2 | 2.6 | 607.141 | 1.275% | 17.746 | 8.0697 | 56.1819 | 80.8828 | 162.8804 | 0.26827
2018-08-03 10:00 | 52119.7848 | 524 | 246 | 1752 | 2373 | 5.29 | 0.01 | 2 | 5 | 681.1882 | 1.307% | 36.2286 | 0.032151 | 45.7961 | 155.0716 | 237.1285 | 0.34811
2018-08-03 11:00 | 56137.4485 | 487 | 215 | 1752 | 2373 | 7.41 | 0.01 | 2 | 7.21 | 757.7058 | 1.35% | 48.7074 | 0.029019 | 47.2947 | 230.9303 | 326.9614 | 0.43151
2018-08-03 12:00 | 59436.6995 | 415 | 207 | 1752 | 2373 | 9.2 | 0.5 | 4.42 | 9.2 | 829.6723 | 1.396% | 53.2952 | 1.4447 | 108.0957 | 304.7456 | 467.5812 | 0.56357
2018-08-03 13:00 | 62513.1269 | 358 | 261 | 1752 | 2373 | 13.34 | 1.3 | 7.65 | 13.34 | 900.7135 | 1.441% | 68.8104 | 4.8888 | 193.1128 | 456.1094 | 722.9214 | 0.80261
2018-08-03 14:00 | 64929.0224 | 285 | 211 | 1375 | 2342 | 24.58 | 2.63 | 10 | 26.36 | 944.1512 | 1.454% | 101.866 | 8.0694 | 199.9426 | 897.7078 | 1207.5858 | 1.279
2018-08-03 15:00 | 66241.5097 | 263 | 208 | 1375 | 2342 | 29.23 | 4 | 12.4 | 32.57 | 970.3912 | 1.465% | 112.6163 | 12.1882 | 249.7704 | 1117.4324 | 1492.0073 | 1.5375
2018-08-03 16:00 | 66900.6081 | 248 | 313 | 1375 | 2342 | 40.14 | 4.78 | 16.14 | 43.9 | 987.0515 | 1.475% | 146.8719 | 22.074 | 327.4281 | 1516.9147 | 2013.2888 | 2.0397
2018-08-03 17:00 | 66326.5006 | 256 | 330 | 1375 | 2342 | 20.32 | 2.14 | 13.64 | 24.64 | 977.6957 | 1.474% | 76.6797 | 10.4098 | 276.4609 | 850.6369 | 1214.1872 | 1.2419
2018-08-03 18:00 | 64455.9684 | 278 | 438 | 1375 | 2405 | 9.57 | 2.11 | 2.76 | 9.97 | 931.112 | 1.445% | 38.4322 | 13.3504 | 54.8215 | 346.377 | 452.9811 | 0.48649
2018-08-03 19:00 | 61620.9905 | 334 | 387 | 1375 | 2405 | 6.76 | 1.12 | 2 | 7.11 | 870.563 | 1.413% | 31.8981 | 6.1235 | 38.8512 | 241.5773 | 318.4501 | 0.3658
2018-08-03 20:00 | 59004.707 | 266 | 390 | 1375 | 2405 | 5 | 0.93 | 1.58 | 7.11 | 814.6237 | 1.381% | 18.3621 | 5.0075 | 29.9937 | 236.0777 | 289.441 | 0.35531
2018-08-03 21:00 | 56559.2809 | 332 | 512 | 1375 | 2405 | 3 | 2.61 | 1.29 | 3.85 | 721.9397 | 1.276% | 12.7132 | 17.0572 | 22.6407 | 118.1879 | 170.599 | 0.23631
2018-08-03 22:00 | 52923.168 | 304 | 561 | 1256 | 2507 | 2.31 | 4.01 | 0.87 | 2.31 | 631.7046 | 1.194% | 8.3821 | 26.8519 | 13.043 | 69.1249 | 117.4019 | 0.18585
2018-08-03 23:00 | 49142.8994 | 264 | 524 | 1256 | 2507 | 2.11 | 4.01 | 0.82 | 2.11 | 556.7817 | 1.133% | 6.3112 | 23.8067 | 11.6688 | 59.9323 | 101.7191 | 0.18269
2018-08-04 | 45762.1868 | 309 | 405 | 1256 | 2507 | 1.43 | 2.61 | 0.75 | 1.43 | 504.4022 | 1.102% | 4.8704 | 11.6511 | 10.383 | 39.5149 | 66.4193 | 0.13168
2018-08-04 01:00 | 43022.8082 | 200 | 334 | 1256 | 2507 | 1.15 | 2.66 | 0.67 | 1.35 | 462.9659 | 1.076% | 2.475 | 9.5604 | 9.0555 | 36.4199 | 57.5109 | 0.12422
2018-08-04 02:00 | 40822.3782 | 182 | 243 | 1525 | 2528 | 1 | 2.21 | 0.84 | 1.2 | 431.0993 | 1.056% | 1.922 | 5.6712 | 13.5278 | 32.0359 | 53.157 | 0.12331
2018-08-04 03:00 | 39170.2636 | 202 | 180 | 1525 | 2528 | 1.35 | 2 | 0.86 | 1.35 | 411.2967 | 1.05% | 2.8634 | 3.7801 | 13.771 | 35.8352 | 56.2497 | 0.13676
2018-08-04 04:00 | 38263.9974 | 237 | 159 | 1525 | 2528 | 1.35 | 2 | 0.86 | 1.35 | 405.3721 | 1.059% | 3.3896 | 3.3689 | 13.8941 | 36.1555 | 56.8081 | 0.14014
2018-08-04 05:00 | 38078.7532 | 387 | 179 | 1525 | 2528 | 1.43 | 2 | 0.93 | 1.43 | 402.7392 | 1.058% | 5.8531 | 3.7864 | 15.0001 | 38.2344 | 62.874 | 0.15612
2018-08-04 06:00 | 38372.4592 | 544 | 199 | 2003 | 2440 | 2.61 | 2.61 | 2 | 2.11 | 414.1847 | 1.079% | 15.3255 | 5.6062 | 43.24 | 55.5708 | 119.7424 | 0.2891
2018-08-04 07:00 | 38884.8431 | 372 | 207 | 2003 | 2440 | 2.31 | 2.61 | 2 | 2.11 | 460.036 | 1.183% | 10.1664 | 6.3918 | 47.3939 | 60.9093 | 124.8614 | 0.27142
2018-08-04 08:00 | 41865.8574 | 449 | 258 | 2003 | 2440 | 2.52 | 2.61 | 2 | 2.31 | 519.7822 | 1.242% | 14.0478 | 8.3603 | 49.7362 | 69.9783 | 142.1225 | 0.27343
2018-08-04 09:00 | 45896.8694 | 449 | 274 | 2003 | 2440 | 2.93 | 2.21 | 2.1 | 2.61 | 591.8422 | 1.29% | 16.9643 | 7.8085 | 54.2404 | 82.1208 | 161.134 | 0.27226
2018-08-04 10:00 | 50167.7213 | 524 | 246 | 1752 | 2373 | 4.94 | 0.55 | 2 | 4.94 | 683.7181 | 1.363% | 35.2786 | 1.844 | 47.7548 | 159.7634 | 244.6407 | 0.35781
2018-08-04 11:00 | 53864.7614 | 487 | 215 | 1752 | 2373 | 6.75 | 0.19 | 2.86 | 6.75 | 770.5406 | 1.431% | 47.0244 | 0.58436 | 71.6788 | 229.1354 | 348.4231 | 0.45218
2018-08-04 12:00 | 56830.4681 | 415 | 207 | 1752 | 2373 | 8.43 | 1.1 | 4.82 | 8.19 | 843.8745 | 1.485% | 51.9484 | 3.3811 | 125.3943 | 288.588 | 469.3118 | 0.55614
2018-08-04 13:00 | 59093.0312 | 358 | 261 | 1752 | 2373 | 11.52 | 1.61 | 8.61 | 12.37 | 903.3345 | 1.529% | 63.0446 | 6.4236 | 230.5948 | 448.7245 | 748.7875 | 0.82892
2018-08-04 14:00 | 60740.7939 | 285 | 211 | 1375 | 2342 | 13.68 | 2.75 | 7.05 | 15.54 | 952.9155 | 1.569% | 61.1653 | 9.1031 | 152.0778 | 570.9681 | 793.3142 | 0.83251
2018-08-04 15:00 | 62284.4121 | 263 | 208 | 1375 | 2342 | 20.4 | 4.3 | 9.85 | 22.82 | 988.7645 | 1.587% | 85.1725 | 14.1986 | 215.0069 | 848.43 | 1162.808 | 1.176
2018-08-04 16:00 | 62787.5888 | 248 | 313 | 1375 | 2342 | 23.75 | 5.34 | 11.28 | 26 | 998.8837 | 1.591% | 93.7036 | 26.5905 | 246.7476 | 968.7269 | 1335.7687 | 1.3373
2018-08-04 17:00 | 61824.3134 | 256 | 330 | 1375 | 2342 | 13.32 | 3 | 6.6 | 15.6 | 972.0043 | 1.572% | 53.6109 | 15.5648 | 142.6775 | 574.4078 | 786.2611 | 0.80891
2018-08-04 18:00 | 60191.9004 | 278 | 438 | 1375 | 2405 | 8.27 | 2.65 | 2.54 | 9.6 | 929.096 | 1.544% | 35.4873 | 17.9161 | 53.9087 | 356.3763 | 463.6884 | 0.49907
2018-08-04 19:00 | 58104.9319 | 334 | 387 | 1375 | 2405 | 6.18 | 1.89 | 2 | 9.88 | 889.6329 | 1.531% | 31.6033 | 11.1988 | 42.1047 | 363.806 | 448.7128 | 0.50438
2018-08-04 20:00 | 56334.9082 | 266 | 390 | 1375 | 2405 | 5 | 1.64 | 1.53 | 8.58 | 844.7064 | 1.499% | 19.9425 | 9.5904 | 31.5444 | 309.4073 | 370.4846 | 0.4386
2018-08-04 21:00 | 54558.5807 | 332 | 512 | 1375 | 2405 | 3.66 | 2.61 | 1.51 | 5 | 765.8842 | 1.404% | 17.0577 | 18.759 | 29.1461 | 168.8049 | 233.7677 | 0.30523
2018-08-04 22:00 | 51669.482 | 304 | 561 | 1256 | 2507 | 2.11 | 3.98 | 0.98 | 2.11 | 683.5289 | 1.323% | 8.4855 | 29.5372 | 16.2832 | 69.9777 | 124.2835 | 0.18183
2018-08-04 23:00 | 48451.4687 | 264 | 524 | 1256 | 2507 | 2.1 | 4.01 | 0.81 | 2.1 | 600.6561 | 1.24% | 6.8729 | 26.0492 | 12.6123 | 65.2668 | 110.8013 | 0.18447
2018-08-05 | 45458.722 | 309 | 405 | 1256 | 2507 | 1.45 | 2.7 | 0.74 | 1.45 | 519.9065 | 1.144% | 5.1243 | 12.5062 | 10.6299 | 41.5748 | 69.8353 | 0.13432
2018-08-05 01:00 | 42985.0136 | 200 | 334 | 1256 | 2507 | 1.11 | 2.61 | 0.66 | 1.21 | 470.0352 | 1.093% | 2.4275 | 9.5324 | 9.0646 | 33.1706 | 54.195 | 0.1153
2018-08-05 02:00 | 41020.4524 | 182 | 243 | 1525 | 2528 | 1 | 2.31 | 0.83 | 1.11 | 435.3553 | 1.061% | 1.9316 | 5.9575 | 13.4336 | 29.7813 | 51.1039 | 0.11738
2018-08-05 03:00 | 39622.2015 | 202 | 180 | 1525 | 2528 | 1.11 | 2 | 0.85 | 1.11 | 412.5898 | 1.041% | 2.3348 | 3.7487 | 13.498 | 29.22 | 48.8015 | 0.11828
2018-08-05 04:00 | 38759.7142 | 237 | 159 | 1525 | 2528 | 1.11 | 2 | 0.85 | 1.11 | 402.3844 | 1.038% | 2.7311 | 3.3013 | 13.457 | 29.1314 | 48.6208 | 0.12083
2018-08-05 05:00 | 38388.665 | 387 | 179 | 1525 | 2528 | 1.45 | 2 | 0.92 | 1.35 | 403.0988 | 1.05% | 5.8923 | 3.7592 | 14.7322 | 35.836 | 60.2196 | 0.14939
2018-08-05 06:00 | 38347.3502 | 544 | 199 | 2003 | 2440 | 2.61 | 2.61 | 2 | 1.45 | 420.4256 | 1.096% | 15.5666 | 5.6944 | 43.9202 | 38.7893 | 103.9705 | 0.2473
2018-08-05 07:00 | 38662.2418 | 372 | 207 | 2003 | 2440 | 2.29 | 2.61 | 2 | 2.11 | 464.648 | 1.202% | 10.238 | 6.493 | 48.1446 | 61.8742 | 126.7499 | 0.27279
2018-08-05 08:00 | 41438.0765 | 449 | 258 | 2003 | 2440 | 2.61 | 2.61 | 2 | 2.11 | 533.1156 | 1.287% | 15.0768 | 8.6633 | 51.5386 | 66.236 | 141.5147 | 0.26545
2018-08-05 09:00 | 45594.5595 | 449 | 274 | 2003 | 2440 | 3.02 | 2.31 | 2.12 | 2.52 | 615.5127 | 1.35% | 18.3053 | 8.5445 | 57.3246 | 83.0069 | 167.1813 | 0.27161
2018-08-05 10:00 | 49644.8955 | 524 | 246 | 1752 | 2373 | 4.2 | 0.25 | 1.95 | 4.13 | 693.6171 | 1.397% | 30.7486 | 0.85925 | 47.7325 | 136.9282 | 216.2686 | 0.3118
2018-08-05 11:00 | 53283.1325 | 487 | 215 | 1752 | 2373 | 5.77 | 0.01 | 2.07 | 5.77 | 757.151 | 1.421% | 39.9298 | 0.030551 | 51.5344 | 194.5657 | 286.0605 | 0.37781
2018-08-05 12:00 | 56487.1748 | 415 | 207 | 1752 | 2373 | 7.18 | 1.29 | 4.02 | 7.21 | 813.653 | 1.44% | 42.9202 | 3.8464 | 101.4494 | 246.4463 | 394.6623 | 0.48505
2018-08-05 13:00 | 59029.2741 | 358 | 261 | 1752 | 2373 | 12.22 | 1.01 | 7 | 12.89 | 860.8836 | 1.458% | 63.8015 | 3.8445 | 178.8583 | 446.0953 | 692.5997 | 0.80452
2018-08-05 14:00 | 60774.6139 | 285 | 211 | 1375 | 2342 | 13.28 | 2.37 | 5.73 | 15.62 | 899.9889 | 1.481% | 56.0477 | 7.4054 | 116.6735 | 541.73 | 721.8565 | 0.80207
2018-08-05 15:00 | 62144.4534 | 263 | 208 | 1375 | 2342 | 18.4 | 3.84 | 7 | 20.82 | 929.1636 | 1.495% | 72.3541 | 11.9422 | 143.9099 | 729.0502 | 957.2564 | 1.0302
2018-08-05 16:00 | 63005.5885 | 248 | 313 | 1375 | 2342 | 23.23 | 4.73 | 7.58 | 25.81 | 940.1249 | 1.492% | 85.9622 | 22.0908 | 155.5172 | 901.9477 | 1165.5179 | 1.2397
2018-08-05 17:00 | 63159.0579 | 256 | 330 | 1375 | 2342 | 17.11 | 2.3 | 5.78 | 22.12 | 925.9526 | 1.466% | 64.216 | 11.1274 | 116.5155 | 759.4954 | 951.3542 | 1.0274
2018-08-05 18:00 | 62165.9134 | 278 | 438 | 1375 | 2405 | 12 | 2.11 | 2.58 | 15.04 | 892.0501 | 1.435% | 47.8699 | 13.2615 | 50.9049 | 519.0388 | 631.0751 | 0.70744
2018-08-05 19:00 | 60101.7744 | 334 | 387 | 1375 | 2405 | 6.13 | 1.29 | 1.84 | 8 | 834.2958 | 1.388% | 28.421 | 6.93 | 35.1199 | 267.0778 | 337.5487 | 0.40459
2018-08-05 20:00 | 58451.1959 | 266 | 390 | 1375 | 2405 | 4 | 1.09 | 1.62 | 8 | 774.8745 | 1.326% | 14.1052 | 5.6355 | 29.5295 | 255.0604 | 304.3305 | 0.39275
2018-08-05 21:00 | 56760.7623 | 332 | 512 | 1375 | 2405 | 2.78 | 2.31 | 1.12 | 6 | 703.1538 | 1.239% | 11.4337 | 14.6516 | 19.0776 | 178.7592 | 223.922 | 0.31845
2018-08-05 22:00 | 53289.5159 | 304 | 561 | 1256 | 2507 | 2.11 | 3.36 | 0.97 | 2.11 | 612.3599 | 1.149% | 7.3709 | 21.6604 | 13.9999 | 60.7857 | 103.817 | 0.16954
2018-08-05 23:00 | 49363.1936 | 264 | 524 | 1256 | 2507 | 2.11 | 4.01 | 0.8 | 2.11 | 541.575 | 1.097% | 6.1114 | 23.0532 | 11.0239 | 58.0353 | 98.2238 | 0.18137
2018-08-06 | 45995.43 | 309 | 405 | 1256 | 2507 | 1.45 | 2.7 | 0.73 | 1.45 | 485.6762 | 1.056% | 4.7311 | 11.5465 | 9.6815 | 38.3844 | 64.3435 | 0.13248
2018-08-06 01:00 | 43562.1015 | 200 | 334 | 1256 | 2507 | 1.35 | 2.6 | 0.65 | 1.35 | 451.987 | 1.038% | 2.8014 | 9.0103 | 8.4707 | 35.116 | 55.3984 | 0.12257
2018-08-06 02:00 | 41844.8844 | 182 | 243 | 1525 | 2528 | 1.11 | 2.11 | 0.82 | 1.31 | 422.5063 | 1.01% | 2.0398 | 5.177 | 12.6263 | 33.4379 | 53.281 | 0.12611
2018-08-06 03:00 | 40864.6298 | 202 | 180 | 1525 | 2528 | 1.11 | 2 | 0.84 | 1.31 | 407.8632 | 0.9981% | 2.2379 | 3.5931 | 12.7855 | 33.0533 | 51.6698 | 0.12668
2018-08-06 04:00 | 40698.7282 | 237 | 159 | 1525 | 2528 | 1.31 | 2 | 0.84 | 1.31 | 419.0004 | 1.03% | 3.1963 | 3.2739 | 13.1881 | 34.0943 | 53.7526 | 0.12829
2018-08-06 05:00 | 41702.9277 | 387 | 179 | 1525 | 2528 | 1.45 | 2 | 0.91 | 1.45 | 457.1742 | 1.096% | 6.1517 | 3.9246 | 15.2134 | 40.1847 | 65.4744 | 0.14322
2018-08-06 06:00 | 43301.0286 | 544 | 199 | 2003 | 2440 | 3 | 2.11 | 2.7 | 2.25 | 479.5369 | 1.107% | 18.0736 | 4.6501 | 59.892 | 60.799 | 143.4146 | 0.29907
2018-08-06 07:00 | 44279.625 | 372 | 207 | 2003 | 2440 | 2.61 | 2.11 | 2.2 | 2.25 | 510.1331 | 1.152% | 11.1857 | 5.0319 | 50.7672 | 63.2487 | 130.2335 | 0.25529
2018-08-06 08:00 | 46807.0485 | 449 | 258 | 2003 | 2440 | 3 | 2.61 | 2.2 | 3.11 | 558.2215 | 1.193% | 16.0643 | 8.0307 | 52.5532 | 90.4994 | 167.1476 | 0.29943
2018-08-06 09:00 | 50603.4664 | 449 | 274 | 2003 | 2440 | 4.35 | 2.31 | 3.45 | 4.52 | 648.5218 | 1.282% | 25.0311 | 8.1116 | 88.5614 | 141.3424 | 263.0465 | 0.40561
2018-08-06 10:00 | 54601.7796 | 524 | 246 | 1752 | 2373 | 6 | 0.17 | 2 | 7.32 | 722.8163 | 1.324% | 41.6202 | 0.55361 | 46.3858 | 229.9482 | 318.5077 | 0.44065
2018-08-06 11:00 | 57994.3658 | 487 | 215 | 1752 | 2373 | 8.61 | 0.51 | 4.22 | 8.91 | 792.5692 | 1.367% | 57.3038 | 1.4985 | 101.0411 | 288.9527 | 448.7961 | 0.56625
2018-08-06 12:00 | 60787.4977 | 415 | 207 | 1752 | 2373 | 10.98 | 1.2 | 4.42 | 11.35 | 849.6646 | 1.398% | 63.6918 | 3.472 | 108.2405 | 376.4669 | 551.8713 | 0.64952
2018-08-06 13:00 | 63298.9857 | 358 | 261 | 1752 | 2373 | 13.97 | 2.46 | 9.6 | 15.95 | 907.9614 | 1.434% | 71.7381 | 9.2097 | 241.2548 | 542.9115 | 865.1142 | 0.95281
2018-08-06 14:00 | 65444.1852 | 285 | 211 | 1375 | 2342 | 18.45 | 4.43 | 5.9 | 24.93 | 946.6959 | 1.447% | 76.0643 | 13.5215 | 117.353 | 844.5952 | 1051.534 | 1.1107
2018-08-06 15:00 | 66636.3378 | 263 | 208 | 1375 | 2342 | 27.43 | 7.15 | 5.99 | 34.9 | 954.714 | 1.433% | 103.3579 | 21.3075 | 118.0026 | 1171.0475 | 1413.7155 | 1.4808
2018-08-06 16:00 | 66876.1758 | 248 | 313 | 1375 | 2342 | 29.12 | 7.12 | 6.84 | 37.29 | 979.4516 | 1.465% | 105.7681 | 32.6389 | 137.7433 | 1279.0597 | 1555.21 | 1.5878
2018-08-06 17:00 | 66579.5182 | 256 | 330 | 1375 | 2342 | 24.52 | 4.13 | 5 | 32.77 | 984.6027 | 1.479% | 92.8284 | 20.1551 | 101.6701 | 1134.9682 | 1349.6218 | 1.3707
2018-08-06 18:00 | 65480.456 | 278 | 438 | 1375 | 2405 | 9.42 | 3.08 | 2.67 | 13.4 | 947.1068 | 1.446% | 37.8776 | 19.5125 | 53.1008 | 466.1301 | 576.621 | 0.60882
2018-08-06 19:00 | 63480.5465 | 334 | 387 | 1375 | 2405 | 7.57 | 2.17 | 1.55 | 9.66 | 901.3601 | 1.42% | 35.9005 | 11.9242 | 30.2616 | 329.8754 | 407.9616 | 0.45261
2018-08-06 20:00 | 61322.6123 | 266 | 390 | 1375 | 2405 | 5 | 2.11 | 1.59 | 9.39 | 865.6534 | 1.412% | 18.7748 | 11.6164 | 30.8619 | 318.7895 | 380.0426 | 0.43902
2018-08-06 21:00 | 59029.2825 | 332 | 512 | 1375 | 2405 | 6.75 | 3.5 | 1.22 | 7.11 | 773.4283 | 1.31% | 29.3626 | 23.4796 | 21.9794 | 224.046 | 298.8676 | 0.38642
2018-08-06 22:00 | 55280.1458 | 304 | 561 | 1256 | 2507 | 2.11 | 4.01 | 0.96 | 2.11 | 663.5236 | 1.2% | 7.6992 | 27.0019 | 14.4726 | 63.4927 | 112.6664 | 0.1698
2018-08-06 23:00 | 51153.4778 | 264 | 524 | 1256 | 2507 | 2.11 | 4.28 | 0.79 | 2.11 | 580.0482 | 1.134% | 6.3165 | 25.431 | 11.2514 | 59.9827 | 102.9816 | 0.17754
2018-08-07 | 47606.2623 | 309 | 405 | 1256 | 2507 | 1.48 | 3.01 | 0.72 | 1.45 | 521.3139 | 1.095% | 5.0079 | 13.3492 | 9.9028 | 39.8068 | 68.0668 | 0.13057
2018-08-07 01:00 | 44829.4466 | 200 | 334 | 1256 | 2507 | 1.36 | 2.61 | 0.64 | 1.36 | 474.1316 | 1.058% | 2.8768 | 9.2198 | 8.5017 | 36.0603 | 56.6585 | 0.1195
2018-08-07 02:00 | 42946.7597 | 182 | 243 | 1525 | 2528 | 1 | 2.11 | 0.81 | 1.2 | 434.8601 | 1.013% | 1.8429 | 5.1917 | 12.5076 | 30.7169 | 50.259 | 0.11558
2018-08-07 03:00 | 41660.5563 | 202 | 180 | 1525 | 2528 | 1.02 | 2 | 0.83 | 1.2 | 425.1827 | 1.021% | 2.1028 | 3.6741 | 12.9181 | 30.9606 | 49.6556 | 0.11679
2018-08-07 04:00 | 41214.0804 | 237 | 159 | 1525 | 2528 | 1.35 | 1.95 | 0.83 | 1.35 | 452.4816 | 1.098% | 3.5127 | 3.404 | 13.8964 | 37.4685 | 58.2816 | 0.1288
2018-08-07 05:00 | 42176.9114 | 387 | 179 | 1525 | 2528 | 1.45 | 1.33 | 0.9 | 1.45 | 473.2289 | 1.122% | 6.2962 | 2.6712 | 15.3996 | 41.1284 | 65.4953 | 0.1384
2018-08-07 06:00 | 43912.6747 | 544 | 199 | 2003 | 2440 | 2.61 | 1.54 | 2.51 | 2.25 | 504.8554 | 1.15% | 16.3236 | 3.5233 | 57.8005 | 63.1175 | 140.7649 | 0.27882
2018-08-07 07:00 | 44759.5693 | 372 | 207 | 2003 | 2440 | 2.61 | 2.11 | 2.19 | 2.53 | 532.5988 | 1.19% | 11.5531 | 5.1972 | 52.1963 | 73.4556 | 142.4021 | 0.26737
2018-08-07 08:00 | 47220.0706 | 449 | 258 | 2003 | 2440 | 3.82 | 2.21 | 2.28 | 3.82 | 583.61 | 1.236% | 21.1985 | 7.0471 | 56.4432 | 115.1991 | 199.888 | 0.3425
2018-08-07 09:00 | 50702.2324 | 449 | 274 | 2003 | 2440 | 4 | 2.11 | 3.45 | 4 | 656.5045 | 1.295% | 23.255 | 7.4859 | 89.4769 | 126.3748 | 246.5926 | 0.37561
2018-08-07 10:00 | 54620.473 | 524 | 246 | 1752 | 2373 | 7.45 | 0.03 | 3 | 7.58 | 731.3077 | 1.339% | 52.2676 | 0.09881 | 70.372 | 240.8306 | 363.569 | 0.49715
2018-08-07 11:00 | 58404.5162 | 487 | 215 | 1752 | 2373 | 7.71 | 0.3 | 3.99 | 8.56 | 792.0798 | 1.356% | 50.922 | 0.87475 | 94.8046 | 275.4825 | 422.0839 | 0.53288
2018-08-07 12:00 | 61883.931 | 415 | 207 | 1752 | 2373 | 12.47 | 0.83 | 5 | 13.32 | 838.3363 | 1.355% | 70.106 | 2.3275 | 118.671 | 428.1958 | 619.3002 | 0.73873
2018-08-07 13:00 | 64780.4336 | 358 | 261 | 1752 | 2373 | 18 | 1.96 | 12.8 | 20.8 | 890.9746 | 1.375% | 88.6292 | 7.0359 | 308.4363 | 678.8636 | 1082.9651 | 1.2155
2018-08-07 14:00 | 66616.4335 | 285 | 211 | 1375 | 2342 | 26.35 | 3.16 | 6.52 | 31.91 | 943.9609 | 1.417% | 106.4138 | 9.448 | 127.0349 | 1058.9765 | 1301.8733 | 1.3792
2018-08-07 15:00 | 67222.5254 | 263 | 208 | 1375 | 2342 | 52.64 | 6 | 10 | 58.48 | 973.8018 | 1.449% | 200.5522 | 18.0788 | 199.1858 | 1984.038 | 2401.8548 | 2.4665
2018-08-07 16:00 | 66955.1849 | 248 | 313 | 1375 | 2342 | 44.33 | 7.88 | 10 | 50.31 | 1012.5361 | 1.512% | 166.2554 | 37.299 | 207.9357 | 1781.835 | 2193.325 | 2.1662
2018-08-07 17:00 | 66618.082 | 256 | 330 | 1375 | 2342 | 20.61 | 2.65 | 5.76 | 26.37 | 1014.3799 | 1.523% | 80.339 | 13.3158 | 120.5962 | 940.3847 | 1154.6357 | 1.1383
2018-08-07 18:00 | 65413.2493 | 278 | 438 | 1375 | 2405 | 8.82 | 2.38 | 2.87 | 12.12 | 974.8236 | 1.49% | 36.5404 | 15.535 | 58.8092 | 434.3882 | 545.2728 | 0.55936
2018-08-07 19:00 | 63567.2047 | 334 | 387 | 1375 | 2405 | 6.6 | 1.93 | 1.6 | 8.74 | 926.2437 | 1.457% | 32.1205 | 10.8833 | 32.0564 | 306.28 | 381.3402 | 0.41171
2018-08-07 20:00 | 61666.0218 | 266 | 390 | 1375 | 2405 | 5 | 1.78 | 1.47 | 8 | 877.0255 | 1.422% | 18.9155 | 9.873 | 28.7466 | 273.6348 | 331.1699 | 0.37761
2018-08-07 21:00 | 59294.401 | 332 | 512 | 1375 | 2405 | 4.9 | 2.61 | 1.3 | 7.11 | 780.903 | 1.317% | 21.4248 | 17.5992 | 23.5412 | 225.1999 | 287.7652 | 0.3685
2018-08-07 22:00 | 55269.7581 | 304 | 561 | 1256 | 2507 | 1.79 | 3.11 | 0.95 | 1.79 | 663.2885 | 1.2% | 6.5304 | 20.9381 | 14.3195 | 53.8545 | 95.6426 | 0.14419
2018-08-07 23:00 | 51060.2054 | 264 | 524 | 1256 | 2507 | 1.75 | 4.01 | 0.85 | 1.75 | 588.8392 | 1.153% | 5.3279 | 24.232 | 12.3118 | 50.5949 | 92.4666 | 0.15703
2018-08-08 | 47681.2679 | 309 | 405 | 1256 | 2507 | 1.5 | 2.61 | 0.71 | 1.5 | 547.4892 | 1.148% | 5.322 | 12.1373 | 10.2394 | 43.1791 | 70.8779 | 0.12946
2018-08-08 01:00 | 45296.1022 | 200 | 334 | 1256 | 2507 | 1.11 | 2.31 | 0.63 | 1.31 | 506.9101 | 1.119% | 2.4844 | 8.6343 | 8.8552 | 36.7533 | 56.7272 | 0.11191
2018-08-08 02:00 | 43550.8981 | 182 | 243 | 1525 | 2528 | 1.01 | 2.11 | 0.8 | 1.21 | 481.3194 | 1.105% | 2.0316 | 5.6666 | 13.4833 | 33.8064 | 54.9879 | 0.11424
2018-08-08 03:00 | 42570.8681 | 202 | 180 | 1525 | 2528 | 1 | 2 | 0.82 | 1.2 | 458.2049 | 1.076% | 2.1742 | 3.8748 | 13.4596 | 32.6517 | 52.1602 | 0.11384
2018-08-08 04:00 | 42409.9886 | 237 | 159 | 1525 | 2528 | 1.05 | 1.88 | 0.82 | 1.25 | 463.5153 | 1.093% | 2.7198 | 3.267 | 13.6672 | 34.5369 | 54.1909 | 0.11691
2018-08-08 05:00 | 43495.2815 | 387 | 179 | 1525 | 2528 | 1.5 | 1.23 | 0.89 | 1.5 | 487.1859 | 1.12% | 6.5021 | 2.4661 | 15.2024 | 42.4738 | 66.6444 | 0.13679
2018-08-08 06:00 | 45038.4348 | 544 | 199 | 2003 | 2440 | 2.61 | 1.25 | 2.6 | 2.31 | 494.8617 | 1.099% | 15.6006 | 2.7332 | 57.2209 | 61.9302 | 137.4848 | 0.27782
2018-08-08 07:00 | 45732.1412 | 372 | 207 | 2003 | 2440 | 2.4 | 0.94 | 2.42 | 2.31 | 539.237 | 1.179% | 10.5272 | 2.2943 | 57.155 | 66.4599 | 136.4365 | 0.25302
2018-08-08 08:00 | 48049.469 | 449 | 258 | 2003 | 2440 | 3.75 | 2.11 | 3.45 | 3.75 | 594.6517 | 1.238% | 20.8378 | 6.7372 | 85.5213 | 113.2388 | 226.335 | 0.38062
2018-08-08 09:00 | 51460.8903 | 449 | 274 | 2003 | 2440 | 3.93 | 0.44 | 3.67 | 3.93 | 674.4118 | 1.311% | 23.1253 | 1.58 | 96.3374 | 125.6696 | 246.7122 | 0.36582
2018-08-08 10:00 | 55307.3795 | 524 | 246 | 1752 | 2373 | 6.92 | 0.01 | 4.42 | 7.53 | 774.3576 | 1.4% | 50.7687 | 0.034442 | 108.4214 | 250.1792 | 409.4037 | 0.5287
2018-08-08 11:00 | 58614.9524 | 487 | 215 | 1752 | 2373 | 6.16 | 0.23 | 4.42 | 9.95 | 846.8854 | 1.445% | 43.3437 | 0.71447 | 111.8852 | 341.1434 | 497.0868 | 0.58696
2018-08-08 12:00 | 61048.8362 | 415 | 207 | 1752 | 2373 | 10.95 | 0.64 | 5.74 | 15.14 | 918.0271 | 1.504% | 68.3345 | 1.9922 | 151.2252 | 540.2586 | 761.8105 | 0.82983
2018-08-08 13:00 | 63017.6337 | 358 | 261 | 1752 | 2373 | 18.17 | 1.33 | 14.54 | 22.61 | 968.5703 | 1.537% | 99.9786 | 5.3353 | 391.5323 | 824.6457 | 1321.4919 | 1.3644
2018-08-08 14:00 | 63887.9876 | 285 | 211 | 1375 | 2342 | 31.52 | 3.01 | 7.28 | 39.21 | 1035.228 | 1.62% | 145.5619 | 10.2912 | 162.2 | 1487.9918 | 1806.0449 | 1.7446
2018-08-08 15:00 | 63369.4827 | 263 | 208 | 1375 | 2342 | 55.24 | 3.92 | 10.18 | 63.63 | 1062.0938 | 1.676% | 243.4962 | 13.6657 | 234.6028 | 2497.6496 | 2989.4143 | 2.8146
2018-08-08 16:00 | 63391.7451 | 248 | 313 | 1375 | 2342 | 50.03 | 4.2 | 10.95 | 59.2 | 1079.1789 | 1.702% | 211.2238 | 22.3797 | 256.3171 | 2360.3116 | 2850.2322 | 2.6411
2018-08-08 17:00 | 63354.9147 | 256 | 330 | 1375 | 2342 | 20.66 | 2.61 | 6.42 | 30.02 | 1078.0631 | 1.702% | 89.9983 | 14.6561 | 150.2109 | 1196.3588 | 1451.2241 | 1.3461
2018-08-08 18:00 | 62469.0195 | 278 | 438 | 1375 | 2405 | 7.95 | 2.49 | 2.92 | 15.82 | 1029.9738 | 1.649% | 36.4396 | 17.9819 | 66.1983 | 627.3112 | 747.931 | 0.72617
2018-08-08 19:00 | 60546.0768 | 334 | 387 | 1375 | 2405 | 6.02 | 2.11 | 1.73 | 10.29 | 957.4502 | 1.581% | 31.796 | 12.9129 | 37.6166 | 391.3458 | 473.6713 | 0.49472
2018-08-08 20:00 | 59000.6357 | 266 | 390 | 1375 | 2405 | 5 | 2.11 | 1.47 | 10.81 | 902.063 | 1.529% | 20.3344 | 12.5813 | 30.903 | 397.4852 | 461.3039 | 0.51139
2018-08-08 21:00 | 57051.1328 | 332 | 512 | 1375 | 2405 | 3.27 | 2.61 | 1.22 | 9.74 | 810.8154 | 1.421% | 15.4292 | 18.9919 | 23.8408 | 332.9138 | 391.1756 | 0.48245
2018-08-08 22:00 | 53353.5078 | 304 | 561 | 1256 | 2507 | 2.02 | 2.61 | 0.94 | 2.21 | 701.8666 | 1.316% | 8.0782 | 19.2617 | 15.5313 | 72.885 | 115.7563 | 0.16493
2018-08-08 23:00 | 49196.8974 | 264 | 524 | 1256 | 2507 | 2.01 | 3.5 | 0.84 | 2.11 | 610.4795 | 1.241% | 6.5847 | 22.7579 | 13.0919 | 65.6402 | 108.0747 | 0.17703
2018-08-09 | 45695.1738 | 309 | 405 | 1256 | 2507 | 1.5 | 2.21 | 0.7 | 1.5 | 552.8689 | 1.21% | 5.6079 | 10.8293 | 10.6375 | 45.4985 | 72.5732 | 0.13127
2018-08-09 01:00 | 43135.9931 | 200 | 334 | 1256 | 2507 | 1 | 2 | 0.62 | 1.31 | 517.6382 | 1.2% | 2.4 | 8.0161 | 9.3448 | 39.4105 | 59.1714 | 0.11431
2018-08-09 02:00 | 41348.5433 | 182 | 243 | 1525 | 2528 | 0.14 | 1.41 | 0.79 | 1.2 | 473.3537 | 1.145% | 0.29169 | 3.9224 | 13.7918 | 34.7283 | 52.7343 | 0.11141
2018-08-09 03:00 | 40200.0999 | 202 | 180 | 1525 | 2528 | 0.43 | 0.99 | 0.81 | 1.2 | 478.6647 | 1.191% | 1.0342 | 2.1218 | 14.7082 | 36.1212 | 53.9855 | 0.11278
2018-08-09 04:00 | 39950.7848 | 237 | 159 | 1525 | 2528 | 1 | 0.43 | 0.81 | 1.2 | 496.6972 | 1.243% | 2.9466 | 0.85003 | 15.3575 | 37.7159 | 56.87 | 0.1145
2018-08-09 05:00 | 41005.0397 | 387 | 179 | 1525 | 2528 | 1.5 | 0.19 | 0.88 | 1.5 | 519.6324 | 1.267% | 7.3563 | 0.43099 | 17.0064 | 48.0538 | 72.8474 | 0.14019
2018-08-09 06:00 | 42881.5797 | 544 | 199 | 2003 | 2440 | 2.31 | 1.35 | 2.2 | 2.31 | 523.0943 | 1.22% | 15.3292 | 3.2771 | 53.7543 | 68.7561 | 141.1167 | 0.26977
2018-08-09 07:00 | 43784.8242 | 372 | 207 | 2003 | 2440 | 2.02 | 1.38 | 2.04 | 2.25 | 560.2632 | 1.28% | 9.6153 | 3.6553 | 52.2853 | 70.2491 | 135.805 | 0.24239
2018-08-09 08:00 | 45799.7431 | 449 | 258 | 2003 | 2440 | 2.9 | 1.43 | 2.7 | 2.91 | 608.1226 | 1.328% | 17.2891 | 4.8987 | 71.808 | 94.2781 | 188.274 | 0.3096
2018-08-09 09:00 | 48790.6933 | 449 | 274 | 2003 | 2440 | 4.18 | 2.11 | 3.45 | 4.79 | 667.3655 | 1.368% | 25.6714 | 7.9079 | 94.5207 | 159.8645 | 287.9644 | 0.43149
2018-08-09 10:00 | 52228.6933 | 524 | 246 | 1752 | 2373 | 5.18 | 0.33 | 3.4 | 6.47 | 732.3016 | 1.402% | 38.0576 | 1.1382 | 83.5206 | 215.2697 | 337.9862 | 0.46154
2018-08-09 11:00 | 55537.5823 | 487 | 215 | 1752 | 2373 | 6.53 | 0.54 | 4.25 | 11.53 | 825.947 | 1.487% | 47.2941 | 1.7266 | 110.7358 | 406.9043 | 566.6609 | 0.68607
2018-08-09 12:00 | 59100.637 | 415 | 207 | 1752 | 2373 | 8.66 | 0.9 | 4.91 | 15.18 | 912.9997 | 1.545% | 55.5194 | 2.878 | 132.8905 | 556.478 | 747.7659 | 0.81902
2018-08-09 13:00 | 62489.6633 | 358 | 261 | 1752 | 2373 | 14.9 | 1.63 | 8.48 | 20.59 | 981.9334 | 1.571% | 83.8191 | 6.685 | 233.4553 | 767.7643 | 1091.7238 | 1.1118
2018-08-09 14:00 | 65014.0322 | 285 | 211 | 1375 | 2342 | 19.92 | 3.06 | 5.53 | 27.33 | 1032.1262 | 1.588% | 90.128 | 10.2501 | 120.7129 | 1016.1369 | 1237.2279 | 1.1987
2018-08-09 15:00 | 66424.556 | 263 | 208 | 1375 | 2342 | 21.92 | 3.73 | 8.09 | 29.88 | 1067.1364 | 1.607% | 92.6163 | 12.4642 | 178.7074 | 1124.2393 | 1408.0272 | 1.3194
2018-08-09 16:00 | 66266.7597 | 248 | 313 | 1375 | 2342 | 24 | 3.73 | 8.65 | 31.02 | 1082.5313 | 1.634% | 97.2317 | 19.0721 | 194.2959 | 1186.7888 | 1497.3883 | 1.3832
2018-08-09 17:00 | 64846.5243 | 256 | 330 | 1375 | 2342 | 13.9 | 2.44 | 5.66 | 20.32 | 1063.628 | 1.64% | 58.3657 | 13.2071 | 127.6504 | 780.5732 | 979.7964 | 0.92118
2018-08-09 18:00 | 62638.9222 | 278 | 438 | 1375 | 2405 | 8 | 2.53 | 2.28 | 13.24 | 1003.6329 | 1.602% | 35.6341 | 17.7552 | 50.2306 | 510.1921 | 613.8119 | 0.61159
2018-08-09 19:00 | 60185.2318 | 334 | 387 | 1375 | 2405 | 5 | 2.13 | 1.93 | 11.33 | 948.454 | 1.576% | 26.3174 | 12.9902 | 41.8202 | 429.4092 | 510.537 | 0.53828
2018-08-09 20:00 | 58565.9238 | 266 | 390 | 1375 | 2405 | 3.9 | 1.99 | 1.5 | 11.76 | 894.4845 | 1.527% | 15.8443 | 11.8535 | 31.5008 | 431.9667 | 491.1653 | 0.5491
2018-08-09 21:00 | 56262.9482 | 332 | 512 | 1375 | 2405 | 2.21 | 2.61 | 1.31 | 6.86 | 813.0827 | 1.445% | 10.6033 | 19.3118 | 26.0307 | 238.4248 | 294.3707 | 0.36204
2018-08-09 22:00 | 52232.5354 | 304 | 561 | 1256 | 2507 | 2.16 | 2.61 | 0.93 | 2.16 | 726.2223 | 1.39% | 9.1297 | 20.3578 | 16.2406 | 75.2899 | 121.018 | 0.16664
2018-08-09 23:00 | 48440.1751 | 264 | 524 | 1256 | 2507 | 2.1 | 4.01 | 0.83 | 2.1 | 653.6003 | 1.349% | 7.4805 | 28.3519 | 14.0661 | 71.0363 | 120.9348 | 0.18503
2018-08-10 | 45337.8942 | 309 | 405 | 1256 | 2507 | 1.5 | 2.61 | 0.69 | 1.5 | 599.4161 | 1.322% | 6.128 | 13.9753 | 11.4579 | 49.7179 | 81.2791 | 0.1356
2018-08-10 01:00 | 42980.1689 | 200 | 334 | 1256 | 2507 | 1.11 | 2.21 | 0.61 | 1.11 | 565.2396 | 1.315% | 2.9196 | 9.7074 | 10.0759 | 36.5967 | 59.2996 | 0.10491
2018-08-10 02:00 | 41398.6832 | 182 | 243 | 1525 | 2528 | 1 | 2 | 0.78 | 1.02 | 542.6281 | 1.311% | 2.3855 | 6.3702 | 15.5912 | 33.7982 | 58.1451 | 0.10715
2018-08-10 03:00 | 40462.7256 | 202 | 180 | 1525 | 2528 | 1 | 1.38 | 0.8 | 1.01 | 520.6413 | 1.287% | 2.5992 | 3.1962 | 15.698 | 32.8535 | 54.3469 | 0.10438
2018-08-10 04:00 | 40282.2011 | 237 | 159 | 1525 | 2528 | 1.01 | 0.93 | 0.8 | 1.01 | 497.9127 | 1.236% | 2.9588 | 1.8278 | 15.0799 | 31.5601 | 51.4266 | 0.10328
2018-08-10 05:00 | 41371.096 | 387 | 179 | 1525 | 2528 | 1.29 | 0.88 | 0.87 | 1.21 | 517.3375 | 1.25% | 6.2428 | 1.9698 | 16.5908 | 38.2507 | 63.054 | 0.12188
2018-08-10 06:00 | 43232.5839 | 544 | 199 | 2003 | 2440 | 2.61 | 1.78 | 2.2 | 2.61 | 539.6568 | 1.248% | 17.7234 | 4.4216 | 55.006 | 79.4944 | 156.6454 | 0.29027
2018-08-10 07:00 | 44136.3733 | 372 | 207 | 2003 | 2440 | 2.41 | 1.66 | 2.12 | 2.61 | 562.1471 | 1.274% | 11.4186 | 4.3765 | 54.0842 | 81.1117 | 150.9911 | 0.2686
2018-08-10 08:00 | 46129.262 | 449 | 258 | 2003 | 2440 | 3 | 2.11 | 2.7 | 3.05 | 580.1375 | 1.258% | 16.9403 | 6.8463 | 68.0141 | 93.5932 | 185.3939 | 0.31957
2018-08-10 09:00 | 48470.2968 | 449 | 274 | 2003 | 2440 | 4.23 | 0.79 | 3.43 | 4.5 | 605.8761 | 1.25% | 23.7408 | 2.7057 | 85.8783 | 137.2494 | 249.5742 | 0.41192
2018-08-10 10:00 | 50881.5768 | 524 | 246 | 1752 | 2373 | 6 | 0.05 | 3 | 8.11 | 609.9987 | 1.199% | 37.6921 | 0.14746 | 63.0121 | 230.7209 | 331.5726 | 0.54356
2018-08-10 11:00 | 52882.1132 | 487 | 215 | 1752 | 2373 | 9.19 | 0.36 | 4.4 | 12.57 | 653.9841 | 1.237% | 55.3481 | 0.95719 | 95.3334 | 368.8853 | 520.524 | 0.79593
2018-08-10 12:00 | 54536.8489 | 415 | 207 | 1752 | 2373 | 8.34 | 0.71 | 5.06 | 15.14 | 720.9691 | 1.322% | 45.7552 | 1.9429 | 117.1956 | 474.9525 | 639.8463 | 0.88748
2018-08-10 13:00 | 56279.1673 | 358 | 261 | 1752 | 2373 | 13.35 | 1.24 | 9.01 | 19.78 | 795.153 | 1.413% | 67.5254 | 4.5726 | 223.0293 | 663.1733 | 958.3007 | 1.2052
2018-08-10 14:00 | 57589.0202 | 285 | 211 | 1375 | 2342 | 16.95 | 2.09 | 4.3 | 22.01 | 868.6797 | 1.508% | 72.8676 | 6.6519 | 89.1849 | 777.5475 | 946.2519 | 1.0893
2018-08-10 15:00 | 58598.0976 | 263 | 208 | 1375 | 2342 | 19.52 | 2.11 | 5.44 | 25.63 | 917.6547 | 1.566% | 80.3954 | 6.8729 | 117.1379 | 940.0074 | 1144.4136 | 1.2471
2018-08-10 16:00 | 59163.6872 | 248 | 313 | 1375 | 2342 | 19.31 | 2.11 | 5.66 | 23.6 | 940.4942 | 1.59% | 76.1263 | 10.4985 | 123.7143 | 878.6174 | 1088.9566 | 1.1579
2018-08-10 17:00 | 58547.4515 | 256 | 330 | 1375 | 2342 | 10 | 1.75 | 4.51 | 14.66 | 920.61 | 1.572% | 40.2539 | 9.0807 | 97.5095 | 539.8692 | 686.7133 | 0.74593
2018-08-10 18:00 | 56376.3073 | 278 | 438 | 1375 | 2405 | 6.64 | 2.11 | 2 | 10.9 | 878.1256 | 1.558% | 28.7523 | 14.3952 | 42.8344 | 408.3209 | 494.3027 | 0.56291
2018-08-10 19:00 | 54081.8154 | 334 | 387 | 1375 | 2405 | 5 | 2.11 | 1.85 | 10.52 | 848.4399 | 1.569% | 26.1991 | 12.8104 | 39.9066 | 396.9179 | 475.8339 | 0.56083
2018-08-10 20:00 | 53018.4528 | 266 | 390 | 1375 | 2405 | 3.33 | 2.11 | 1.47 | 8.63 | 810.5221 | 1.529% | 13.5414 | 12.5801 | 30.9 | 317.2953 | 374.3168 | 0.46182
2018-08-10 21:00 | 51376.1894 | 332 | 512 | 1375 | 2405 | 2.31 | 3.5 | 1.46 | 5.47 | 749.8639 | 1.46% | 11.1936 | 26.1552 | 29.3006 | 192.0096 | 258.659 | 0.34494
2018-08-10 22:00 | 48562.8915 | 304 | 561 | 1256 | 2507 | 1.84 | 2.61 | 0.92 | 3.5 | 673.7671 | 1.387% | 7.7606 | 20.3146 | 16.0318 | 121.7384 | 165.8455 | 0.24615
2018-08-10 23:00 | 45543.122 | 264 | 524 | 1256 | 2507 | 2.28 | 4.01 | 0.82 | 2.47 | 593.6416 | 1.303% | 7.8459 | 27.3891 | 13.4247 | 80.7147 | 129.3744 | 0.21793
2018-08-11 | 42819.1819 | 309 | 405 | 1256 | 2507 | 2.01 | 2.61 | 0.68 | 2.01 | 536.4411 | 1.253% | 7.7811 | 13.2428 | 10.7 | 63.1298 | 94.8535 | 0.17682
2018-08-11 01:00 | 40687.2669 | 200 | 334 | 1256 | 2507 | 1.52 | 2.31 | 0.61 | 1.52 | 493.7389 | 1.213% | 3.689 | 9.3626 | 9.2973 | 46.242 | 68.591 | 0.13892
2018-08-11 02:00 | 39037.2799 | 182 | 243 | 1525 | 2528 | 1.21 | 1.5 | 0.77 | 1.21 | 471.9501 | 1.209% | 2.6624 | 4.4067 | 14.1964 | 36.981 | 58.2465 | 0.12342
2018-08-11 03:00 | 38028.6041 | 202 | 180 | 1525 | 2528 | 1.21 | 1.21 | 0.79 | 1.21 | 453.5803 | 1.193% | 2.9153 | 2.5978 | 14.3695 | 36.4843 | 56.3668 | 0.12427
2018-08-11 04:00 | 37479.4192 | 237 | 159 | 1525 | 2528 | 1.21 | 0.8 | 0.79 | 1.21 | 449.0029 | 1.198% | 3.4355 | 1.5239 | 14.4329 | 36.6453 | 56.0376 | 0.1248
2018-08-11 05:00 | 37565.6572 | 387 | 179 | 1525 | 2528 | 1.55 | 1.5 | 0.86 | 1.52 | 455.8261 | 1.213% | 7.2786 | 3.258 | 15.9139 | 46.6261 | 73.0766 | 0.16032
2018-08-11 06:00 | 38198.0019 | 544 | 199 | 2003 | 2440 | 3 | 1.55 | 2.7 | 2.61 | 462.91 | 1.212% | 19.7777 | 3.738 | 65.5391 | 77.1767 | 166.2315 | 0.3591
2018-08-11 07:00 | 38658.6845 | 372 | 207 | 2003 | 2440 | 2.61 | 0.67 | 2.69 | 2.61 | 496.7119 | 1.285% | 12.475 | 1.782 | 69.2294 | 81.8253 | 165.3118 | 0.33281
2018-08-11 08:00 | 40567.9108 | 449 | 258 | 2003 | 2440 | 3 | 2.11 | 2.92 | 3 | 541.925 | 1.336% | 17.9939 | 7.2721 | 78.1304 | 97.784 | 201.1803 | 0.37123
2018-08-11 09:00 | 42977.7451 | 449 | 274 | 2003 | 2440 | 3.93 | 2.11 | 3.62 | 4.25 | 584.0333 | 1.359% | 23.9791 | 7.8565 | 98.5334 | 140.92 | 271.289 | 0.46451
2018-08-11 10:00 | 45689.234 | 524 | 246 | 1752 | 2373 | 4 | 0.21 | 3.03 | 5 | 637.3562 | 1.395% | 29.2388 | 0.72065 | 74.0534 | 165.5145 | 269.5274 | 0.42288
2018-08-11 11:00 | 48067.4811 | 487 | 215 | 1752 | 2373 | 6.79 | 0.21 | 4.25 | 9.94 | 695.3578 | 1.447% | 47.8361 | 0.65315 | 107.7159 | 341.2252 | 497.4304 | 0.71536
2018-08-11 12:00 | 49631.7002 | 415 | 207 | 1752 | 2373 | 7.93 | 0.33 | 5.79 | 14.55 | 760.4897 | 1.532% | 50.4261 | 1.0467 | 155.4343 | 529.0478 | 735.9549 | 0.96774
2018-08-11 13:00 | 50611.6461 | 358 | 261 | 1752 | 2373 | 15.14 | 0.91 | 7.38 | 18.94 | 831.6243 | 1.643% | 89.0606 | 3.9026 | 212.4551 | 738.5067 | 1043.925 | 1.2553
2018-08-11 14:00 | 51233.6953 | 285 | 211 | 1375 | 2342 | 14.4 | 0.95 | 3.92 | 21.35 | 884.4309 | 1.726% | 70.846 | 3.4603 | 93.0458 | 863.1633 | 1030.5155 | 1.1652
2018-08-11 15:00 | 51696.2083 | 263 | 208 | 1375 | 2342 | 18.45 | 1.19 | 4.93 | 22.34 | 879.3131 | 1.701% | 82.5348 | 4.2101 | 115.3014 | 889.9281 | 1091.9744 | 1.2418
2018-08-11 16:00 | 51701.844 | 248 | 313 | 1375 | 2342 | 21.01 | 1.75 | 5.66 | 24.79 | 834.1816 | 1.613% | 84.0683 | 8.8377 | 125.5665 | 936.7377 | 1155.2101 | 1.3848
2018-08-11 17:00 | 51084.442 | 256 | 330 | 1375 | 2342 | 8.72 | 1.67 | 4.21 | 14.4 | 770.2092 | 1.508% | 33.6571 | 8.309 | 87.278 | 508.4748 | 637.7189 | 0.82798
2018-08-11 18:00 | 49792.6614 | 278 | 438 | 1375 | 2405 | 6.21 | 2.21 | 2 | 11.77 | 720.5439 | 1.447% | 24.9822 | 14.0075 | 39.7949 | 409.6252 | 488.4099 | 0.67784
2018-08-11 19:00 | 48370.2773 | 334 | 387 | 1375 | 2405 | 4.67 | 2.11 | 1.88 | 7.4 | 694.5489 | 1.436% | 22.3969 | 11.7251 | 37.118 | 255.5472 | 326.7872 | 0.4705
2018-08-11 20:00 | 47938.6862 | 266 | 390 | 1375 | 2405 | 2.47 | 2.11 | 1.7 | 7.31 | 671.2768 | 1.4% | 9.2001 | 11.5229 | 32.7316 | 246.1773 | 299.6319 | 0.44636
2018-08-11 21:00 | 46781.191 | 332 | 512 | 1375 | 2405 | 3 | 2.61 | 1.6 | 6.3 | 622.8725 | 1.331% | 13.2613 | 17.7926 | 29.2921 | 201.7361 | 262.0821 | 0.42076
2018-08-11 22:00 | 44566.7662 | 304 | 561 | 1256 | 2507 | 2.31 | 3.95 | 0.91 | 3.75 | 561.023 | 1.259% | 8.8401 | 27.8952 | 14.388 | 118.3464 | 169.4697 | 0.30207
2018-08-11 23:00 | 42169.8772 | 264 | 524 | 1256 | 2507 | 2.31 | 6 | 0.81 | 2.31 | 513.5272 | 1.218% | 7.4264 | 38.2863 | 12.389 | 70.5224 | 128.6241 | 0.25047
2018-08-12 | 39904.9205 | 309 | 405 | 1256 | 2507 | 1.5 | 2.99 | 0.67 | 1.5 | 475.2732 | 1.191% | 5.5203 | 14.4226 | 10.0226 | 44.7881 | 74.7536 | 0.15729
2018-08-12 01:00 | 38280.5774 | 200 | 334 | 1256 | 2507 | 1.21 | 2.31 | 0.66 | 1.21 | 448.4261 | 1.171% | 2.8348 | 9.038 | 9.7106 | 35.5347 | 57.1181 | 0.12737
2018-08-12 02:00 | 36906.2724 | 182 | 243 | 1525 | 2528 | 1 | 2 | 0.76 | 1.11 | 435.2899 | 1.179% | 2.1466 | 5.7321 | 13.6698 | 33.0962 | 54.6447 | 0.12554
2018-08-12 03:00 | 36178.0621 | 202 | 180 | 1525 | 2528 | 1.11 | 1.5 | 0.78 | 1.11 | 430.9117 | 1.191% | 2.6707 | 3.2159 | 14.168 | 33.4228 | 53.4774 | 0.1241
2018-08-12 04:00 | 35921.8404 | 237 | 159 | 1525 | 2528 | 1.2 | 1 | 0.78 | 1.2 | 431.4162 | 1.201% | 3.4156 | 1.9096 | 14.2857 | 36.4331 | 56.044 | 0.12991
2018-08-12 05:00 | 36112.0781 | 387 | 179 | 1525 | 2528 | 1.51 | 1.5 | 0.85 | 1.5 | 440.6386 | 1.22% | 7.1305 | 3.2762 | 15.8168 | 46.2699 | 72.4934 | 0.16452
2018-08-12 06:00 | 36630.3391 | 544 | 199 | 2003 | 2440 | 2.61 | 2.11 | 2.4 | 2.61 | 458.0592 | 1.25% | 17.755 | 5.2507 | 60.1136 | 79.6363 | 162.7556 | 0.35532
2018-08-12 07:00 | 37021.07 | 372 | 207 | 2003 | 2440 | 2.5 | 2.11 | 2.2 | 2.61 | 498.3098 | 1.346% | 12.518 | 5.879 | 59.3136 | 85.7197 | 163.4303 | 0.32797
2018-08-12 08:00 | 39206.3203 | 449 | 258 | 2003 | 2440 | 3 | 2.31 | 2.7 | 3 | 549.2301 | 1.401% | 18.8697 | 8.3489 | 75.7605 | 102.5438 | 205.523 | 0.3742
2018-08-12 09:00 | 42307.3225 | 449 | 274 | 2003 | 2440 | 4.42 | 2.31 | 3.52 | 4.72 | 598.8229 | 1.415% | 28.09 | 8.9587 | 99.7945 | 163.0102 | 299.8533 | 0.50074
2018-08-12 10:00 | 45291.7272 | 524 | 246 | 1752 | 2373 | 5.36 | 2.11 | 3.45 | 6 | 642.8992 | 1.419% | 39.8676 | 7.3679 | 85.798 | 202.1031 | 335.1366 | 0.52129
2018-08-12 11:00 | 48012.6917 | 487 | 215 | 1752 | 2373 | 5.46 | 0.17 | 4.26 | 7.25 | 676.4792 | 1.409% | 37.4645 | 0.51497 | 105.1579 | 242.4009 | 385.5383 | 0.56992
2018-08-12 12:00 | 49629.1523 | 415 | 207 | 1752 | 2373 | 6.94 | 0.4 | 5.18 | 12.12 | 695.8034 | 1.402% | 40.3792 | 1.1609 | 127.237 | 403.2274 | 572.0045 | 0.82208
2018-08-12 13:00 | 50437.7832 | 358 | 261 | 1752 | 2373 | 9.86 | 0.94 | 5.88 | 15.8 | 684.6317 | 1.357% | 47.9138 | 3.3302 | 139.8339 | 508.9274 | 700.0053 | 1.0225
2018-08-12 14:00 | 51151.9755 | 285 | 211 | 1375 | 2342 | 11.52 | 1.01 | 3.41 | 19.76 | 648.9618 | 1.269% | 41.6537 | 2.7037 | 59.4859 | 587.1249 | 690.9683 | 1.0647
2018-08-12 15:00 | 51649.4013 | 263 | 208 | 1375 | 2342 | 15.39 | 1.34 | 4.18 | 24.81 | 632.7264 | 1.225% | 49.5844 | 3.4144 | 70.4092 | 711.8103 | 835.2184 | 1.32
2018-08-12 16:00 | 51978.4599 | 248 | 313 | 1375 | 2342 | 17.28 | 1.98 | 4.61 | 26.54 | 652.7161 | 1.256% | 53.8141 | 7.7823 | 79.5984 | 780.5284 | 921.7233 | 1.4121
2018-08-12 17:00 | 52550.9902 | 256 | 330 | 1375 | 2342 | 10.38 | 1.72 | 4.3 | 22.37 | 672.0297 | 1.279% | 33.9817 | 7.2586 | 75.6099 | 669.9778 | 786.828 | 1.1708
2018-08-12 18:00 | 52011.4973 | 278 | 438 | 1375 | 2405 | 6.44 | 2.28 | 2 | 13.56 | 662.8444 | 1.274% | 22.8162 | 12.7269 | 35.0465 | 415.611 | 486.2006 | 0.73351
2018-08-12 19:00 | 50592.83 | 334 | 387 | 1375 | 2405 | 4.42 | 2.11 | 2 | 11.1 | 654.6281 | 1.294% | 19.1018 | 10.5657 | 35.5827 | 345.417 | 410.6672 | 0.62733
2018-08-12 20:00 | 50109.0276 | 266 | 390 | 1375 | 2405 | 3.63 | 2.11 | 1.74 | 9.52 | 640.2915 | 1.278% | 12.3381 | 10.515 | 30.5713 | 292.5592 | 345.9836 | 0.54035
2018-08-12 21:00 | 48803.6025 | 332 | 512 | 1375 | 2405 | 2.79 | 2.61 | 1.72 | 7.48 | 583.6835 | 1.196% | 11.0782 | 15.9822 | 28.285 | 215.1504 | 270.4958 | 0.46343
2018-08-12 22:00 | 46166.5605 | 304 | 561 | 1256 | 2507 | 1.5 | 3.01 | 0.9 | 3.3 | 514.5504 | 1.115% | 5.0824 | 18.8204 | 12.5989 | 92.208 | 128.7097 | 0.25014
2018-08-12 23:00 | 43025.0022 | 264 | 524 | 1256 | 2507 | 2.31 | 6 | 0.8 | 2.31 | 458.4783 | 1.066% | 6.4985 | 33.5027 | 10.7072 | 61.7112 | 112.4197 | 0.2452
2018-08-13 | 40555.2253 | 309 | 405 | 1256 | 2507 | 2.01 | 3.11 | 0.67 | 2.01 | 431.2444 | 1.063% | 6.6044 | 13.3934 | 8.9483 | 53.583 | 82.5291 | 0.19137
2018-08-13 01:00 | 38883.3079 | 200 | 334 | 1256 | 2507 | 1.5 | 2.61 | 0.6 | 1.5 | 409.5166 | 1.053% | 3.1596 | 9.1811 | 7.9369 | 39.6054 | 59.8829 | 0.14623
2018-08-13 02:00 | 37783.9039 | 182 | 243 | 1525 | 2528 | 1.3 | 2.11 | 0.76 | 1.5 | 404.1771 | 1.07% | 2.5309 | 5.4847 | 12.3979 | 40.5633 | 60.9768 | 0.15087
2018-08-13 03:00 | 37427.3411 | 202 | 180 | 1525 | 2528 | 1.5 | 1.67 | 0.78 | 1.5 | 417.1303 | 1.115% | 3.377 | 3.3502 | 13.2571 | 42.2621 | 62.2463 | 0.14923
2018-08-13 04:00 | 37858.316 | 237 | 159 | 1525 | 2528 | 1.5 | 1.43 | 0.78 | 1.5 | 454.1839 | 1.2% | 4.2649 | 2.7277 | 14.2704 | 45.4924 | 66.7554 | 0.14698
2018-08-13 05:00 | 39495.2015 | 387 | 179 | 1525 | 2528 | 2.01 | 1.5 | 0.85 | 2 | 490.7385 | 1.243% | 9.6652 | 3.3362 | 16.1063 | 62.8222 | 91.9298 | 0.18733
2018-08-13 06:00 | 41856.3837 | 544 | 199 | 2003 | 2440 | 3 | 1.56 | 2.38 | 3 | 527.4759 | 1.26% | 20.5665 | 3.9122 | 60.0757 | 92.2469 | 176.8013 | 0.33518
2018-08-13 07:00 | 42975.5725 | 372 | 207 | 2003 | 2440 | 2.61 | 1.42 | 2.42 | 2.81 | 543.2859 | 1.264% | 12.2741 | 3.7159 | 61.2778 | 86.6768 | 163.9446 | 0.30176
2018-08-13 08:00 | 44711.1754 | 449 | 258 | 2003 | 2440 | 3.09 | 2.11 | 2.79 | 3.09 | 575.1457 | 1.286% | 17.8471 | 7.0027 | 71.8864 | 96.9862 | 193.7224 | 0.33682
2018-08-13 09:00 | 47339.6852 | 449 | 274 | 2003 | 2440 | 4.25 | 2.11 | 3.62 | 4.25 | 638.0522 | 1.348% | 25.7197 | 7.7923 | 97.7283 | 139.7686 | 271.0089 | 0.42474
2018-08-13 10:00 | 50480.7057 | 524 | 246 | 1752 | 2373 | 5.55 | 1.04 | 3.14 | 5.75 | 689.9055 | 1.367% | 39.7455 | 3.4965 | 75.1844 | 186.4789 | 304.9054 | 0.44195
2018-08-13 11:00 | 53640.3414 | 487 | 215 | 1752 | 2373 | 5.93 | 0.18 | 3.85 | 6.13 | 745.1585 | 1.389% | 40.1181 | 0.53761 | 93.7027 | 202.0763 | 336.4347 | 0.45149
2018-08-13 12:00 | 56584.4782 | 415 | 207 | 1752 | 2373 | 7.51 | 0.42 | 4.24 | 8.37 | 800.2642 | 1.414% | 44.0782 | 1.2296 | 105.0597 | 280.9049 | 431.2724 | 0.53891
2018-08-13 13:00 | 58751.8528 | 358 | 261 | 1752 | 2373 | 11.43 | 0.97 | 5.19 | 14.68 | 841.1669 | 1.432% | 58.5855 | 3.6247 | 130.1853 | 498.7517 | 691.1472 | 0.82165
2018-08-13 14:00 | 59832.0644 | 285 | 211 | 1375 | 2342 | 10 | 1.22 | 3.45 | 16.42 | 875.5056 | 1.463% | 41.7032 | 3.7668 | 69.4139 | 562.7105 | 677.5944 | 0.77395
2018-08-13 15:00 | 60136.388 | 263 | 208 | 1375 | 2342 | 12.48 | 2.82 | 4.82 | 20.07 | 906.4143 | 1.507% | 49.472 | 8.841 | 99.8939 | 708.4736 | 866.6805 | 0.95616
2018-08-13 16:00 | 59980.2487 | 248 | 313 | 1375 | 2342 | 16.64 | 2.11 | 5.17 | 20.04 | 913.373 | 1.523% | 62.8413 | 10.057 | 108.2513 | 714.7012 | 895.8508 | 0.98082
2018-08-13 17:00 | 59050.0276 | 256 | 330 | 1375 | 2342 | 10 | 1.51 | 3.4 | 14.05 | 889.6299 | 1.507% | 38.5682 | 7.5072 | 70.4321 | 495.7383 | 612.2459 | 0.6882
2018-08-13 18:00 | 57345.0814 | 278 | 438 | 1375 | 2405 | 7.6 | 2.11 | 1.31 | 10.6 | 845.3019 | 1.474% | 31.144 | 13.623 | 26.5515 | 375.7826 | 447.1011 | 0.52892
2018-08-13 19:00 | 55304.7291 | 334 | 387 | 1375 | 2405 | 5.39 | 2.11 | 1.53 | 8.46 | 800.1853 | 1.447% | 26.0473 | 11.8147 | 30.4384 | 294.3837 | 362.6841 | 0.45325
2018-08-13 20:00 | 54398.1627 | 266 | 390 | 1375 | 2405 | 3.84 | 2.11 | 1.58 | 9.06 | 741.1016 | 1.362% | 13.9157 | 11.2109 | 29.5974 | 296.8498 | 351.5738 | 0.47439
2018-08-13 21:00 | 52542.7294 | 332 | 512 | 1375 | 2405 | 2.11 | 3.5 | 1.37 | 5.4 | 665.7057 | 1.267% | 8.8754 | 22.7043 | 23.8667 | 164.5427 | 219.9891 | 0.33046
2018-08-13 22:00 | 49063.8388 | 304 | 561 | 1256 | 2507 | 3 | 4.01 | 0.9 | 3.23 | 575.1862 | 1.172% | 10.6916 | 26.3727 | 13.2519 | 94.9301 | 145.2463 | 0.25252
2018-08-13 23:00 | 45348.4101 | 264 | 524 | 1256 | 2507 | 2.61 | 6 | 0.8 | 2.61 | 508.6813 | 1.122% | 7.7291 | 35.2668 | 11.271 | 73.397 | 127.664 | 0.25097
2018-08-14 | 42365.5586 | 309 | 405 | 1256 | 2507 | 2.31 | 4.01 | 0.66 | 2.59 | 478.8778 | 1.13% | 8.0683 | 18.3574 | 9.3701 | 73.3949 | 109.1907 | 0.22801
2018-08-14 01:00 | 40348.0657 | 200 | 334 | 1256 | 2507 | 1.82 | 4.01 | 0.71 | 2.31 | 454.2547 | 1.126% | 4.0981 | 15.0788 | 10.0398 | 65.1993 | 94.416 | 0.20785
2018-08-14 02:00 | 39020.7356 | 182 | 243 | 1525 | 2528 | 1.5 | 3.14 | 0.75 | 2.11 | 439.8951 | 1.127% | 3.0776 | 8.6018 | 12.8939 | 60.133 | 84.7064 | 0.19256
2018-08-14 03:00 | 38313.7298 | 202 | 180 | 1525 | 2528 | 1.5 | 2.61 | 0.77 | 2.11 | 422.4409 | 1.103% | 3.3408 | 5.1799 | 12.9471 | 58.8127 | 80.2805 | 0.19004
2018-08-14 04:00 | 38380.3707 | 237 | 159 | 1525 | 2528 | 1.91 | 2.61 | 0.77 | 2.11 | 417.5261 | 1.088% | 4.9244 | 4.5145 | 12.7742 | 58.0275 | 80.2407 | 0.19218
2018-08-14 05:00 | 39681.7308 | 387 | 179 | 1525 | 2528 | 2.31 | 2.33 | 0.84 | 2.31 | 446.7698 | 1.126% | 10.0651 | 4.6957 | 14.4226 | 65.7479 | 94.9313 | 0.21248
2018-08-14 06:00 | 41793.7474 | 544 | 199 | 2003 | 2440 | 3.43 | 2.61 | 2.8 | 3.11 | 454.3584 | 1.087% | 20.2852 | 5.6465 | 60.9714 | 82.4969 | 169.4001 | 0.37283
2018-08-14 07:00 | 42643.9677 | 372 | 207 | 2003 | 2440 | 3 | 2.61 | 2.7 | 4 | 482.8826 | 1.132% | 12.6371 | 6.1178 | 61.2391 | 110.5182 | 190.5122 | 0.39453
2018-08-14 08:00 | 44360.136 | 449 | 258 | 2003 | 2440 | 3.27 | 2.61 | 2.97 | 3.47 | 517.9969 | 1.168% | 17.1446 | 7.8631 | 69.4659 | 98.8675 | 193.3412 | 0.37325
2018-08-14 09:00 | 47199.1031 | 449 | 274 | 2003 | 2440 | 3.81 | 2.61 | 3.5 | 4 | 581.9274 | 1.233% | 21.0914 | 8.8171 | 86.4339 | 120.333 | 236.6755 | 0.40671
2018-08-14 10:00 | 50399.9583 | 524 | 246 | 1752 | 2373 | 5.73 | 1 | 3.45 | 5.75 | 650.1697 | 1.29% | 38.7331 | 3.1734 | 77.974 | 176.02 | 295.9006 | 0.45511
2018-08-14 11:00 | 53274.4521 | 487 | 215 | 1752 | 2373 | 5.34 | 0.39 | 4.38 | 5.54 | 718.2709 | 1.348% | 35.0622 | 1.1305 | 103.4612 | 177.2461 | 316.9001 | 0.4412
2018-08-14 12:00 | 56310.6702 | 415 | 207 | 1752 | 2373 | 6.72 | 0.02 | 4.22 | 10.11 | 782.9979 | 1.39% | 38.7782 | 0.057567 | 102.8055 | 333.5944 | 475.2357 | 0.60694
2018-08-14 13:00 | 59058.4716 | 358 | 261 | 1752 | 2373 | 8.56 | 0.54 | 4.82 | 15 | 845.0649 | 1.431% | 43.8495 | 2.0167 | 120.834 | 509.3272 | 676.0274 | 0.79997
2018-08-14 14:00 | 60920.9052 | 285 | 211 | 1375 | 2342 | 9.34 | 1.69 | 3.01 | 17.26 | 902.8578 | 1.482% | 39.4498 | 5.2847 | 61.337 | 599.0743 | 705.1458 | 0.78102
2018-08-14 15:00 | 62287.8925 | 263 | 208 | 1375 | 2342 | 13.44 | 2.55 | 4.99 | 22.26 | 927.6086 | 1.489% | 52.64 | 7.8989 | 102.1796 | 776.3779 | 939.0965 | 1.0124
2018-08-14 16:00 | 62936.4534 | 248 | 313 | 1375 | 2342 | 17.28 | 1.91 | 5.26 | 22.02 | 936.1911 | 1.488% | 63.7467 | 8.8928 | 107.5847 | 767.1256 | 947.3498 | 1.0119
2018-08-14 17:00 | 62625.7464 | 256 | 330 | 1375 | 2342 | 10 | 1.3 | 2.82 | 15.84 | 915.3745 | 1.462% | 37.4185 | 6.2705 | 56.6758 | 542.2355 | 642.6003 | 0.70201
2018-08-14 18:00 | 61440.2519 | 278 | 438 | 1375 | 2405 | 5 | 2.61 | 1.48 | 14.49 | 875.4282 | 1.425% | 19.8053 | 16.2885 | 28.9956 | 496.5363 | 561.6258 | 0.64154
2018-08-14 19:00 | 59281.178 | 334 | 387 | 1375 | 2405 | 5.28 | 2.11 | 1.75 | 10.06 | 854.9005 | 1.442% | 25.4319 | 11.7758 | 34.7008 | 348.9087 | 420.8173 | 0.49224
2018-08-14 20:00 | 57935.2431 | 266 | 390 | 1375 | 2405 | 5 | 2.11 | 1.85 | 10.81 | 797.633 | 1.377% | 18.311 | 11.3294 | 35.0215 | 357.9325 | 422.5944 | 0.52981
2018-08-14 21:00 | 55941.372 | 332 | 512 | 1375 | 2405 | 2.79 | 3.01 | 1.43 | 6.1 | 709.5132 | 1.268% | 11.7482 | 19.5463 | 24.9383 | 186.0683 | 242.3009 | 0.3415
2018-08-14 22:00 | 52224.8402 | 304 | 561 | 1256 | 2507 | 2.33 | 6 | 0.89 | 2.97 | 625.242 | 1.197% | 8.4801 | 40.2982 | 13.3829 | 89.1419 | 151.303 | 0.24199
2018-08-14 23:00 | 48147.2786 | 264 | 524 | 1256 | 2507 | 2.5 | 6 | 0.79 | 2.61 | 546.6194 | 1.135% | 7.493 | 35.6941 | 11.265 | 74.2862 | 128.7382 | 0.23552
2018-08-15 | 44922.7806 | 309 | 405 | 1256 | 2507 | 2 | 3.5 | 0.71 | 2 | 491.4082 | 1.094% | 6.7603 | 15.506 | 9.7549 | 54.8479 | 86.8691 | 0.17678
2018-08-15 01:00 | 42687.2242 | 200 | 334 | 1256 | 2507 | 1.53 | 3.5 | 0.71 | 1.53 | 459.3628 | 1.076% | 3.2929 | 12.5798 | 9.5963 | 41.2766 | 66.7456 | 0.1453
2018-08-15 02:00 | 41176.6621 | 182 | 243 | 1525 | 2528 | 1.53 | 2.31 | 0.81 | 1.53 | 456.8206 | 1.109% | 3.0893 | 6.2275 | 13.7041 | 42.9104 | 65.9313 | 0.14433
2018-08-15 03:00 | 40365.9726 | 202 | 180 | 1525 | 2528 | 1.53 | 2 | 0.76 | 1.53 | 432.2949 | 1.071% | 3.3098 | 3.8554 | 12.4122 | 41.4222 | 60.9996 | 0.14111
2018-08-15 04:00 | 40445.7285 | 237 | 159 | 1525 | 2528 | 1.53 | 1.5 | 0.76 | 1.53 | 439.2692 | 1.086% | 3.9382 | 2.5903 | 12.5876 | 42.0075 | 61.1235 | 0.13915
2018-08-15 05:00 | 41847.2425 | 387 | 179 | 1525 | 2528 | 2.01 | 1.5 | 0.83 | 2 | 462.5147 | 1.105% | 8.5974 | 2.9676 | 13.9896 | 55.8812 | 81.4358 | 0.17607
2018-08-15 06:00 | 43987.6188 | 544 | 199 | 2003 | 2440 | 3.13 | 2.11 | 2.68 | 3 | 474.4765 | 1.079% | 18.3665 | 4.5292 | 57.9029 | 78.9579 | 159.7564 | 0.3367
2018-08-15 07:00 | 44494.834 | 372 | 207 | 2003 | 2440 | 3.41 | 2.11 | 2.45 | 4 | 505.1836 | 1.135% | 14.4025 | 4.959 | 55.7169 | 110.8127 | 185.891 | 0.36797
2018-08-15 08:00 | 46508.0436 | 449 | 258 | 2003 | 2440 | 4.64 | 2.31 | 3.26 | 5 | 555.4998 | 1.194% | 24.884 | 7.1185 | 77.9928 | 145.7188 | 255.7141 | 0.46033
2018-08-15 09:00 | 49846.8597 | 449 | 274 | 2003 | 2440 | 4.47 | 2.11 | 3.57 | 5 | 624.1895 | 1.252% | 25.1323 | 7.2396 | 89.5422 | 152.7701 | 274.6842 | 0.44007
2018-08-15 10:00 | 53596.68 | 524 | 246 | 1752 | 2373 | 6.02 | 0.3 | 2 | 6.64 | 704.295 | 1.314% | 41.4519 | 0.96978 | 46.0448 | 207.0535 | 295.52 | 0.4196
2018-08-15 11:00 | 57218.2545 | 487 | 215 | 1752 | 2373 | 7.34 | 0.54 | 2.2 | 10.81 | 778.8903 | 1.361% | 48.6594 | 1.5804 | 52.4685 | 349.1927 | 451.901 | 0.58019
2018-08-15 12:00 | 60597.2714 | 415 | 207 | 1752 | 2373 | 10.91 | 0.82 | 4.48 | 16.58 | 863.2252 | 1.425% | 64.4976 | 2.418 | 111.8106 | 560.4712 | 739.1975 | 0.85632
2018-08-15 13:00 | 63595.7083 | 358 | 261 | 1752 | 2373 | 16.28 | 1.59 | 12 | 25.76 | 931.1534 | 1.464% | 85.3357 | 6.0762 | 307.8285 | 895.0288 | 1294.2692 | 1.39
2018-08-15 14:00 | 66012.5097 | 285 | 211 | 1375 | 2342 | 23.6 | 2.53 | 12 | 35.24 | 971.7589 | 1.472% | 99.0123 | 7.8584 | 242.8937 | 1214.9407 | 1564.7052 | 1.6102
2018-08-15 15:00 | 67093.4218 | 263 | 208 | 1375 | 2342 | 34.28 | 3.08 | 12 | 45.37 | 990.1864 | 1.476% | 133.0557 | 9.4548 | 243.5123 | 1568.1684 | 1954.1912 | 1.9736
2018-08-15 16:00 | 67598.6399 | 248 | 313 | 1375 | 2342 | 48.47 | 3.23 | 12 | 60.91 | 996.5674 | 1.474% | 177.2121 | 14.9044 | 243.2499 | 2103.0238 | 2538.3903 | 2.5471
2018-08-15 17:00 | 67530.302 | 256 | 330 | 1375 | 2342 | 12.49 | 2.24 | 5 | 24.88 | 1001.3714 | 1.483% | 47.4132 | 10.9612 | 101.9458 | 864.0398 | 1024.3599 | 1.023
2018-08-15 18:00 | 66491.8431 | 278 | 438 | 1375 | 2405 | 9.64 | 2.34 | 2 | 18.34 | 976.4889 | 1.469% | 39.3569 | 15.0518 | 40.3861 | 647.7588 | 742.5536 | 0.76043
2018-08-15 19:00 | 64140.6868 | 334 | 387 | 1375 | 2405 | 7.67 | 2.11 | 1.22 | 12.74 | 942.6238 | 1.47% | 37.6484 | 12.0005 | 24.6529 | 450.2869 | 524.5886 | 0.55652
2018-08-15 20:00 | 62161.0787 | 266 | 390 | 1375 | 2405 | 5.76 | 2.11 | 1.39 | 13.24 | 883.6629 | 1.422% | 21.7807 | 11.6981 | 27.1697 | 452.659 | 513.3075 | 0.58089
2018-08-15 21:00 | 59358.4798 | 332 | 512 | 1375 | 2405 | 4.02 | 3.5 | 1.42 | 8.11 | 785.1478 | 1.323% | 17.6536 | 23.7032 | 25.8262 | 257.991 | 325.1739 | 0.41416
2018-08-15 22:00 | 55128.3151 | 304 | 561 | 1256 | 2507 | 1.05 | 2.61 | 0.88 | 2.75 | 687.4428 | 1.247% | 3.9804 | 18.2585 | 13.7827 | 85.9704 | 121.992 | 0.17746
2018-08-15 23:00 | 50835.3021 | 264 | 524 | 1256 | 2507 | 2.21 | 4.01 | 0.78 | 2.29 | 594.7618 | 1.17% | 6.8261 | 24.584 | 11.462 | 67.1688 | 110.041 | 0.18502
2018-08-16 | 47227.1136 | 309 | 405 | 1256 | 2507 | 2.01 | 2.31 | 0.7 | 2.06 | 530.859 | 1.124% | 6.9814 | 10.5161 | 9.8827 | 58.051 | 85.4311 | 0.16093
2018-08-16 01:00 | 44603.1666 | 200 | 334 | 1256 | 2507 | 1.33 | 2.11 | 0.7 | 1.53 | 507.8635 | 1.139% | 3.0287 | 8.0244 | 10.0108 | 43.6744 | 64.7383 | 0.12747
2018-08-16 02:00 | 42865.4645 | 182 | 243 | 1525 | 2528 | 1 | 1.5 | 0.8 | 1.53 | 498.9631 | 1.164% | 2.1185 | 4.2429 | 14.2011 | 45.0225 | 65.5849 | 0.13144
2018-08-16 03:00 | 41819.3434 | 202 | 180 | 1525 | 2528 | 1 | 0.47 | 0.75 | 1.53 | 472.0097 | 1.129% | 2.2799 | 0.95487 | 12.9094 | 43.6558 | 59.8 | 0.12669
2018-08-16 04:00 | 41585.0996 | 237 | 159 | 1525 | 2528 | 1.33 | 0.11 | 0.75 | 1.53 | 465.0867 | 1.118% | 3.5253 | 0.19561 | 12.7917 | 43.2578 | 59.7704 | 0.12851
2018-08-16 05:00 | 42822.3086 | 387 | 179 | 1525 | 2528 | 2 | 0.19 | 0.82 | 2 | 506.6738 | 1.183% | 9.158 | 0.40241 | 14.7959 | 59.8226 | 84.1789 | 0.16614
2018-08-16 06:00 | 44899.5384 | 544 | 199 | 2003 | 2440 | 3.47 | 0.07 | 3.17 | 3.47 | 521.317 | 1.161% | 21.9174 | 0.16174 | 73.7225 | 98.3058 | 194.1075 | 0.37234
2018-08-16 07:00 | 45431.7337 | 372 | 207 | 2003 | 2440 | 3.22 | 0.07 | 3.7 | 4 | 564.006 | 1.241% | 14.8704 | 0.17988 | 92.0041 | 121.1642 | 228.2186 | 0.40464
2018-08-16 08:00 | 47444.5348 | 449 | 258 | 2003 | 2440 | 4.74 | 0.32 | 4 | 5.24 | 614.5704 | 1.295% | 27.5683 | 1.0694 | 103.783 | 165.6176 | 298.0384 | 0.48495
2018-08-16 09:00 | 51039.7125 | 449 | 274 | 2003 | 2440 | 4.73 | 0.26 | 4.42 | 6 | 675.0509 | 1.323% | 28.089 | 0.94222 | 117.0932 | 193.6285 | 339.7529 | 0.5033
2018-08-16 10:00 | 55025.8131 | 524 | 246 | 1752 | 2373 | 8.11 | 0.08 | 2 | 10.42 | 752.2584 | 1.367% | 58.0969 | 0.26905 | 47.9032 | 338.0384 | 444.3076 | 0.59063
2018-08-16 11:00 | 58925.2015 | 487 | 215 | 1752 | 2373 | 10.32 | 0.32 | 3.57 | 12.95 | 835.3115 | 1.418% | 71.2453 | 0.97529 | 88.6645 | 435.6271 | 596.5122 | 0.71412
2018-08-16 12:00 | 62514.7298 | 415 | 207 | 1752 | 2373 | 15.12 | 0.84 | 6.7 | 20.26 | 899.7457 | 1.439% | 90.3103 | 2.5026 | 168.9454 | 691.9498 | 953.708 | 1.06
2018-08-16 13:00 | 65804.3326 | 358 | 261 | 1752 | 2373 | 21.58 | 1.79 | 16.8 | 31.49 | 947.3835 | 1.44% | 111.2259 | 6.7261 | 423.7549 | 1075.8253 | 1617.5321 | 1.7074
2018-08-16 14:00 | 67992.636 | 285 | 211 | 1375 | 2342 | 32.91 | 3.55 | 18.55 | 44.89 | 992.108 | 1.459% | 136.8579 | 10.9297 | 372.172 | 1534.0291 | 2053.9886 | 2.0703
2018-08-16 15:00 | 69101.6516 | 263 | 208 | 1375 | 2342 | 43.73 | 3.93 | 22.25 | 55.8 | 1014.6641 | 1.468% | 168.8765 | 12.003 | 449.2278 | 1918.9116 | 2549.0188 | 2.5122
2018-08-16 16:00 | 69087.7181 | 248 | 313 | 1375 | 2342 | 51.42 | 3.23 | 24 | 63.6 | 1044.4633 | 1.512% | 192.7863 | 15.2841 | 498.8917 | 2251.8338 | 2958.7958 | 2.8328
2018-08-16 17:00 | 68358.3815 | 256 | 330 | 1375 | 2342 | 15.25 | 2.31 | 9.02 | 31.38 | 1051.9776 | 1.539% | 60.0793 | 11.7312 | 190.864 | 1130.979 | 1393.6534 | 1.3248
2018-08-16 18:00 | 66901.7343 | 278 | 438 | 1375 | 2405 | 7.76 | 2.4 | 2 | 17.68 | 1020.248 | 1.525% | 32.8984 | 16.0307 | 41.9374 | 648.4339 | 739.3004 | 0.72463
2018-08-16 19:00 | 64429.0273 | 334 | 387 | 1375 | 2405 | 8.11 | 2.11 | 1.66 | 14.97 | 979.746 | 1.521% | 41.1907 | 12.4172 | 34.709 | 547.4807 | 635.7977 | 0.64894
2018-08-16 20:00 | 62713.2845 | 266 | 390 | 1375 | 2405 | 5.76 | 2.11 | 1.55 | 14.19 | 924.7832 | 1.475% | 22.5936 | 12.1347 | 31.4279 | 503.2432 | 569.3992 | 0.61571
2018-08-16 21:00 | 60009.0738 | 332 | 512 | 1375 | 2405 | 5.36 | 3.5 | 1.54 | 11.54 | 826.4398 | 1.377% | 24.5074 | 24.6793 | 29.162 | 382.2216 | 460.5703 | 0.55729
2018-08-16 22:00 | 55699.2806 | 304 | 561 | 1256 | 2507 | 2.03 | 3.11 | 0.87 | 4 | 715.0756 | 1.284% | 7.9227 | 22.3988 | 14.0285 | 128.741 | 173.091 | 0.24206
2018-08-16 23:00 | 51422.6748 | 264 | 524 | 1256 | 2507 | 2.11 | 4.01 | 0.77 | 3.22 | 611.5532 | 1.189% | 6.6247 | 24.9894 | 11.5016 | 96.0041 | 139.1198 | 0.22749
2018-08-17 | 47840.3733 | 309 | 405 | 1256 | 2507 | 1.51 | 2.31 | 0.69 | 1.51 | 545.0168 | 1.139% | 5.3156 | 10.6582 | 9.8731 | 43.1267 | 68.9736 | 0.12655
2018-08-17 01:00 | 45345.8532 | 200 | 334 | 1256 | 2507 | 0.01 | 2 | 0.69 | 1.11 | 507.8723 | 1.12% | 0.0224 | 7.4816 | 9.7063 | 31.1669 | 48.3773 | 0.095255
2018-08-17 02:00 | 43617.9163 | 182 | 243 | 1525 | 2528 | 0.01 | 1.5 | 0.79 | 1.11 | 476.3569 | 1.092% | 0.019876 | 3.9808 | 13.1572 | 30.6456 | 47.8034 | 0.10035
2018-08-17 03:00 | 42422.7392 | 202 | 180 | 1525 | 2528 | 0.16 | 0.59 | 0.75 | 1.11 | 448.5106 | 1.057% | 0.3417 | 1.1228 | 12.0922 | 29.667 | 43.2237 | 0.096372
2018-08-17 04:00 | 42031.3864 | 237 | 159 | 1525 | 2528 | 1 | 0.44 | 0.75 | 1.01 | 437.9493 | 1.042% | 2.4694 | 0.72895 | 11.9174 | 26.6041 | 41.7199 | 0.095262
2018-08-17 05:00 | 42976.8499 | 387 | 179 | 1525 | 2528 | 1.51 | 0.42 | 0.81 | 1.51 | 464.3523 | 1.08% | 6.3139 | 0.8123 | 13.3465 | 41.2446 | 61.7174 | 0.13291
2018-08-17 06:00 | 44984.7099 | 544 | 199 | 2003 | 2440 | 3.55 | 0.01 | 3.25 | 3.55 | 480.5026 | 1.068% | 20.628 | 0.021256 | 69.5337 | 92.5228 | 182.7058 | 0.38024
2018-08-17 07:00 | 45471.9886 | 372 | 207 | 2003 | 2440 | 3.75 | 0.01 | 3.45 | 4.42 | 523.9551 | 1.152% | 16.074 | 0.023852 | 79.6251 | 124.2688 | 219.9918 | 0.41987
2018-08-17 08:00 | 47528.4824 | 449 | 258 | 2003 | 2440 | 3.79 | 0.16 | 3.45 | 5.04 | 583.5077 | 1.228% | 20.8919 | 0.5068 | 84.8384 | 150.9778 | 257.2149 | 0.44081
2018-08-17 09:00 | 50998.5303 | 449 | 274 | 2003 | 2440 | 5.04 | 0.24 | 4.23 | 6.14 | 663.5657 | 1.301% | 29.4444 | 0.85563 | 110.2421 | 194.9326 | 335.4748 | 0.50556
2018-08-17 10:00 | 54673.8831 | 524 | 246 | 1752 | 2373 | 8.11 | 0.25 | 2.03 | 10.49 | 748.0974 | 1.368% | 58.1474 | 0.8415 | 48.6641 | 340.6053 | 448.2583 | 0.5992
2018-08-17 11:00 | 58080.6692 | 487 | 215 | 1752 | 2373 | 12.68 | 0.48 | 4.75 | 15.77 | 837.537 | 1.442% | 89.0473 | 1.4882 | 120.0052 | 539.6371 | 750.1778 | 0.8957
2018-08-17 12:00 | 61563.4469 | 415 | 207 | 1752 | 2373 | 17.72 | 1.14 | 6.81 | 22.02 | 921.3572 | 1.497% | 110.0568 | 3.5317 | 178.5609 | 782.0241 | 1074.1735 | 1.1659
2018-08-17 13:00 | 65187.1064 | 358 | 261 | 1752 | 2373 | 34.87 | 2.44 | 30.39 | 41.68 | 988.4507 | 1.516% | 189.2903 | 9.6566 | 807.3431 | 1499.7496 | 2506.0396 | 2.5353
2018-08-17 14:00 | 67987.8138 | 285 | 211 | 1375 | 2342 | 54.26 | 2.85 | 40 | 66.45 | 1027.5532 | 1.511% | 233.7211 | 9.0887 | 831.2582 | 2352.0965 | 3426.1645 | 3.3343
2018-08-17 15:00 | 69140.2363 | 263 | 208 | 1375 | 2342 | 109.71 | 4 | 60 | 123.77 | 1049.8144 | 1.518% | 438.1105 | 12.633 | 1252.6669 | 4401.3302 | 6104.7405 | 5.8151
2018-08-17 16:00 | 69456.1686 | 248 | 313 | 1375 | 2342 | 116.62 | 7.37 | 60 | 126.63 | 1085.0885 | 1.562% | 451.8342 | 36.0385 | 1288.8676 | 4633.1659 | 6409.9062 | 5.9073
2018-08-17 17:00 | 69222.2903 | 256 | 330 | 1375 | 2342 | 42.65 | 3.65 | 35.39 | 54.24 | 1081.2564 | 1.562% | 170.5461 | 18.8144 | 760.0917 | 1984.2177 | 2933.6698 | 2.7132
2018-08-17 18:00 | 67783.8157 | 278 | 438 | 1375 | 2405 | 11.86 | 2.11 | 8 | 23.37 | 1035.2207 | 1.527% | 50.3543 | 14.1144 | 167.9963 | 858.3822 | 1090.8472 | 1.0537
2018-08-17 19:00 | 64816.5878 | 334 | 387 | 1375 | 2405 | 9.03 | 2.11 | 4.19 | 16.25 | 971.063 | 1.498% | 45.1851 | 12.2336 | 86.3133 | 585.5037 | 729.2358 | 0.75097
2018-08-17 20:00 | 62490.9583 | 266 | 390 | 1375 | 2405 | 5 | 2.11 | 1.69 | 10.89 | 908.3681 | 1.454% | 19.3329 | 11.9617 | 33.778 | 380.7042 | 445.7767 | 0.49074
2018-08-17 21:00 | 59608.5481 | 332 | 512 | 1375 | 2405 | 8.31 | 4 | 1.51 | 10 | 833.9954 | 1.399% | 38.6006 | 28.654 | 29.0492 | 336.4885 | 432.7923 | 0.51894
2018-08-17 22:00 | 55747.5875 | 304 | 561 | 1256 | 2507 | 2.31 | 3.11 | 0.86 | 4.04 | 749.4899 | 1.344% | 9.4412 | 23.4565 | 14.522 | 136.1681 | 183.5878 | 0.24495
2018-08-17 23:00 | 51985.6126 | 264 | 524 | 1256 | 2507 | 2.01 | 3.11 | 0.97 | 2.01 | 670.3857 | 1.29% | 6.8429 | 21.0152 | 15.711 | 64.9818 | 108.5509 | 0.16192
2018-08-18 | 48644.8284 | 309 | 405 | 1256 | 2507 | 2 | 2.11 | 0.68 | 2.11 | 597.0262 | 1.227% | 7.5848 | 10.488 | 10.4823 | 64.9222 | 93.4774 | 0.15657
2018-08-18 01:00 | 45970.235 | 200 | 334 | 1256 | 2507 | 1 | 1.5 | 0.68 | 1.5 | 534.4148 | 1.163% | 2.325 | 5.8242 | 9.9289 | 43.7167 | 61.7949 | 0.11563
2018-08-18 02:00 | 43868.79 | 182 | 243 | 1525 | 2528 | 0.04 | 0.47 | 0.78 | 1.5 | 491.5353 | 1.12% | 0.08157 | 1.2797 | 13.328 | 42.4881 | 57.1773 | 0.11632
2018-08-18 03:00 | 42381.8779 | 202 | 180 | 1525 | 2528 | 0.3 | 0.05 | 0.75 | 1.21 | 505.9294 | 1.194% | 0.72341 | 0.10744 | 13.6534 | 36.5151 | 50.9993 | 0.1008
2018-08-18 04:00 | 41494.1132 | 237 | 159 | 1525 | 2528 | 1 | 0.16 | 0.75 | 1.21 | 504.6018 | 1.216% | 2.8821 | 0.30937 | 13.9089 | 37.1984 | 54.2988 | 0.10761
2018-08-18 05:00 | 41305.8281 | 387 | 179 | 1525 | 2528 | 1.5 | 0.01 | 0.8 | 1.5 | 502.8965 | 1.217% | 7.0676 | 0.021793 | 14.8534 | 46.1674 | 68.1102 | 0.13544
2018-08-18 06:00 | 41678.068 | 544 | 199 | 2003 | 2440 | 2.71 | 0.01 | 2.7 | 2.31 | 512.8513 | 1.231% | 18.1406 | 0.024487 | 66.547 | 69.3563 | 154.0684 | 0.30042
2018-08-18 07:00 | 41987.8323 | 372 | 207 | 2003 | 2440 | 2.21 | 0.01 | 2.48 | 2.61 | 556.5356 | 1.325% | 10.8969 | 0.027437 | 65.8419 | 84.4112 | 161.1774 | 0.28961
2018-08-18 08:00 | 44814.5827 | 449 | 258 | 2003 | 2440 | 3.16 | 0.21 | 2.86 | 3.31 | 628.7275 | 1.403% | 19.9057 | 0.76012 | 80.3693 | 113.3081 | 214.3432 | 0.34092
2018-08-18 09:00 | 48799.3766 | 449 | 274 | 2003 | 2440 | 3.06 | 0.17 | 3.45 | 4.56 | 701.2908 | 1.437% | 19.7448 | 0.6694 | 99.3079 | 159.8963 | 279.6184 | 0.39872
2018-08-18 10:00 | 53141.7701 | 524 | 246 | 1752 | 2373 | 7.27 | 0.17 | 2 | 8 | 779.6303 | 1.467% | 55.888 | 0.61353 | 51.4064 | 278.5098 | 386.4176 | 0.49564
2018-08-18 11:00 | 57293.3746 | 487 | 215 | 1752 | 2373 | 10.01 | 0.57 | 3.44 | 11.95 | 865.5697 | 1.511% | 73.648 | 1.8514 | 91.0521 | 428.4136 | 594.9652 | 0.68737
2018-08-18 12:00 | 61073.3574 | 415 | 207 | 1752 | 2373 | 20.61 | 2.31 | 7.67 | 25.12 | 944.4741 | 1.546% | 132.2709 | 7.3947 | 207.8106 | 921.8402 | 1269.3165 | 1.3439
2018-08-18 13:00 | 64093.9401 | 358 | 261 | 1752 | 2373 | 31.89 | 2.14 | 25 | 35.41 | 1014.5544 | 1.583% | 180.7157 | 8.8412 | 693.318 | 1330.0931 | 2212.968 | 2.1812
2018-08-18 14:00 | 66180.6897 | 285 | 211 | 1375 | 2342 | 38.9 | 2.61 | 28.95 | 44.02 | 1068.4071 | 1.614% | 178.9781 | 8.8905 | 642.6237 | 1664.3413 | 2494.8337 | 2.3351
2018-08-18 15:00 | 67776.2233 | 263 | 208 | 1375 | 2342 | 50.47 | 2.61 | 41.05 | 56.16 | 1097.7979 | 1.62% | 214.9978 | 8.7932 | 914.2414 | 2130.3896 | 3268.4221 | 2.9773
2018-08-18 16:00 | 68400.6731 | 248 | 313 | 1375 | 2342 | 40.91 | 5.24 | 32.96 | 49.02 | 1104.7781 | 1.615% | 163.8686 | 26.4905 | 731.9891 | 1854.2782 | 2776.6264 | 2.5133
2018-08-18 17:00 | 67984.6126 | 256 | 330 | 1375 | 2342 | 18.26 | 2.77 | 13.26 | 23.59 | 1085.5329 | 1.597% | 74.6403 | 14.5957 | 291.1244 | 882.1597 | 1262.5201 | 1.163
2018-08-18 18:00 | 65500.8893 | 278 | 438 | 1375 | 2405 | 8.09 | 2.31 | 4.19 | 12.77 | 1031.8186 | 1.575% | 35.4282 | 15.9383 | 90.7555 | 483.7958 | 625.9178 | 0.60662
2018-08-18 19:00 | 61586.5084 | 334 | 387 | 1375 | 2405 | 8.31 | 2.11 | 2 | 9.62 | 970.2601 | 1.575% | 43.727 | 12.8646 | 43.3247 | 364.496 | 464.4123 | 0.47865
2018-08-18 20:00 | 59045.8395 | 266 | 390 | 1375 | 2405 | 6 | 1.85 | 1.5 | 8.42 | 907.2587 | 1.537% | 24.5231 | 11.0861 | 31.691 | 311.1494 | 378.4496 | 0.41714
2018-08-18 21:00 | 56332.9902 | 332 | 512 | 1375 | 2405 | 7.21 | 3.5 | 1.56 | 7.31 | 820.7189 | 1.457% | 34.8743 | 26.1078 | 31.2506 | 256.1322 | 348.3648 | 0.42446
2018-08-18 22:00 | 53067.6816 | 304 | 561 | 1256 | 2507 | 2.31 | 2.61 | 0.85 | 2.31 | 732.8804 | 1.381% | 9.6981 | 20.2212 | 14.7439 | 79.9778 | 124.641 | 0.17007
2018-08-18 23:00 | 49594.2116 | 264 | 524 | 1256 | 2507 | 2.11 | 3.98 | 0.96 | 2.11 | 634.1037 | 1.279% | 7.1222 | 26.6651 | 15.4167 | 67.6342 | 116.8382 | 0.18426
2018-08-19 | 46520.319 | 309 | 405 | 1256 | 2507 | 1.5 | 2.11 | 0.67 | 1.5 | 572.8886 | 1.231% | 5.7079 | 10.5236 | 10.3632 | 46.3098 | 72.9045 | 0.12726
2018-08-19 01:00 | 44040.859 | 200 | 334 | 1256 | 2507 | 0.01 | 2 | 0.67 | 1.11 | 535.5282 | 1.216% | 0.02432 | 8.1227 | 10.2327 | 33.8379 | 52.2177 | 0.097507
2018-08-19 02:00 | 42161.7054 | 182 | 243 | 1525 | 2528 | 0.23 | 1.3 | 0.77 | 1.01 | 506.2358 | 1.201% | 0.50261 | 3.793 | 14.0992 | 30.6572 | 49.0521 | 0.096896
2018-08-19 03:00 | 40840.039 | 202 | 180 | 1525 | 2528 | 0.68 | 1.01 | 0.75 | 1.01 | 464.3293 | 1.137% | 1.5617 | 2.067 | 13.0038 | 29.0294 | 45.6619 | 0.09834
2018-08-19 04:00 | 40076.3802 | 237 | 159 | 1525 | 2528 | 1 | 0.61 | 0.75 | 1.01 | 468.8338 | 1.17% | 2.7725 | 1.1346 | 13.3802 | 29.8696 | 47.1569 | 0.10058
2018-08-19 05:00 | 39714.0755 | 387 | 179 | 1525 | 2528 | 1.21 | 1.08 | 0.79 | 1.21 | 496.19 | 1.249% | 5.8506 | 2.4154 | 15.0522 | 38.2178 | 61.536 | 0.12402
2018-08-19 06:00 | 39976.5368 | 544 | 199 | 2003 | 2440 | 2.6 | 1.31 | 2 | 2.25 | 487.3955 | 1.219% | 17.2444 | 3.1783 | 48.8413 | 66.9343 | 136.1984 | 0.27944
2018-08-19 07:00 | 40107.0221 | 372 | 207 | 2003 | 2440 | 2.11 | 0.54 | 2 | 2.31 | 494.2198 | 1.232% | 9.6722 | 1.3774 | 49.364 | 69.4547 | 129.8683 | 0.26277
2018-08-19 08:00 | 42576.3564 | 449 | 258 | 2003 | 2440 | 2.66 | 0.18 | 2.54 | 3 | 596.091 | 1.4% | 16.7214 | 0.65018 | 71.2293 | 102.4838 | 191.0847 | 0.32056
2018-08-19 09:00 | 46369.9703 | 449 | 274 | 2003 | 2440 | 3.74 | 0.42 | 2.84 | 4.5 | 690.999 | 1.49% | 25.0241 | 1.7149 | 84.7695 | 163.6225 | 275.131 | 0.39816
2018-08-19 10:00 | 50206.3789 | 524 | 246 | 1752 | 2373 | 4.96 | 0.01 | 2 | 6.5 | 750.2348 | 1.494% | 38.8375 | 0.03676 | 52.3603 | 230.4886 | 321.7232 | 0.42883
2018-08-19 11:00 | 54042.4072 | 487 | 215 | 1752 | 2373 | 7.6 | 0.34 | 2.01 | 11.56 | 837.9485 | 1.551% | 57.3885 | 1.1334 | 54.6025 | 425.3419 | 538.4664 | 0.6426
2018-08-19 12:00 | 57617.1491 | 415 | 207 | 1752 | 2373 | 7.97 | 2.61 | 3.25 | 14.61 | 923.4424 | 1.603% | 53.0108 | 8.659 | 91.259 | 555.656 | 708.5847 | 0.76733
2018-08-19 13:00 | 60574.0973 | 358 | 261 | 1752 | 2373 | 16.08 | 1.61 | 11.16 | 25.54 | 991.0375 | 1.636% | 94.1829 | 6.8749 | 319.8906 | 991.5663 | 1412.5147 | 1.4253
2018-08-19 14:00 | 63007.1337 | 285 | 211 | 1375 | 2342 | 25.56 | 2.31 | 18.19 | 37.67 | 1043.6278 | 1.656% | 120.6595 | 8.0733 | 414.2775 | 1461.2968 | 2004.3071 | 1.9205
2018-08-19 15:00 | 64608.5647 | 263 | 208 | 1375 | 2342 | 31.43 | 3.07 | 24.45 | 43.84 | 1078.073 | 1.669% | 137.9298 | 10.6552 | 560.97 | 1713.2293 | 2422.7843 | 2.2473
2018-08-19 16:00 | 65252.2359 | 248 | 313 | 1375 | 2342 | 40.24 | 4.21 | 21.1 | 53.07 | 1090.3466 | 1.671% | 166.755 | 22.0189 | 484.7908 | 2076.8501 | 2750.4148 | 2.5225
2018-08-19 17:00 | 65323.5436 | 256 | 330 | 1375 | 2342 | 16.11 | 2.21 | 7.04 | 29.27 | 1076.5383 | 1.648% | 67.9666 | 12.0189 | 159.5273 | 1129.7162 | 1369.2291 | 1.2719
2018-08-19 18:00 | 64266.0895 | 278 | 438 | 1375 | 2405 | 7.39 | 2.21 | 3.3 | 17.45 | 1027.9379 | 1.6% | 32.8605 | 15.4829 | 72.5774 | 671.2673 | 792.1881 | 0.77066
2018-08-19 19:00 | 62380.1868 | 334 | 387 | 1375 | 2405 | 8 | 2.11 | 1.79 | 14.67 | 978.3763 | 1.568% | 41.9079 | 12.8072 | 38.6025 | 553.3558 | 646.6733 | 0.66097
2018-08-19 20:00 | 60783.484 | 266 | 390 | 1375 | 2405 | 8.12 | 2.11 | 1.39 | 14.92 | 920.9955 | 1.515% | 32.7273 | 12.4686 | 28.9594 | 543.6956 | 617.8509 | 0.67085
2018-08-19 21:00 | 58403.6305 | 332 | 512 | 1375 | 2405 | 6.25 | 3.11 | 1.3 | 9.93 | 828.8645 | 1.419% | 29.4484 | 22.5982 | 25.3682 | 338.9284 | 416.3433 | 0.50231
2018-08-19 22:00 | 54362.098 | 304 | 561 | 1256 | 2507 | 2.21 | 2.31 | 0.84 | 2.31 | 734.8445 | 1.352% | 9.0817 | 17.5176 | 14.2616 | 78.2827 | 119.1435 | 0.16213
2018-08-19 23:00 | 50140.5869 | 264 | 524 | 1256 | 2507 | 2.01 | 2.61 | 0.95 | 2.05 | 685.011 | 1.366% | 7.2495 | 18.6844 | 16.3013 | 70.2128 | 112.448 | 0.16416
2018-08-20 | 46777.7317 | 309 | 405 | 1256 | 2507 | 1.51 | 2.11 | 0.66 | 1.51 | 632.2196 | 1.352% | 6.3061 | 11.5496 | 11.2037 | 51.1635 | 80.2229 | 0.12689
2018-08-20 01:00 | 44346.6308 | 200 | 334 | 1256 | 2507 | 1 | 2 | 0.66 | 1.21 | 593.6857 | 1.339% | 2.6775 | 8.9428 | 11.0976 | 40.6103 | 63.3281 | 0.10667
2018-08-20 02:00 | 42698.0468 | 182 | 243 | 1525 | 2528 | 0.2 | 1.08 | 0.76 | 1.21 | 563.9074 | 1.321% | 0.48073 | 3.466 | 15.3068 | 40.3982 | 59.6517 | 0.10578
2018-08-20 03:00 | 41836.9772 | 202 | 180 | 1525 | 2528 | 0.19 | 0.52 | 0.75 | 1.13 | 541.7415 | 1.295% | 0.49698 | 1.212 | 14.8103 | 36.9903 | 53.5095 | 0.098773
2018-08-20 04:00 | 41880.6907 | 237 | 159 | 1525 | 2528 | 1 | 0.28 | 0.75 | 1.2 | 540.987 | 1.292% | 3.0614 | 0.57508 | 14.7742 | 39.186 | 57.5967 | 0.10647
2018-08-20 05:00 | 43381.5827 | 387 | 179 | 1525 | 2528 | 1.51 | 0.18 | 0.78 | 1.51 | 557.8975 | 1.286% | 7.5151 | 0.41436 | 15.2973 | 49.0911 | 72.3179 | 0.12963
2018-08-20 06:00 | 45757.1683 | 544 | 199 | 2003 | 2440 | 3 | 0.01 | 2 | 2.89 | 551.102 | 1.204% | 19.6559 | 0.023968 | 48.2485 | 84.9299 | 152.8582 | 0.27737
2018-08-20 07:00 | 46262.1211 | 372 | 207 | 2003 | 2440 | 2.31 | 0.01 | 2.17 | 3 | 576.6758 | 1.247% | 10.7118 | 0.025803 | 54.181 | 91.2467 | 156.1653 | 0.2708
2018-08-20 08:00 | 47904.8704 | 449 | 258 | 2003 | 2440 | 3.15 | 0.37 | 2.14 | 3.5 | 633.4873 | 1.322% | 18.7032 | 1.2623 | 56.683 | 112.9318 | 189.5803 | 0.29926
2018-08-20 09:00 | 50792.4287 | 449 | 274 | 2003 | 2440 | 3.17 | 0.28 | 2.86 | 5.75 | 706.8625 | 1.392% | 19.808 | 1.0677 | 79.7229 | 195.2512 | 295.8498 | 0.41854
2018-08-20 10:00 | 54009.9554 | 524 | 246 | 1752 | 2373 | 8.11 | 0.29 | 2.19 | 10 | 781.6352 | 1.447% | 61.501 | 1.0324 | 55.5275 | 343.4219 | 461.4829 | 0.59041
2018-08-20 11:00 | 57325.3401 | 487 | 215 | 1752 | 2373 | 9.65 | 0.56 | 2.12 | 12.49 | 868.7862 | 1.516% | 71.2234 | 1.8247 | 56.2906 | 449.1863 | 578.525 | 0.6659
2018-08-20 12:00 | 60552.3889 | 415 | 207 | 1752 | 2373 | 14.16 | 1 | 8 | 19.64 | 950.3466 | 1.569% | 92.2279 | 3.2488 | 219.9758 | 731.459 | 1046.9114 | 1.1016
2018-08-20 13:00 | 63798.914 | 358 | 261 | 1752 | 2373 | 28.27 | 1.74 | 23.22 | 39.17 | 1019.0457 | 1.597% | 161.655 | 7.2539 | 649.7955 | 1484.676 | 2303.3804 | 2.2603
2018-08-20 14:00 | 66176.7858 | 285 | 211 | 1375 | 2342 | 39.7 | 2.31 | 25 | 52.52 | 1069.0338 | 1.615% | 182.7768 | 7.8737 | 555.301 | 1986.9978 | 2732.9494 | 2.5565
2018-08-20 15:00 | 67561.8177 | 263 | 208 | 1375 | 2342 | 66.3 | 3.92 | 39.38 | 80.19 | 1088.8264 | 1.612% | 281.0131 | 13.1403 | 872.6412 | 3026.6655 | 4193.4602 | 3.8514
2018-08-20 16:00 | 67818.1784 | 248 | 313 | 1375 | 2342 | 66.08 | 3.6 | 39.38 | 80.42 | 1074.6564 | 1.585% | 259.684 | 17.8554 | 858.0289 | 2984.5198 | 4120.0882 | 3.8339
2018-08-20 17:00 | 66815.5846 | 256 | 330 | 1375 | 2342 | 35.7 | 2.31 | 25 | 50.48 | 1027.3623 | 1.538% | 140.5251 | 11.7212 | 528.553 | 1817.8251 | 2498.6244 | 2.4321
2018-08-20 18:00 | 65180.579 | 278 | 438 | 1375 | 2405 | 13.56 | 2.11 | 6.8 | 26.26 | 970.804 | 1.489% | 56.1459 | 13.7648 | 139.2595 | 940.6393 | 1149.8096 | 1.1844
2018-08-20 19:00 | 62877.2044 | 334 | 387 | 1375 | 2405 | 6.32 | 2.05 | 2.96 | 17.07 | 921.258 | 1.465% | 30.928 | 11.6239 | 59.6324 | 601.5014 | 703.6857 | 0.76383
2018-08-20 20:00 | 61126.2011 | 266 | 390 | 1375 | 2405 | 10.05 | 2.11 | 2 | 19.86 | 860.7891 | 1.408% | 37.6458 | 11.5882 | 38.7259 | 672.6105 | 760.5705 | 0.88357
2018-08-20 21:00 | 58188.7799 | 332 | 512 | 1375 | 2405 | 6.67 | 2.61 | 1.59 | 12.15 | 777.848 | 1.337% | 29.6019 | 17.8635 | 29.2251 | 390.6132 | 467.3036 | 0.60076
2018-08-20 22:00 | 53647.2067 | 304 | 561 | 1256 | 2507 | 2.47 | 2.61 | 0.83 | 3.5 | 687.7006 | 1.282% | 9.6255 | 18.7696 | 13.3635 | 112.4798 | 154.2384 | 0.22428
2018-08-20 23:00 | 49310.2588 | 264 | 524 | 1256 | 2507 | 1.51 | 2.11 | 0.94 | 2.22 | 613.5591 | 1.244% | 4.9602 | 13.7573 | 14.6905 | 69.2511 | 102.6591 | 0.16732
2018-08-21 | 45780.3017 | 309 | 405 | 1256 | 2507 | 1.49 | 0.86 | 0.65 | 1.51 | 566.1432 | 1.237% | 5.6937 | 4.3073 | 10.096 | 46.8143 | 66.9113 | 0.11819
2018-08-21 01:00 | 43299.055 | 200 | 334 | 1256 | 2507 | 0.01 | 0.46 | 0.65 | 1.21 | 527.2587 | 1.218% | 0.024354 | 1.8709 | 9.9414 | 36.939 | 48.7757 | 0.092508
2018-08-21 02:00 | 41605.6458 | 182 | 243 | 1525 | 2528 | 0.01 | 0.06 | 0.75 | 1.15 | 490.0841 | 1.178% | 0.021438 | 0.17174 | 13.4725 | 34.2447 | 47.9104 | 0.09776
2018-08-21 03:00 | 40612.0247 | 202 | 180 | 1525 | 2528 | 0.01 | 0.05 | 0.74 | 1.15 | 479.7812 | 1.181% | 0.023864 | 0.10632 | 13.3318 | 34.345 | 47.807 | 0.099643
2018-08-21 04:00 | 40432.3375 | 237 | 159 | 1525 | 2528 | 0.04 | 0.01 | 0.75 | 1.01 | 491.9246 | 1.217% | 0.11534 | 0.019345 | 13.9156 | 31.0648 | 45.115 | 0.091711
2018-08-21 05:00 | 41815.0927 | 387 | 179 | 1525 | 2528 | 1.21 | 0.01 | 0.77 | 1.21 | 517.1255 | 1.237% | 5.7911 | 0.022137 | 14.5219 | 37.829 | 58.1642 | 0.11248
2018-08-21 06:00 | 44204.9658 | 544 | 199 | 2003 | 2440 | 3 | 0.01 | 2 | 3 | 544.3649 | 1.231% | 20.0974 | 0.024506 | 49.3321 | 90.1426 | 159.5966 | 0.29318
2018-08-21 07:00 | 44538.1826 | 372 | 207 | 2003 | 2440 | 3 | 0.01 | 2.2 | 3.8 | 567.9061 | 1.275% | 14.2301 | 0.026395 | 56.1885 | 118.2272 | 188.6723 | 0.33222
2018-08-21 08:00 | 46124.775 | 449 | 258 | 2003 | 2440 | 4.89 | 0.28 | 2.21 | 5 | 618.5984 | 1.341% | 29.4462 | 0.96884 | 59.3674 | 163.6192 | 253.4017 | 0.40964
2018-08-21 09:00 | 49300.6269 | 449 | 274 | 2003 | 2440 | 5.75 | 0.78 | 4.5 | 5.75 | 691.8253 | 1.403% | 36.2292 | 2.9991 | 126.4845 | 196.88 | 362.5928 | 0.52411
2018-08-21 10:00 | 53180.2887 | 524 | 246 | 1752 | 2373 | 10.46 | 0.89 | 3 | 11.31 | 778.4224 | 1.464% | 80.2283 | 3.2047 | 76.9343 | 392.8484 | 553.2157 | 0.71069
2018-08-21 11:00 | 56959.0381 | 487 | 215 | 1752 | 2373 | 14.7 | 1.03 | 5 | 17.24 | 870.2444 | 1.528% | 109.3767 | 3.3834 | 133.839 | 625.0483 | 871.6474 | 1.0016
2018-08-21 12:00 | 60616.6054 | 415 | 207 | 1752 | 2373 | 20.06 | 1.81 | 9 | 27.74 | 959.1787 | 1.582% | 131.7307 | 5.9287 | 249.508 | 1041.6267 | 1428.7941 | 1.4896
2018-08-21 13:00 | 64048.6471 | 358 | 261 | 1752 | 2373 | 35.04 | 3.21 | 22.23 | 44.99 | 1028.5866 | 1.606% | 201.455 | 13.4548 | 625.4671 | 1714.5283 | 2554.9051 | 2.4839
2018-08-21 14:00 | 66763.1432 | 285 | 211 | 1375 | 2342 | 68.11 | 2.61 | 48 | 81.43 | 1079.9462 | 1.618% | 313.9938 | 8.9082 | 1067.6018 | 3084.8686 | 4475.3724 | 4.1441
2018-08-21 15:00 | 68440.246 | 263 | 208 | 1375 | 2342 | 83.53 | 2.31 | 48 | 97.26 | 1112.5117 | 1.626% | 357.1012 | 7.8103 | 1072.845 | 3702.6631 | 5140.4196 | 4.6206
2018-08-21 16:00 | 69213.75 | 248 | 313 | 1375 | 2342 | 96.2 | 8.31 | 48 | 110.29 | 1132.1744 | 1.636% | 390.2543 | 42.5467 | 1079.605 | 4225.168 | 5737.574 | 5.0677
2018-08-21 17:00 | 68811.526 | 256 | 330 | 1375 | 2342 | 45.4 | 5.34 | 39.41 | 59.07 | 1117.1758 | 1.624% | 188.6932 | 28.6098 | 879.7706 | 2246.0229 | 3343.0965 | 2.9925
2018-08-21 18:00 | 67181.0084 | 278 | 438 | 1375 | 2405 | 18.45 | 3.29 | 5.36 | 32.05 | 1072.7527 | 1.597% | 81.902 | 23.0103 | 117.6849 | 1230.8247 | 1453.4219 | 1.3549
2018-08-21 19:00 | 64350.0153 | 334 | 387 | 1375 | 2405 | 9.95 | 2.57 | 2.99 | 18.91 | 995.1186 | 1.546% | 51.392 | 15.3805 | 63.577 | 703.2874 | 833.6369 | 0.83773
2018-08-21 20:00 | 62113.7555 | 266 | 390 | 1375 | 2405 | 8.57 | 2.33 | 1.89 | 16.91 | 919.4884 | 1.48% | 33.7459 | 13.4518 | 38.4701 | 602.0286 | 687.6963 | 0.74791
2018-08-21 21:00 | 58867.6666 | 332 | 512 | 1375 | 2405 | 7.36 | 3.5 | 1.55 | 10.05 | 816.6883 | 1.387% | 33.8997 | 24.8609 | 29.5675 | 335.3209 | 423.649 | 0.51874
2018-08-21 22:00 | 54270.7093 | 304 | 561 | 1256 | 2507 | 2.31 | 3.5 | 0.82 | 2.31 | 720.6502 | 1.328% | 9.3249 | 26.0729 | 13.6761 | 76.8998 | 125.9738 | 0.17481
2018-08-21 23:00 | 49789.9433 | 264 | 524 | 1256 | 2507 | 2.11 | 3.5 | 0.93 | 2.31 | 640.1093 | 1.286% | 7.1614 | 23.5783 | 15.0171 | 74.4524 | 120.2092 | 0.18779
2018-08-22 | 46123.4417 | 309 | 405 | 1256 | 2507 | 1.15 | 2.11 | 0.64 | 1.15 | 569.209 | 1.234% | 4.3854 | 10.546 | 9.9202 | 35.5797 | 60.4312 | 0.10617
2018-08-22 01:00 | 43560.4528 | 200 | 334 | 1256 | 2507 | 0.09 | 2.11 | 0.64 | 1.01 | 519.0279 | 1.192% | 0.21447 | 8.3971 | 9.5778 | 30.1699 | 48.3593 | 0.093173
2018-08-22 02:00 | 41738.1198 | 182 | 243 | 1525 | 2528 | 0.3 | 1.87 | 0.75 | 1.01 | 483.3137 | 1.158% | 0.63225 | 5.2619 | 13.2442 | 29.5661 | 48.7046 | 0.10077
2018-08-22 03:00 | 40541.5521 | 202 | 180 | 1525 | 2528 | 0.6 | 1.5 | 0.75 | 1.01 | 470.3894 | 1.16% | 1.4062 | 3.1327 | 13.2705 | 29.6248 | 47.4343 | 0.10084
2018-08-22 04:00 | 40259.652 | 237 | 159 | 1525 | 2528 | 1 | 1.31 | 0.75 | 1.01 | 489.2162 | 1.215% | 2.8799 | 2.531 | 13.8983 | 31.0262 | 50.3355 | 0.10289
2018-08-22 05:00 | 41621.5651 | 387 | 179 | 1525 | 2528 | 1.27 | 0.95 | 0.76 | 1.15 | 510.0749 | 1.226% | 6.0232 | 2.084 | 14.2036 | 35.6279 | 57.9387 | 0.11359
2018-08-22 06:00 | 43960.9554 | 544 | 199 | 2003 | 2440 | 3 | 0.09 | 2 | 3 | 549.2677 | 1.249% | 20.3909 | 0.22378 | 50.0527 | 91.4593 | 162.1268 | 0.29517
2018-08-22 07:00 | 44432.4847 | 372 | 207 | 2003 | 2440 | 2.31 | 0.12 | 2.1 | 3 | 584.7981 | 1.316% | 11.3099 | 0.32693 | 55.3612 | 96.3422 | 163.3402 | 0.27931
2018-08-22 08:00 | 46018.9118 | 449 | 258 | 2003 | 2440 | 4 | 0.22 | 2.1 | 4.45 | 634.68 | 1.379% | 24.7699 | 0.78282 | 58.0121 | 149.7505 | 233.3154 | 0.36761
2018-08-22 09:00 | 49099.8593 | 449 | 274 | 2003 | 2440 | 5 | 0.86 | 4.5 | 5 | 689.2855 | 1.404% | 31.5163 | 3.308 | 126.5355 | 171.269 | 332.6288 | 0.48257
2018-08-22 10:00 | 52781.6552 | 524 | 246 | 1752 | 2373 | 8.29 | 0.22 | 3 | 8.49 | 761.7414 | 1.443% | 62.6917 | 0.78106 | 75.8542 | 290.7569 | 430.0839 | 0.56461
2018-08-22 11:00 | 56580.9046 | 487 | 215 | 1752 | 2373 | 9.1 | 0.58 | 4.5 | 9.95 | 838.0099 | 1.481% | 65.6371 | 1.8469 | 116.7685 | 349.7036 | 533.9562 | 0.63717
2018-08-22 12:00 | 60271.7906 | 415 | 207 | 1752 | 2373 | 15.23 | 1.2 | 5.94 | 16.18 | 924.4703 | 1.534% | 96.9453 | 3.81 | 159.6245 | 588.9184 | 849.2983 | 0.91869
2018-08-22 13:00 | 63913.0198 | 358 | 261 | 1752 | 2373 | 22.82 | 2.44 | 18.4 | 32.56 | 1000.132 | 1.565% | 127.84 | 9.9655 | 504.4521 | 1209.0663 | 1851.3238 | 1.8511
2018-08-22 14:00 | 66811.4088 | 285 | 211 | 1375 | 2342 | 43.6 | 2.31 | 35.33 | 54.66 | 1053.4754 | 1.577% | 195.9319 | 7.6854 | 765.9847 | 2018.5071 | 2988.1091 | 2.8364
2018-08-22 15:00 | 68460.7565 | 263 | 208 | 1375 | 2342 | 66.57 | 2.31 | 45.88 | 80.6 | 1084.6454 | 1.584% | 277.3833 | 7.6124 | 999.4756 | 2990.6666 | 4275.1379 | 3.9415
2018-08-22 16:00 | 69382.4941 | 248 | 313 | 1375 | 2342 | 76.87 | 8.11 | 48 | 90.27 | 1108.3556 | 1.597% | 304.5354 | 40.5503 | 1054.3217 | 3377.2215 | 4776.6289 | 4.3097
2018-08-22 17:00 | 69179.3913 | 256 | 330 | 1375 | 2342 | 31.37 | 5.02 | 29.63 | 44.25 | 1103.9324 | 1.596% | 128.1505 | 26.4352 | 650.1298 | 1653.7349 | 2458.4504 | 2.227
2018-08-22 18:00 | 67743.8548 | 278 | 438 | 1375 | 2405 | 9.86 | 2.31 | 5.17 | 19.1 | 1025.4175 | 1.514% | 41.4909 | 15.315 | 107.6029 | 695.3113 | 859.7201 | 0.83841
2018-08-22 19:00 | 65143.4013 | 334 | 387 | 1375 | 2405 | 7.36 | 2.11 | 2.41 | 14.39 | 963.2336 | 1.479% | 36.3484 | 12.0741 | 48.9983 | 511.7255 | 609.1463 | 0.6324
2018-08-22 20:00 | 63235.8053 | 266 | 390 | 1375 | 2405 | 5 | 2.11 | 1.5 | 10.35 | 884.658 | 1.399% | 18.6065 | 11.5122 | 28.854 | 348.2313 | 407.204 | 0.4603
2018-08-22 21:00 | 60085.6354 | 332 | 512 | 1375 | 2405 | 6.61 | 3.11 | 1.57 | 9.5 | 785.2587 | 1.307% | 28.6802 | 20.81 | 28.2127 | 298.5938 | 376.2967 | 0.4792
2018-08-22 22:00 | 55618.0081 | 304 | 561 | 1256 | 2507 | 2.21 | 4.01 | 0.81 | 2.21 | 696.5914 | 1.252% | 8.4145 | 28.1754 | 12.742 | 69.392 | 118.7239 | 0.17044
2018-08-22 23:00 | 50939.5006 | 264 | 524 | 1256 | 2507 | 2.31 | 4.01 | 0.92 | 2.31 | 618.1337 | 1.213% | 7.4002 | 25.4978 | 14.0218 | 70.2739 | 117.1938 | 0.18959
2018-08-23 | 47091.344 | 309 | 405 | 1256 | 2507 | 1.21 | 2.61 | 0.71 | 1.21 | 558.2168 | 1.185% | 4.4321 | 12.5302 | 10.5708 | 35.9585 | 63.4916 | 0.11374
2018-08-23 01:00 | 44340.1575 | 200 | 334 | 1256 | 2507 | 1 | 2.48 | 0.71 | 1.11 | 510.7384 | 1.152% | 2.3037 | 9.5411 | 10.2719 | 32.0537 | 54.1704 | 0.10606
2018-08-23 02:00 | 42428.5442 | 182 | 243 | 1525 | 2528 | 0.46 | 2 | 0.75 | 1.11 | 473.2062 | 1.115% | 0.93373 | 5.4204 | 12.7563 | 31.2963 | 50.4066 | 0.10652
2018-08-23 03:00 | 41185.5927 | 202 | 180 | 1525 | 2528 | 0.7 | 2 | 0.75 | 1.11 | 446.1297 | 1.083% | 1.5317 | 3.8996 | 12.3893 | 30.396 | 48.2165 | 0.10808
2018-08-23 04:00 | 40957.6888 | 237 | 159 | 1525 | 2528 | 1 | 1.9 | 0.75 | 1.11 | 451.642 | 1.103% | 2.6134 | 3.3313 | 12.6122 | 30.9428 | 49.4996 | 0.1096
2018-08-23 05:00 | 42149.151 | 387 | 179 | 1525 | 2528 | 1.23 | 1.5 | 0.75 | 1.21 | 482.4508 | 1.145% | 5.4485 | 3.0733 | 13.0917 | 35.0128 | 56.6263 | 0.11737
2018-08-23 06:00 | 44493.305 | 544 | 199 | 2003 | 2440 | 3 | 2.11 | 2 | 2.62 | 483.144 | 1.086% | 17.7216 | 4.5595 | 43.5004 | 69.4182 | 135.1996 | 0.27983
2018-08-23 07:00 | 44823.0429 | 372 | 207 | 2003 | 2440 | 2.61 | 1.12 | 2 | 3 | 500.9266 | 1.118% | 10.8507 | 2.591 | 44.7696 | 81.8057 | 140.017 | 0.27952
2018-08-23 08:00 | 46451.8776 | 449 | 258 | 2003 | 2440 | 2.61 | 1.18 | 2 | 2.97 | 570.6951 | 1.229% | 14.3975 | 3.7403 | 49.2166 | 89.0322 | 156.3866 | 0.27403
2018-08-23 09:00 | 49752.7854 | 449 | 274 | 2003 | 2440 | 3.5 | 1.64 | 3.2 | 3.5 | 665.0139 | 1.337% | 21.0052 | 6.0063 | 85.673 | 114.1488 | 226.8334 | 0.3411
2018-08-23 10:00 | 53895.4817 | 524 | 246 | 1752 | 2373 | 4.85 | 0.01 | 3 | 6.55 | 746.2527 | 1.385% | 35.189 | 0.034062 | 72.7761 | 215.215 | 323.2142 | 0.43312
2018-08-23 11:00 | 58156.8444 | 487 | 215 | 1752 | 2373 | 7.39 | 0.23 | 3.56 | 10.4 | 827.6982 | 1.423% | 51.2206 | 0.70378 | 88.7678 | 351.2386 | 491.9308 | 0.59434
2018-08-23 12:00 | 62257.8118 | 415 | 207 | 1752 | 2373 | 10.67 | 0.77 | 5.93 | 15.78 | 910.0812 | 1.462% | 64.729 | 2.33 | 151.8711 | 547.3827 | 766.3127 | 0.84203
2018-08-23 13:00 | 65888.8753 | 358 | 261 | 1752 | 2373 | 16.63 | 2.11 | 13.6 | 26.26 | 974.6151 | 1.479% | 88.0636 | 8.146 | 352.4472 | 921.7507 | 1370.4075 | 1.4061
2018-08-23 14:00 | 68450.1888 | 285 | 211 | 1375 | 2342 | 31.84 | 2.31 | 27.57 | 42.75 | 1018.7319 | 1.488% | 135.0527 | 7.254 | 564.1891 | 1490.0754 | 2196.5712 | 2.1562
2018-08-23 15:00 | 69500.8151 | 263 | 208 | 1375 | 2342 | 45.8 | 2.31 | 39.36 | 57.98 | 1048.0949 | 1.508% | 181.6485 | 7.2458 | 816.1472 | 2047.7447 | 3052.7862 | 2.9127
2018-08-23 16:00 | 69849.7031 | 248 | 313 | 1375 | 2342 | 53.72 | 8.11 | 37.12 | 65.85 | 1061.8234 | 1.52% | 202.5235 | 38.5881 | 775.8868 | 2344.3928 | 3361.3912 | 3.1657
2018-08-23 17:00 | 69630.8672 | 256 | 330 | 1375 | 2342 | 25.31 | 5.45 | 22.2 | 36.72 | 1057.1675 | 1.518% | 98.3726 | 27.3056 | 463.4444 | 1305.6644 | 1894.7871 | 1.7923
2018-08-23 18:00 | 68221.1627 | 278 | 438 | 1375 | 2405 | 8.26 | 2.11 | 3.73 | 19.87 | 1022.9261 | 1.499% | 34.431 | 13.8574 | 76.9018 | 716.5361 | 841.7263 | 0.82286
2018-08-23 19:00 | 65771.6634 | 334 | 387 | 1375 | 2405 | 6 | 1.8 | 2.32 | 13.99 | 979.0112 | 1.489% | 29.8295 | 10.3689 | 47.4832 | 500.82 | 588.5016 | 0.60112
2018-08-23 20:00 | 63990.3212 | 266 | 390 | 1375 | 2405 | 5 | 1.86 | 1.63 | 10.98 | 906.6804 | 1.417% | 18.8448 | 10.2782 | 31.7563 | 374.16 | 435.0393 | 0.47982
2018-08-23 21:00 | 61110.5608 | 332 | 512 | 1375 | 2405 | 4 | 3.11 | 1.58 | 7.7 | 796.3287 | 1.303% | 17.3051 | 20.7494 | 28.3097 | 241.3137 | 307.6779 | 0.38637
2018-08-23 22:00 | 56789.0045 | 304 | 561 | 1256 | 2507 | 2.11 | 4.01 | 0.8 | 2.21 | 686.7104 | 1.209% | 7.7565 | 27.203 | 12.1504 | 66.9971 | 114.1069 | 0.16616
2018-08-23 23:00 | 52433.747 | 264 | 524 | 1256 | 2507 | 1.58 | 3.5 | 0.91 | 1.58 | 602.7448 | 1.15% | 4.7949 | 21.0825 | 13.1387 | 45.5338 | 84.55 | 0.14027
2018-08-24 | 48711.9804 | 309 | 405 | 1256 | 2507 | 1.5 | 2.61 | 0.71 | 1.5 | 533.3937 | 1.095% | 5.0753 | 11.5746 | 9.7647 | 41.1773 | 67.592 | 0.12672
2018-08-24 01:00 | 45972.6123 | 200 | 334 | 1256 | 2507 | 1.49 | 2.61 | 0.75 | 1.49 | 490.4831 | 1.067% | 3.1794 | 9.3006 | 10.0502 | 39.8534 | 62.3836 | 0.12719
2018-08-24 02:00 | 44053.1565 | 182 | 243 | 1525 | 2528 | 1.29 | 2.31 | 0.75 | 1.49 | 459.1289 | 1.042% | 2.4469 | 5.8503 | 11.9203 | 39.2573 | 59.4749 | 0.12954
2018-08-24 03:00 | 42786.0641 | 202 | 180 | 1525 | 2528 | 1.29 | 2.31 | 0.75 | 1.49 | 441.8465 | 1.033% | 2.691 | 4.2939 | 11.8114 | 38.8985 | 57.6947 | 0.13058
2018-08-24 04:00 | 42427.6731 | 237 | 159 | 1525 | 2528 | 1.49 | 2.11 | 0.75 | 1.49 | 442.7326 | 1.043% | 3.6849 | 3.5008 | 11.935 | 39.3057 | 58.4265 | 0.13197
2018-08-24 05:00 | 43442.373 | 387 | 179 | 1525 | 2528 | 1.5 | 2.21 | 0.75 | 1.5 | 469.025 | 1.08% | 6.2674 | 4.271 | 12.3485 | 40.9403 | 63.8271 | 0.13608
2018-08-24 06:00 | 45612.7057 | 544 | 199 | 2003 | 2440 | 3 | 2.61 | 2 | 2.61 | 482.029 | 1.057% | 17.2468 | 5.4888 | 42.3349 | 67.3004 | 132.3709 | 0.27461
2018-08-24 07:00 | 45887.9922 | 372 | 207 | 2003 | 2440 | 2.41 | 2.61 | 2 | 2.61 | 504.5032 | 1.099% | 9.8565 | 5.9399 | 44.0429 | 70.0157 | 129.8549 | 0.25739
2018-08-24 08:00 | 47685.7461 | 449 | 258 | 2003 | 2440 | 2.8 | 2.99 | 2 | 3 | 550.573 | 1.155% | 14.5155 | 8.9067 | 46.2527 | 84.5157 | 154.1906 | 0.28005
2018-08-24 09:00 | 51175.2894 | 449 | 274 | 2003 | 2440 | 3.05 | 2.61 | 2.5 | 3.05 | 609.9729 | 1.192% | 16.3229 | 8.524 | 59.6858 | 88.7033 | 173.236 | 0.28401
2018-08-24 10:00 | 54948.8441 | 524 | 246 | 1752 | 2373 | 5.07 | 0.57 | 2.84 | 6.65 | 681.3582 | 1.24% | 32.9425 | 1.7387 | 61.6978 | 195.6754 | 292.0544 | 0.42864
2018-08-24 11:00 | 58630.7838 | 487 | 215 | 1752 | 2373 | 4.81 | 0.5 | 3.38 | 7.86 | 757.6757 | 1.292% | 30.2713 | 1.3892 | 76.5259 | 241.0338 | 349.2202 | 0.46091
2018-08-24 12:00 | 62039.5726 | 415 | 207 | 1752 | 2373 | 8.1 | 0.82 | 5.36 | 14.24 | 844.3799 | 1.361% | 45.7512 | 2.3102 | 127.8109 | 459.9142 | 635.7865 | 0.75296
2018-08-24 13:00 | 65272.9596 | 358 | 261 | 1752 | 2373 | 14.31 | 1.14 | 11.73 | 23.69 | 923.5119 | 1.415% | 72.4823 | 4.2097 | 290.7644 | 795.3751 | 1162.8315 | 1.2591
2018-08-24 14:00 | 67899.8014 | 285 | 211 | 1375 | 2342 | 28.65 | 2.91 | 21.87 | 38.72 | 988.7769 | 1.456% | 118.9048 | 8.9414 | 437.9064 | 1320.5415 | 1886.2941 | 1.9077
2018-08-24 15:00 | 69226.7324 | 263 | 208 | 1375 | 2342 | 46.71 | 3.11 | 35 | 58.53 | 1022.4397 | 1.477% | 181.4385 | 9.5541 | 710.779 | 2024.5536 | 2926.3252 | 2.8621
2018-08-24 16:00 | 69631.9895 | 248 | 313 | 1375 | 2342 | 60.27 | 2.31 | 35 | 72.39 | 1044.6187 | 1.5% | 224.2342 | 10.8469 | 721.9709 | 2543.3987 | 3500.4507 | 3.3509
2018-08-24 17:00 | 69289.3125 | 256 | 330 | 1375 | 2342 | 24.59 | 1.81 | 19.62 | 37.04 | 1037.1486 | 1.497% | 94.2265 | 8.9406 | 403.8094 | 1298.472 | 1805.4486 | 1.7408
2018-08-24 18:00 | 67347.2096 | 278 | 438 | 1375 | 2405 | 8.57 | 2.15 | 3.66 | 18.37 | 991.1119 | 1.472% | 35.0614 | 13.8585 | 74.0605 | 650.1706 | 773.1509 | 0.78008
2018-08-24 19:00 | 64450.7262 | 334 | 387 | 1375 | 2405 | 4.94 | 2.11 | 2.43 | 13.36 | 934.4617 | 1.45% | 23.9225 | 11.8393 | 48.4443 | 465.8598 | 550.0659 | 0.58864
2018-08-24 20:00 | 62248.7041 | 266 | 390 | 1375 | 2405 | 4 | 2.11 | 1.67 | 10.54 | 855.3338 | 1.374% | 14.62 | 11.3071 | 31.5518 | 348.306 | 405.785 | 0.47442
2018-08-24 21:00 | 59430.1823 | 332 | 512 | 1375 | 2405 | 2.11 | 3.11 | 1.5 | 5.16 | 767.9187 | 1.292% | 9.0517 | 20.5749 | 26.6503 | 160.3515 | 216.6284 | 0.2821
2018-08-24 22:00 | 55708.5166 | 304 | 561 | 1256 | 2507 | 2.11 | 4.01 | 0.79 | 3.5 | 679.797 | 1.22% | 7.8273 | 27.4514 | 12.1081 | 107.073 | 154.4598 | 0.22721
2018-08-24 23:00 | 51949.2825 | 264 | 524 | 1256 | 2507 | 2.11 | 3.01 | 0.9 | 2.55 | 593.7778 | 1.143% | 6.3669 | 18.0278 | 12.9204 | 73.07 | 110.3851 | 0.1859
2018-08-25 | 48513.609 | 309 | 405 | 1256 | 2507 | 1.91 | 2.61 | 0.75 | 1.91 | 527.1744 | 1.087% | 6.4133 | 11.4865 | 10.2363 | 52.0329 | 80.169 | 0.15207
2018-08-25 01:00 | 45801.7363 | 200 | 334 | 1256 | 2507 | 1.29 | 2.61 | 0.75 | 1.49 | 485.5165 | 1.06% | 2.7349 | 9.2408 | 9.9856 | 39.597 | 61.5583 | 0.12679
2018-08-25 02:00 | 43774.0576 | 182 | 243 | 1525 | 2528 | 0.37 | 2.11 | 0.75 | 1.49 | 461.6713 | 1.055% | 0.71021 | 5.4076 | 12.0628 | 39.7264 | 57.907 | 0.12543
2018-08-25 03:00 | 42432.5534 | 202 | 180 | 1525 | 2528 | 1.29 | 2.11 | 0.75 | 1.49 | 447.2383 | 1.054% | 2.7465 | 4.0031 | 12.0551 | 39.7012 | 58.5058 | 0.13082
2018-08-25 04:00 | 41597.0065 | 237 | 159 | 1525 | 2528 | 1.49 | 2.11 | 0.75 | 1.49 | 442.5755 | 1.064% | 3.7572 | 3.5695 | 12.169 | 40.0764 | 59.5721 | 0.1346
2018-08-25 05:00 | 41370.1419 | 387 | 179 | 1525 | 2528 | 1.61 | 2.11 | 0.75 | 1.61 | 442.2906 | 1.069% | 6.6613 | 4.0379 | 12.2279 | 43.5135 | 66.4405 | 0.15022
2018-08-25 06:00 | 41693.542 | 544 | 199 | 2003 | 2440 | 2.9 | 2.21 | 2 | 2.21 | 452.9296 | 1.086% | 17.1379 | 4.7776 | 43.5184 | 58.5793 | 124.0132 | 0.2738
2018-08-25 07:00 | 41846.6715 | 372 | 207 | 2003 | 2440 | 2.31 | 2.11 | 2.3 | 2.51 | 493.1428 | 1.178% | 10.1267 | 5.1471 | 54.2901 | 72.1731 | 141.737 | 0.28742
2018-08-25 08:00 | 44640.4593 | 449 | 258 | 2003 | 2440 | 2.61 | 2.11 | 2.5 | 2.81 | 554.6566 | 1.242% | 14.5607 | 6.7639 | 62.2181 | 85.1906 | 168.7333 | 0.30421
2018-08-25 09:00 | 48850.8606 | 449 | 274 | 2003 | 2440 | 3.48 | 2.11 | 3.17 | 3.48 | 627.0135 | 1.284% | 20.0553 | 7.4206 | 81.4976 | 108.9868 | 217.9603 | 0.34762
2018-08-25 10:00 | 53215.6084 | 524 | 246 | 1752 | 2373 | 5.63 | 0.08 | 3 | 6.25 | 709.0001 | 1.332% | 39.3049 | 0.2622 | 70.0265 | 197.5991 | 307.1928 | 0.43328
2018-08-25 11:00 | 57138.876 | 487 | 215 | 1752 | 2373 | 8.31 | 0.47 | 2.73 | 11.36 | 786.0124 | 1.376% | 55.6708 | 1.3901 | 65.7952 | 370.8291 | 493.6852 | 0.62809
2018-08-25 12:00 | 60437.4736 | 415 | 207 | 1752 | 2373 | 8.73 | 2.61 | 4.25 | 13.72 | 873.7375 | 1.446% | 52.3766 | 7.8106 | 107.646 | 470.6808 | 638.514 | 0.73078
2018-08-25 13:00 | 63197.8111 | 358 | 261 | 1752 | 2373 | 26.69 | 1.99 | 19.25 | 36.17 | 948.8209 | 1.501% | 143.4544 | 7.7979 | 506.3456 | 1288.6307 | 1946.2285 | 2.0512
2018-08-25 14:00 | 65362.5348 | 285 | 211 | 1375 | 2342 | 32.63 | 2.31 | 25.81 | 42.85 | 1001.0676 | 1.532% | 142.4283 | 7.465 | 543.5321 | 1536.9942 | 2230.4196 | 2.228
2018-08-25 15:00 | 66928.2115 | 263 | 208 | 1375 | 2342 | 50.45 | 2.31 | 36.51 | 58.26 | 1033.1473 | 1.544% | 204.8189 | 7.417 | 774.939 | 2106.2523 | 3093.4272 | 2.9942
2018-08-25 16:00 | 67520.3541 | 248 | 313 | 1375 | 2342 | 54.61 | 5.15 | 38.54 | 64.71 | 1040.1639 | 1.541% | 208.6368 | 24.8324 | 816.3596 | 2334.6693 | 3384.4981 | 3.2538
2018-08-25 17:00 | 67145.8899 | 256 | 330 | 1375 | 2342 | 18.38 | 2.43 | 15.42 | 28.7 | 1012.1861 | 1.507% | 70.9294 | 12.0882 | 319.6156 | 1013.2339 | 1415.8672 | 1.3988
2018-08-25 18:00 | 65390.1904 | 278 | 438 | 1375 | 2405 | 8.97 | 2.37 | 3.8 | 16.98 | 968.3275 | 1.481% | 36.9272 | 15.3721 | 77.3742 | 604.7313 | 734.4047 | 0.75843
2018-08-25 19:00 | 62717.2025 | 334 | 387 | 1375 | 2405 | 6.69 | 2.11 | 2.35 | 13.41 | 921.3917 | 1.469% | 32.8269 | 11.9964 | 47.471 | 473.807 | 566.1013 | 0.6144
2018-08-25 20:00 | 60901.9352 | 266 | 390 | 1375 | 2405 | 5.43 | 2.11 | 1.89 | 10.2 | 862.1893 | 1.416% | 20.4481 | 11.6498 | 36.7905 | 347.2856 | 416.174 | 0.48269
2018-08-25 21:00 | 58192.9553 | 332 | 512 | 1375 | 2405 | 3.79 | 3.11 | 1.58 | 8 | 784.814 | 1.349% | 16.9697 | 21.4747 | 29.2992 | 259.4785 | 327.2221 | 0.41694
2018-08-25 22:00 | 54796.2083 | 304 | 561 | 1256 | 2507 | 2.01 | 3.5 | 0.78 | 2.34 | 701.3275 | 1.28% | 7.8206 | 25.1305 | 12.5388 | 75.0828 | 120.5727 | 0.17192
2018-08-25 23:00 | 51161.9013 | 264 | 524 | 1256 | 2507 | 1.61 | 3.11 | 0.89 | 1.61 | 624.053 | 1.22% | 5.1845 | 19.8777 | 13.635 | 49.2329 | 87.93 | 0.1409
2018-08-26 | 48089.4462 | 309 | 405 | 1256 | 2507 | 1.91 | 3.01 | 0.75 | 1.91 | 564.7638 | 1.174% | 6.9312 | 14.3166 | 11.0629 | 56.2348 | 88.5454 | 0.15678
2018-08-26 01:00 | 45421.7578 | 200 | 334 | 1256 | 2507 | 1.29 | 2.31 | 0.75 | 1.49 | 519.7366 | 1.144% | 2.9522 | 8.8283 | 10.7788 | 42.7425 | 65.3018 | 0.12564
2018-08-26 02:00 | 43452.2682 | 182 | 243 | 1525 | 2528 | 0.29 | 2.11 | 0.82 | 1.49 | 472.6998 | 1.088% | 0.57417 | 5.5778 | 13.6037 | 40.9766 | 60.7323 | 0.12848
2018-08-26 03:00 | 42036.6386 | 202 | 180 | 1525 | 2528 | 1.29 | 2.11 | 0.75 | 1.49 | 446.4218 | 1.062% | 2.7673 | 4.0334 | 12.1464 | 40.0019 | 58.9491 | 0.13205
2018-08-26 04:00 | 41060.4899 | 237 | 159 | 1525 | 2528 | 1.49 | 2.11 | 0.75 | 1.49 | 436.1449 | 1.062% | 3.751 | 3.5636 | 12.1489 | 40.0101 | 59.4736 | 0.13636
2018-08-26 05:00 | 40702.4092 | 387 | 179 | 1525 | 2528 | 1.61 | 2.11 | 0.75 | 1.61 | 431.5146 | 1.06% | 6.6056 | 4.0042 | 12.1257 | 43.1498 | 65.8852 | 0.15268
2018-08-26 06:00 | 40605.5315 | 544 | 199 | 2003 | 2440 | 2.61 | 2.11 | 2 | 2.25 | 442.5781 | 1.09% | 15.4755 | 4.5766 | 43.6632 | 59.838 | 123.5533 | 0.27917
2018-08-26 07:00 | 40654.3603 | 372 | 207 | 2003 | 2440 | 2.31 | 2.21 | 2 | 2.51 | 489.3215 | 1.204% | 10.3429 | 5.5062 | 48.2168 | 73.7141 | 137.78 | 0.28157
2018-08-26 08:00 | 43433.082 | 449 | 258 | 2003 | 2440 | 2.8 | 2.31 | 2 | 3 | 556.0231 | 1.28% | 16.0945 | 7.6296 | 51.2841 | 93.7094 | 168.7177 | 0.30344
2018-08-26 09:00 | 47819.1725 | 449 | 274 | 2003 | 2440 | 3.1 | 2.11 | 2.2 | 3.05 | 632.8316 | 1.323% | 18.4202 | 7.651 | 58.3163 | 98.4863 | 182.8738 | 0.28898
2018-08-26 10:00 | 52029.014 | 524 | 246 | 1752 | 2373 | 4.95 | 0.26 | 2.12 | 6 | 716.836 | 1.378% | 35.7364 | 0.88122 | 51.1734 | 196.1658 | 283.9568 | 0.39613
2018-08-26 11:00 | 55918.6159 | 487 | 215 | 1752 | 2373 | 5.86 | 0.22 | 2.2 | 6.94 | 798.7731 | 1.428% | 40.7656 | 0.67566 | 55.0584 | 235.2471 | 331.7467 | 0.41532
2018-08-26 12:00 | 59447.569 | 415 | 207 | 1752 | 2373 | 9.12 | 1.01 | 4 | 9.97 | 877.0927 | 1.475% | 55.8411 | 3.0846 | 103.3964 | 349.0634 | 511.3856 | 0.58305
2018-08-26 13:00 | 62348.2523 | 358 | 261 | 1752 | 2373 | 15.66 | 1.57 | 10.01 | 21.15 | 934.7634 | 1.499% | 84.0528 | 6.1435 | 262.9333 | 752.4636 | 1105.5933 | 1.1828
2018-08-26 14:00 | 64454.9629 | 285 | 211 | 1375 | 2342 | 22.03 | 2.22 | 15.55 | 30.36 | 977.7543 | 1.517% | 95.2429 | 7.1057 | 324.3445 | 1078.604 | 1505.2971 | 1.5395
2018-08-26 15:00 | 65584.7343 | 263 | 208 | 1375 | 2342 | 36.8 | 2.61 | 27.98 | 44.99 | 1009.3525 | 1.539% | 148.9511 | 8.355 | 592.0938 | 1621.5972 | 2370.9971 | 2.349
2018-08-26 16:00 | 66008.388 | 248 | 313 | 1375 | 2342 | 42.58 | 4.04 | 32.26 | 52.21 | 1030.9303 | 1.562% | 164.9254 | 19.7495 | 692.783 | 1909.7247 | 2787.1826 | 2.7036
2018-08-26 17:00 | 65801.8157 | 256 | 330 | 1375 | 2342 | 17.32 | 2.11 | 11.97 | 27.98 | 1028.0428 | 1.562% | 69.2725 | 10.8785 | 257.1403 | 1023.783 | 1361.0743 | 1.3239
2018-08-26 18:00 | 64720.8001 | 278 | 438 | 1375 | 2405 | 9.31 | 2.31 | 3.6 | 16.61 | 993.5267 | 1.535% | 39.7311 | 15.5318 | 75.9873 | 613.2258 | 744.4759 | 0.74933
2018-08-26 19:00 | 62661.0644 | 334 | 387 | 1375 | 2405 | 8 | 2.11 | 2 | 11.26 | 947.6964 | 1.512% | 40.4118 | 12.3499 | 41.5915 | 409.567 | 503.9202 | 0.53173
2018-08-26 20:00 | 61379.1354 | 266 | 390 | 1375 | 2405 | 6.46 | 2.11 | 1.44 | 9.76 | 872.4434 | 1.421% | 24.4248 | 11.6967 | 28.1437 | 333.6425 | 397.9077 | 0.45608
2018-08-26 21:00 | 58789.5621 | 332 | 512 | 1375 | 2405 | 5.58 | 3.11 | 1.35 | 7.48 | 766.766 | 1.304% | 24.1621 | 20.7679 | 24.2102 | 234.6277 | 303.768 | 0.39617
2018-08-26 22:00 | 54731.456 | 304 | 561 | 1256 | 2507 | 2.88 | 5 | 0.77 | 2.88 | 664.0918 | 1.213% | 10.6232 | 34.0349 | 11.7347 | 87.6068 | 143.9996 | 0.21684
2018-08-26 23:00 | 50552.3795 | 264 | 524 | 1256 | 2507 | 2.11 | 3.46 | 0.88 | 2.61 | 576.697 | 1.141% | 6.3547 | 20.683 | 12.6089 | 74.645 | 114.2916 | 0.19818
2018-08-27 | 47349.2981 | 309 | 405 | 1256 | 2507 | 1.5 | 2.91 | 0.74 | 1.5 | 520.6519 | 1.1% | 5.0966 | 12.9593 | 10.2201 | 41.3504 | 69.6264 | 0.13373
2018-08-27 01:00 | 45163.8242 | 200 | 334 | 1256 | 2507 | 1 | 2.61 | 0.74 | 1.15 | 485.7097 | 1.075% | 2.1509 | 9.375 | 9.9956 | 31.0055 | 52.5269 | 0.10814
2018-08-27 02:00 | 43669.2079 | 182 | 243 | 1525 | 2528 | 1 | 2.61 | 0.81 | 1.15 | 461.5741 | 1.057% | 1.9237 | 6.7037 | 13.0563 | 30.7285 | 52.4122 | 0.11355
2018-08-27 03:00 | 42816.5667 | 202 | 180 | 1525 | 2528 | 1 | 2.31 | 0.74 | 1.15 | 448.7025 | 1.048% | 2.1169 | 4.3574 | 11.8263 | 30.4664 | 48.767 | 0.10868
2018-08-27 04:00 | 42745.1933 | 237 | 159 | 1525 | 2528 | 1.15 | 2.11 | 0.75 | 1.15 | 460.0679 | 1.076% | 2.9335 | 3.6109 | 12.3102 | 31.2903 | 50.1449 | 0.10899
2018-08-27 05:00 | 44035.6572 | 387 | 179 | 1525 | 2528 | 1.5 | 2.11 | 0.74 | 1.5 | 493.6383 | 1.121% | 6.5074 | 4.2339 | 12.6504 | 42.5082 | 65.8999 | 0.1335
2018-08-27 06:00 | 46630.0042 | 544 | 199 | 2003 | 2440 | 3 | 1.92 | 2 | 3 | 502.5849 | 1.078% | 17.5899 | 4.1181 | 43.1772 | 78.896 | 143.7813 | 0.28608
2018-08-27 07:00 | 46914.3646 | 372 | 207 | 2003 | 2440 | 2.61 | 1.31 | 2 | 3 | 520.6525 | 1.11% | 10.7752 | 3.0094 | 44.4583 | 81.2369 | 139.4798 | 0.26789
2018-08-27 08:00 | 48616.7444 | 449 | 258 | 2003 | 2440 | 2.92 | 2.11 | 2 | 3.5 | 563.2335 | 1.159% | 15.1891 | 6.3067 | 46.4102 | 98.9374 | 166.8434 | 0.29622
2018-08-27 09:00 | 51997.4241 | 449 | 274 | 2003 | 2440 | 3.1 | 2.11 | 2.19 | 3.76 | 617.5901 | 1.188% | 16.532 | 6.8668 | 52.1007 | 108.9673 | 184.4668 | 0.29869
2018-08-27 10:00 | 55651.8447 | 524 | 246 | 1752 | 2373 | 5.8 | 0.33 | 1.95 | 7.49 | 681.3856 | 1.224% | 37.2111 | 0.99395 | 41.8294 | 217.617 | 297.6515 | 0.43683
2018-08-27 11:00 | 59088.7783 | 487 | 215 | 1752 | 2373 | 5.62 | 0.63 | 2 | 8.42 | 755.3135 | 1.278% | 34.9855 | 1.7314 | 44.7905 | 255.4066 | 336.914 | 0.44606
2018-08-27 12:00 | 62173.1556 | 415 | 207 | 1752 | 2373 | 7.92 | 1 | 3.02 | 11.59 | 832.6065 | 1.339% | 44.016 | 2.7721 | 70.8562 | 368.3139 | 485.9581 | 0.58366
2018-08-27 13:00 | 64812.9869 | 358 | 261 | 1752 | 2373 | 14.04 | 2.24 | 7.47 | 23.05 | 892.1389 | 1.376% | 69.1864 | 8.0475 | 180.1462 | 752.9031 | 1010.2832 | 1.1324
2018-08-27 14:00 | 66856.8789 | 285 | 211 | 1375 | 2342 | 21.98 | 3.11 | 11.07 | 31.61 | 947.0936 | 1.417% | 88.74 | 9.2959 | 215.624 | 1048.7167 | 1362.3766 | 1.4385
2018-08-27 15:00 | 68289.192 | 263 | 208 | 1375 | 2342 | 32.23 | 2.61 | 18.82 | 42.16 | 988.3975 | 1.447% | 122.6862 | 7.8575 | 374.5433 | 1429.115 | 1934.2019 | 1.9569
2018-08-27 16:00 | 69104.1191 | 248 | 313 | 1375 | 2342 | 36.48 | 4.57 | 23.1 | 46.65 | 1012.8769 | 1.466% | 132.6048 | 20.9659 | 465.5512 | 1601.3685 | 2220.4903 | 2.1923
2018-08-27 17:00 | 68457.2187 | 256 | 330 | 1375 | 2342 | 13.67 | 3.32 | 5.76 | 26.24 | 1013.4345 | 1.48% | 51.8066 | 16.2192 | 117.247 | 909.7607 | 1095.0334 | 1.0805
2018-08-27 18:00 | 66808.9095 | 278 | 438 | 1375 | 2405 | 8.11 | 2.62 | 2.15 | 18.4 | 978.777 | 1.465% | 33.0305 | 16.8122 | 43.3102 | 648.3093 | 741.4622 | 0.75754
2018-08-27 19:00 | 64391.5117 | 334 | 387 | 1375 | 2405 | 6.25 | 2.61 | 1.37 | 13.12 | 938.3975 | 1.457% | 30.4218 | 14.7201 | 27.4525 | 459.8404 | 532.4348 | 0.56739
2018-08-27 20:00 | 62683.9817 | 266 | 390 | 1375 | 2405 | 5 | 2.31 | 1.12 | 12.13 | 866.5147 | 1.382% | 18.3853 | 12.4536 | 21.2883 | 403.2694 | 455.3966 | 0.52555
2018-08-27 21:00 | 59642.4896 | 332 | 512 | 1375 | 2405 | 3.2 | 3.11 | 1.3 | 7.75 | 760.353 | 1.275% | 13.544 | 20.2997 | 22.788 | 237.6163 | 294.248 | 0.38699
2018-08-27 22:00 | 55234.9746 | 304 | 561 | 1256 | 2507 | 3 | 4.01 | 0.76 | 4 | 651.0327 | 1.179% | 10.7494 | 26.5153 | 11.251 | 118.196 | 166.7117 | 0.25607
2018-08-27 23:00 | 51041.6507 | 264 | 524 | 1256 | 2507 | 2.11 | 3.21 | 0.87 | 2.61 | 567.6197 | 1.112% | 6.1947 | 18.7055 | 12.1518 | 72.7658 | 109.8179 | 0.19347
2018-08-28 | 47831.6861 | 309 | 405 | 1256 | 2507 | 1.2 | 3.44 | 0.73 | 1.2 | 514.7877 | 1.076% | 3.9907 | 14.9943 | 9.8679 | 32.3779 | 61.2308 | 0.11894
2018-08-28 01:00 | 45652.7295 | 200 | 334 | 1256 | 2507 | 1 | 2.81 | 0.75 | 1.11 | 483.541 | 1.059% | 2.1183 | 9.9408 | 9.9774 | 29.4743 | 51.5108 | 0.10653
2018-08-28 02:00 | 44087.038 | 182 | 243 | 1525 | 2528 | 1 | 2.31 | 0.8 | 1.15 | 463.6367 | 1.052% | 1.914 | 5.9032 | 12.83 | 30.5733 | 51.2204 | 0.11048
2018-08-28 03:00 | 43186.388 | 202 | 180 | 1525 | 2528 | 1 | 2.11 | 0.75 | 1.15 | 455.5388 | 1.055% | 2.1307 | 4.0062 | 12.0645 | 30.6657 | 48.8672 | 0.10727
2018-08-28 04:00 | 43163.2239 | 237 | 159 | 1525 | 2528 | 1 | 2 | 0.74 | 1.15 | 467.5372 | 1.083% | 2.5671 | 3.4445 | 12.2237 | 31.4903 | 49.7257 | 0.10636
2018-08-28 05:00 | 44449.1295 | 387 | 179 | 1525 | 2528 | 1.5 | 2 | 0.75 | 1.25 | 500.3547 | 1.126% | 6.5346 | 4.0299 | 12.875 | 35.5715 | 59.0109 | 0.11794
2018-08-28 06:00 | 46994.2317 | 544 | 199 | 2003 | 2440 | 3 | 2.11 | 2 | 3 | 505.939 | 1.077% | 17.5701 | 4.5205 | 43.1285 | 78.807 | 144.0261 | 0.28467
2018-08-28 07:00 | 47277.2197 | 372 | 207 | 2003 | 2440 | 2.61 | 2.31 | 2.1 | 3 | 521.4752 | 1.103% | 10.7094 | 5.2743 | 46.3962 | 80.7408 | 143.1206 | 0.27445
2018-08-28 08:00 | 48890.4388 | 449 | 258 | 2003 | 2440 | 3.3 | 2.11 | 2.1 | 3.5 | 563.0885 | 1.152% | 17.0653 | 6.2698 | 48.4454 | 98.3582 | 170.1387 | 0.30215
2018-08-28 09:00 | 52110.7675 | 449 | 274 | 2003 | 2440 | 3.11 | 2.11 | 2.21 | 4.75 | 621.5376 | 1.193% | 16.6551 | 6.8956 | 52.7975 | 138.2367 | 214.5849 | 0.34525
2018-08-28 10:00 | 55677.1481 | 524 | 246 | 1752 | 2373 | 6 | 0.32 | 2 | 8.48 | 690.344 | 1.24% | 38.9826 | 0.97605 | 43.4463 | 249.5067 | 332.9116 | 0.48224
2018-08-28 11:00 | 59039.0195 | 487 | 215 | 1752 | 2373 | 4.8 | 0.01 | 3.25 | 8.37 | 759.199 | 1.286% | 30.0598 | 0.027647 | 73.2207 | 255.4111 | 358.7193 | 0.4725
2018-08-28 12:00 | 62379.611 | 415 | 207 | 1752 | 2373 | 8.37 | 0.33 | 2.66 | 11.97 | 841.6376 | 1.349% | 46.8658 | 0.92165 | 62.8779 | 383.2431 | 493.9085 | 0.58684
2018-08-28 13:00 | 65485.0491 | 358 | 261 | 1752 | 2373 | 12 | 1.08 | 6.17 | 21.47 | 906.7822 | 1.385% | 59.4874 | 3.9032 | 149.6856 | 705.4896 | 918.5658 | 1.013
2018-08-28 14:00 | 67291.6171 | 285 | 211 | 1375 | 2342 | 18.19 | 1.98 | 8.53 | 29.7 | 967.8007 | 1.438% | 74.5594 | 6.0086 | 168.6851 | 1000.3876 | 1249.6407 | 1.2912
2018-08-28 15:00 | 67955.3294 | 263 | 208 | 1375 | 2342 | 29.34 | 1.86 | 16.01 | 41.29 | 1017.8179 | 1.498% | 115.5746 | 5.7946 | 329.7164 | 1448.3661 | 1899.4518 | 1.8662
2018-08-28 16:00 | 68434.0195 | 248 | 313 | 1375 | 2342 | 30.3 | 2.19 | 20.01 | 42.35 | 1045.5625 | 1.528% | 114.808 | 10.4729 | 420.3662 | 1515.3685 | 2061.0156 | 1.9712
2018-08-28 17:00 | 67997.6523 | 256 | 330 | 1375 | 2342 | 11.19 | 2.07 | 3.92 | 25.11 | 1037.7586 | 1.526% | 43.7192 | 10.4253 | 82.2605 | 897.5033 | 1033.9082 | 0.99629
2018-08-28 18:00 | 66456.0475 | 278 | 438 | 1375 | 2405 | 8 | 2.07 | 2 | 18.07 | 1009.8863 | 1.52% | 33.7966 | 13.7779 | 41.7898 | 660.4063 | 749.7706 | 0.74243
2018-08-28 19:00 | 64493.6445 | 334 | 387 | 1375 | 2405 | 6 | 1.22 | 1.56 | 13.25 | 963.4937 | 1.494% | 29.9385 | 7.0535 | 32.0449 | 476.0613 | 545.0982 | 0.56575
2018-08-28 20:00 | 63110.6448 | 266 | 390 | 1375 | 2405 | 5 | 1.54 | 1.45 | 12.39 | 871.9629 | 1.382% | 18.3758 | 8.2981 | 27.5465 | 411.7008 | 465.9213 | 0.53434
2018-08-28 21:00 | 60293.8844 | 332 | 512 | 1375 | 2405 | 2.96 | 2.61 | 1.34 | 7.75 | 769.0594 | 1.276% | 12.5348 | 17.045 | 23.5014 | 237.7406 | 290.8218 | 0.37815
2018-08-28 22:00 | 55847.8831 | 304 | 561 | 1256 | 2507 | 2.11 | 4.01 | 0.75 | 3.5 | 676.9271 | 1.212% | 7.7748 | 27.2673 | 11.4179 | 106.3549 | 152.815 | 0.22575
2018-08-28 23:00 | 51548.9274 | 264 | 524 | 1256 | 2507 | 2.11 | 3.01 | 0.86 | 2.61 | 598.3623 | 1.161% | 6.4659 | 18.3081 | 12.5381 | 75.952 | 113.2642 | 0.18929
2018-08-29 | 48035.6227 | 309 | 405 | 1256 | 2507 | 1.5 | 2.75 | 0.72 | 1.5 | 534.0779 | 1.112% | 5.1534 | 12.3831 | 10.0546 | 41.8106 | 69.4017 | 0.12995
2018-08-29 01:00 | 45578.1064 | 200 | 334 | 1256 | 2507 | 1 | 2.61 | 0.74 | 1.15 | 499.485 | 1.096% | 2.1918 | 9.5533 | 10.1856 | 31.595 | 53.5257 | 0.10716
2018-08-29 02:00 | 43889.7845 | 182 | 243 | 1525 | 2528 | 0.84 | 2.11 | 0.79 | 1.11 | 476.9966 | 1.087% | 1.6615 | 5.5724 | 13.0933 | 30.4966 | 50.8238 | 0.10655
2018-08-29 03:00 | 42760.4612 | 202 | 180 | 1525 | 2528 | 1 | 1.5 | 0.74 | 1.11 | 464.1045 | 1.085% | 2.1924 | 2.9305 | 12.2483 | 30.456 | 47.8272 | 0.10305
2018-08-29 04:00 | 42529.4059 | 237 | 159 | 1525 | 2528 | 1.11 | 0.98 | 0.75 | 1.11 | 469.0471 | 1.103% | 2.9013 | 1.7185 | 12.6142 | 30.9476 | 48.1816 | 0.10272
2018-08-29 05:00 | 43772.208 | 387 | 179 | 1525 | 2528 | 1.5 | 0.26 | 0.74 | 1.5 | 497.8185 | 1.137% | 6.602 | 0.5293 | 12.8344 | 43.1262 | 63.0918 | 0.12674
2018-08-29 06:00 | 46190.1204 | 544 | 199 | 2003 | 2440 | 3.05 | 0.14 | 2.75 | 2.88 | 512.9014 | 1.11% | 18.424 | 0.30936 | 61.1644 | 78.031 | 157.9287 | 0.30791
2018-08-29 07:00 | 46405.7731 | 372 | 207 | 2003 | 2440 | 2.31 | 0.15 | 2.5 | 2.85 | 542.2087 | 1.168% | 10.0404 | 0.36279 | 58.508 | 81.2511 | 150.1623 | 0.27695
2018-08-29 08:00 | 48129.2728 | 449 | 258 | 2003 | 2440 | 3.51 | 0.78 | 3.21 | 3.51 | 601.7768 | 1.25% | 19.7051 | 2.5162 | 80.3919 | 107.0836 | 209.6968 | 0.34846
2018-08-29 09:00 | 51387.9983 | 449 | 274 | 2003 | 2440 | 3.91 | 0.46 | 3.45 | 4.83 | 686.161 | 1.335% | 23.4416 | 1.683 | 92.2708 | 157.3625 | 274.7579 | 0.40043
2018-08-29 10:00 | 54742.8102 | 524 | 246 | 1752 | 2373 | 6.19 | 0.06 | 3 | 7.21 | 768.2348 | 1.403% | 45.5186 | 0.20713 | 73.7602 | 240.1043 | 359.5902 | 0.46807
2018-08-29 11:00 | 57451.5458 | 487 | 215 | 1752 | 2373 | 9.38 | 0.42 | 3.25 | 12.03 | 854.5476 | 1.487% | 67.9464 | 1.3431 | 84.6939 | 424.6175 | 578.6009 | 0.67708
2018-08-29 12:00 | 59415.4671 | 415 | 207 | 1752 | 2373 | 13.21 | 0.96 | 4.7 | 18.47 | 933.615 | 1.571% | 86.1428 | 3.1226 | 129.3899 | 688.7045 | 907.3598 | 0.97188
2018-08-29 13:00 | 61641.7861 | 358 | 261 | 1752 | 2373 | 20.93 | 2.1 | 17.61 | 31.36 | 989.063 | 1.605% | 120.2267 | 8.7944 | 495.0422 | 1194.05 | 1818.1133 | 1.8382
2018-08-29 14:00 | 63348.6989 | 285 | 211 | 1375 | 2342 | 39.4 | 3.11 | 18 | 52.5 | 1032.1372 | 1.629% | 182.9535 | 10.6916 | 403.2505 | 2003.2997 | 2600.1954 | 2.5192
2018-08-29 15:00 | 64613.6986 | 263 | 208 | 1375 | 2342 | 64.69 | 2.61 | 30 | 78.35 | 1068.9942 | 1.654% | 281.4775 | 8.9816 | 682.456 | 3035.8242 | 4008.7394 | 3.75
2018-08-29 16:00 | 65509.7744 | 248 | 313 | 1375 | 2342 | 68.18 | 5.81 | 30 | 81.61 | 1045.1695 | 1.595% | 269.7673 | 29.0136 | 658.1192 | 3049.3753 | 4006.2754 | 3.8331
2018-08-29 17:00 | 65152.2702 | 256 | 330 | 1375 | 2342 | 23.29 | 3.15 | 17.67 | 37.62 | 1024.2006 | 1.572% | 93.727 | 16.3411 | 381.9396 | 1385.0363 | 1877.044 | 1.8327
2018-08-29 18:00 | 63808.2988 | 278 | 438 | 1375 | 2405 | 8 | 2.18 | 2 | 18.76 | 969.4867 | 1.519% | 33.7909 | 14.5076 | 41.7828 | 685.5081 | 775.5894 | 0.8
2018-08-29 19:00 | 61585.5227 | 334 | 387 | 1375 | 2405 | 7.79 | 1.53 | 2 | 14.2 | 929.1456 | 1.509% | 39.2545 | 8.9332 | 41.4895 | 515.2388 | 604.9159 | 0.65105
2018-08-29 20:00 | 60323.2529 | 266 | 390 | 1375 | 2405 | 5 | 2.11 | 1.63 | 13.19 | 854.3003 | 1.416% | 18.8355 | 11.6539 | 31.7407 | 449.2475 | 511.4777 | 0.59871
2018-08-29 21:00 | 57418.4062 | 332 | 512 | 1375 | 2405 | 6.58 | 3.45 | 1.57 | 8.59 | 748.7418 | 1.304% | 28.4869 | 23.034 | 28.1503 | 269.3948 | 349.066 | 0.4662
2018-08-29 22:00 | 53275.928 | 304 | 561 | 1256 | 2507 | 2.31 | 2.61 | 0.74 | 4 | 644.8121 | 1.21% | 8.4994 | 17.7217 | 11.2492 | 121.3714 | 158.8418 | 0.24634
2018-08-29 23:00 | 48937.2978 | 264 | 524 | 1256 | 2507 | 2.11 | 4.01 | 0.85 | 3.5 | 563.5636 | 1.152% | 6.4149 | 24.198 | 12.2945 | 101.0474 | 143.9548 | 0.25544
2018-08-30 | 45526.0778 | 309 | 405 | 1256 | 2507 | 1.51 | 2.31 | 0.71 | 1.51 | 494.1002 | 1.085% | 5.064 | 10.1536 | 9.6784 | 41.0853 | 65.9812 | 0.13354
2018-08-30 01:00 | 43210.0003 | 200 | 334 | 1256 | 2507 | 1.49 | 2.21 | 0.73 | 1.51 | 457.1444 | 1.058% | 3.1527 | 7.8092 | 9.7002 | 40.0498 | 60.712 | 0.13281
2018-08-30 02:00 | 41419.9401 | 182 | 243 | 1525 | 2528 | 1.36 | 2 | 0.78 | 1.49 | 440.842 | 1.064% | 2.6344 | 5.1726 | 12.6601 | 40.0901 | 60.5572 | 0.13737
2018-08-30 03:00 | 40262.3756 | 202 | 180 | 1525 | 2528 | 1.3 | 1.39 | 0.75 | 1.5 | 434.9937 | 1.08% | 2.8371 | 2.7032 | 12.357 | 40.9687 | 58.866 | 0.13533
2018-08-30 04:00 | 39962.8385 | 237 | 159 | 1525 | 2528 | 1.49 | 0.19 | 0.75 | 1.49 | 450.0623 | 1.126% | 3.977 | 0.34023 | 12.8809 | 42.4209 | 59.619 | 0.13247
2018-08-30 05:00 | 41268.4746 | 387 | 179 | 1525 | 2528 | 1.9 | 0.83 | 0.75 | 1.65 | 489.0325 | 1.185% | 8.7133 | 1.7606 | 13.5535 | 49.4288 | 73.4562 | 0.15021
2018-08-30 06:00 | 43983.7337 | 544 | 199 | 2003 | 2440 | 3 | 0.01 | 2.25 | 2.61 | 496.9139 | 1.13% | 18.4378 | 0.022482 | 50.9158 | 71.9481 | 141.3242 | 0.2844
2018-08-30 07:00 | 44457.6139 | 372 | 207 | 2003 | 2440 | 2.61 | 0.01 | 2.1 | 3 | 527.2375 | 1.186% | 11.5145 | 0.024549 | 49.8839 | 86.8103 | 148.2332 | 0.28115
2018-08-30 08:00 | 46105.9404 | 449 | 258 | 2003 | 2440 | 3.77 | 1.52 | 2.2 | 3.77 | 579.7464 | 1.257% | 21.2848 | 4.9311 | 55.4096 | 115.6678 | 197.2932 | 0.34031
2018-08-30 09:00 | 49346.6897 | 449 | 274 | 2003 | 2440 | 3.9 | 0.2 | 3 | 5.27 | 655.4093 | 1.328% | 23.2576 | 0.72784 | 79.8099 | 170.7871 | 274.5825 | 0.41895
2018-08-30 10:00 | 53073.0231 | 524 | 246 | 1752 | 2373 | 6.26 | 0.01 | 3 | 8.83 | 738.7188 | 1.392% | 45.6574 | 0.034241 | 73.1578 | 291.6512 | 410.5006 | 0.55569
2018-08-30 11:00 | 56471.7164 | 487 | 215 | 1752 | 2373 | 8.71 | 0.16 | 3 | 14.26 | 823.8045 | 1.459% | 61.8786 | 0.50182 | 76.6741 | 493.6401 | 632.6946 | 0.76802
2018-08-30 12:00 | 59715.9872 | 415 | 207 | 1752 | 2373 | 12.03 | 0.63 | 5.97 | 18.03 | 897.2951 | 1.503% | 75.0168 | 1.9595 | 157.164 | 642.8922 | 877.0325 | 0.97742
2018-08-30 13:00 | 62558.1243 | 358 | 261 | 1752 | 2373 | 24.7 | 1.44 | 22.78 | 36.49 | 954.1783 | 1.525% | 134.8732 | 5.7326 | 608.7425 | 1320.7402 | 2070.0886 | 2.1695
2018-08-30 14:00 | 65102.4974 | 285 | 211 | 1375 | 2342 | 36.73 | 3 | 18.12 | 50.97 | 997.639 | 1.532% | 160.4137 | 9.7002 | 381.8006 | 1829.2678 | 2381.1823 | 2.3868
2018-08-30 15:00 | 66891.5143 | 263 | 208 | 1375 | 2342 | 55.25 | 2.61 | 30 | 68.94 | 1031.3874 | 1.542% | 224.0468 | 8.3706 | 636.0258 | 2489.4818 | 3357.9251 | 3.2557
2018-08-30 16:00 | 67953.5651 | 248 | 313 | 1375 | 2342 | 47.62 | 4.88 | 29.44 | 61.32 | 1050.7503 | 1.546% | 182.6116 | 23.6185 | 625.9329 | 2220.6305 | 3052.7934 | 2.9053
2018-08-30 17:00 | 67565.3404 | 256 | 330 | 1375 | 2342 | 24.9 | 2.32 | 17.42 | 39.45 | 1039.5866 | 1.539% | 98.079 | 11.7798 | 368.5425 | 1421.5777 | 1899.979 | 1.8276
2018-08-30 18:00 | 65825.7864 | 278 | 438 | 1375 | 2405 | 7.35 | 2.05 | 2.18 | 18.22 | 993.0353 | 1.509% | 30.8248 | 13.5455 | 45.2197 | 661.0466 | 750.6367 | 0.7559
2018-08-30 19:00 | 63291.4765 | 334 | 387 | 1375 | 2405 | 6 | 1.06 | 2 | 14.13 | 937.6861 | 1.482% | 29.69 | 6.0776 | 40.7422 | 503.4653 | 579.9751 | 0.61852
2018-08-30 20:00 | 61668.2858 | 266 | 390 | 1375 | 2405 | 4 | 2.11 | 1.3 | 11.12 | 859.6045 | 1.394% | 14.8313 | 11.4705 | 24.9163 | 372.7835 | 424.0016 | 0.49325
2018-08-30 21:00 | 58724.9541 | 332 | 512 | 1375 | 2405 | 4 | 3.11 | 1.45 | 7.75 | 754.4186 | 1.285% | 17.0603 | 20.456 | 25.613 | 239.4454 | 302.5747 | 0.40107
2018-08-30 22:00 | 54227.4261 | 304 | 561 | 1256 | 2507 | 2.11 | 2.31 | 0.75 | 3.5 | 640.1692 | 1.181% | 7.5724 | 15.2986 | 11.1206 | 103.5853 | 137.5768 | 0.21491
2018-08-30 23:00 | 49788.4531 | 264 | 524 | 1256 | 2507 | 2.21 | 3.5 | 0.85 | 2.33 | 557.9841 | 1.121% | 6.5387 | 20.5538 | 11.9647 | 65.4641 | 104.5213 | 0.18732
2018-08-31 | 46227.3525 | 309 | 405 | 1256 | 2507 | 1.5 | 2.61 | 0.7 | 1.5 | 498.2899 | 1.078% | 4.9961 | 11.3941 | 9.477 | 40.5349 | 66.402 | 0.13326
2018-08-31 01:00 | 43679.6347 | 200 | 334 | 1256 | 2507 | 1.26 | 2.31 | 0.72 | 1.46 | 459.9765 | 1.053% | 2.6537 | 8.1248 | 9.5231 | 38.5446 | 58.8463 | 0.12793
2018-08-31 02:00 | 41836.2903 | 182 | 243 | 1525 | 2528 | 1 | 2.11 | 0.77 | 1.46 | 431.7263 | 1.032% | 1.8781 | 5.2911 | 12.1176 | 38.0877 | 57.3745 | 0.1329
2018-08-31 03:00 | 40856.8476 | 202 | 180 | 1525 | 2528 | 1.26 | 1.5 | 0.75 | 1.46 | 407.9085 | 0.9984% | 2.5411 | 2.6956 | 11.419 | 36.8492 | 53.5049 | 0.13117
2018-08-31 04:00 | 40577.6028 | 237 | 159 | 1525 | 2528 | 1.46 | 1.15 | 0.75 | 1.46 | 409.7951 | 1.01% | 3.4945 | 1.8466 | 11.5508 | 37.2744 | 54.1662 | 0.13218
2018-08-31 05:00 | 41779.6516 | 387 | 179 | 1525 | 2528 | 1.61 | 1.5 | 0.74 | 1.61 | 446.07 | 1.068% | 6.6523 | 2.8667 | 12.0487 | 43.4551 | 65.0229 | 0.14577
2018-08-31 06:00 | 44204.7991 | 544 | 199 | 2003 | 2440 | 2.41 | 1.74 | 2 | 2.41 | 458.3032 | 1.037% | 13.5925 | 3.5899 | 41.5331 | 60.9664 | 119.6819 | 0.26114
2018-08-31 07:00 | 44618.3675 | 372 | 207 | 2003 | 2440 | 2.31 | 1.92 | 2 | 2.61 | 482.9497 | 1.082% | 9.3013 | 4.3019 | 43.361 | 68.9316 | 125.8958 | 0.26068
2018-08-31 08:00 | 46528.8512 | 449 | 258 | 2003 | 2440 | 2.83 | 1.78 | 2 | 3 | 545.3846 | 1.172% | 14.8941 | 5.3829 | 46.956 | 85.8009 | 153.0339 | 0.2806
2018-08-31 09:00 | 50216.8883 | 449 | 274 | 2003 | 2440 | 3.43 | 1.13 | 2.53 | 3.81 | 625.8337 | 1.246% | 19.1933 | 3.8587 | 63.1554 | 115.8574 | 202.0648 | 0.32287
2018-08-31 10:00 | 53996.1194 | 524 | 246 | 1752 | 2373 | 4.5 | 0.19 | 2 | 7.09 | 715.6174 | 1.325% | 31.2509 | 0.61945 | 46.439 | 222.9781 | 301.2874 | 0.42102
2018-08-31 11:00 | 57568.6331 | 487 | 215 | 1752 | 2373 | 5.74 | 0.5 | 2.43 | 10.45 | 801.6416 | 1.392% | 38.9256 | 1.4969 | 59.2836 | 345.3094 | 445.0155 | 0.55513
2018-08-31 12:00 | 61015.0797 | 415 | 207 | 1752 | 2373 | 9.66 | 1 | 3.97 | 14.34 | 882.8559 | 1.447% | 58.0067 | 2.9952 | 100.6415 | 492.379 | 654.0224 | 0.7408
2018-08-31 13:00 | 64175.4479 | 358 | 261 | 1752 | 2373 | 19.22 | 1.96 | 17.3 | 29.36 | 942.4667 | 1.469% | 101.0494 | 7.5127 | 445.1202 | 1023.1773 | 1576.8596 | 1.6731
2018-08-31 14:00 | 66561.5716 | 285 | 211 | 1375 | 2342 | 31.48 | 3.11 | 17.2 | 44.86 | 985.7049 | 1.481% | 132.8627 | 9.7178 | 350.2309 | 1555.8564 | 2048.6677 | 2.0784
2018-08-31 15:00 | 67869.4896 | 263 | 208 | 1375 | 2342 | 32.5 | 2.61 | 26.26 | 45.82 | 1015.343 | 1.496% | 127.8725 | 8.1216 | 540.1764 | 1605.3886 | 2281.5592 | 2.2471
2018-08-31 16:00 | 68369.4414 | 248 | 313 | 1375 | 2342 | 33.83 | 5.35 | 27.31 | 47.22 | 1025.9769 | 1.501% | 125.901 | 25.1289 | 563.5078 | 1659.5427 | 2374.0805 | 2.314
2018-08-31 17:00 | 67686.2474 | 256 | 330 | 1375 | 2342 | 11.49 | 2.78 | 10.14 | 23.9 | 1000.2908 | 1.478% | 43.4696 | 13.5577 | 206.0471 | 827.2002 | 1090.2746 | 1.09
2018-08-31 18:00 | 65321.9108 | 278 | 438 | 1375 | 2405 | 6.71 | 2.17 | 2 | 15.33 | 950.5494 | 1.455% | 27.1446 | 13.8309 | 40.0174 | 536.5041 | 617.4969 | 0.64962
2018-08-31 19:00 | 62255.5768 | 334 | 387 | 1375 | 2405 | 5.75 | 1.54 | 1.83 | 11.62 | 900.5252 | 1.446% | 27.78 | 8.6208 | 36.3975 | 404.2396 | 477.0379 | 0.52973
2018-08-31 20:00 | 60322.4703 | 266 | 390 | 1375 | 2405 | 4.67 | 2.11 | 1.03 | 10.62 | 830.6942 | 1.377% | 17.1065 | 11.3321 | 19.503 | 351.7237 | 399.6653 | 0.48112
2018-08-31 21:00 | 57638.0788 | 332 | 512 | 1375 | 2405 | 2.67 | 3.49 | 1.04 | 5.99 | 752.9231 | 1.306% | 11.5795 | 23.3419 | 18.68 | 188.1841 | 241.7856 | 0.32113
2018-08-31 22:00 | 54178.3437 | 304 | 561 | 1256 | 2507 | 2.01 | 4.01 | 0.75 | 3.5 | 681.0546 | 1.257% | 7.6811 | 28.279 | 11.8415 | 110.3008 | 158.1024 | 0.23214
2018-08-31 23:00 | 50540.9316 | 264 | 524 | 1256 | 2507 | 2.11 | 3.5 | 0.84 | 2.41 | 637.1699 | 1.261% | 7.0226 | 23.1213 | 13.3009 | 76.1699 | 119.6147 | 0.18773
2018-09-01 | 47229.8203 | 297 | 385 | 1209 | 2665 | 1.49 | 2.61 | 0.69 | 1.49 | 571.1449 | 1.209% | 5.3515 | 12.1515 | 10.088 | 48.019 | 75.6101 | 0.13238
2018-09-01 01:00 | 44634.4531 | 199 | 279 | 1209 | 2665 | 1 | 2.11 | 0.71 | 1.49 | 525.524 | 1.177% | 2.343 | 6.9312 | 10.1066 | 46.7526 | 66.1335 | 0.12584
2018-09-01 02:00 | 42565.0407 | 161 | 220 | 1612 | 2665 | 0.15 | 1.52 | 0.95 | 1.2 | 500.0142 | 1.175% | 0.28369 | 3.9282 | 17.9895 | 37.5671 | 59.7685 | 0.11953
2018-09-01 03:00 | 41062.1822 | 167 | 183 | 1612 | 2665 | 0.85 | 1.5 | 0.75 | 1.2 | 473.3952 | 1.153% | 1.6365 | 3.1646 | 13.9382 | 36.8689 | 55.6083 | 0.11747
2018-09-01 04:00 | 40129.2282 | 236 | 183 | 1612 | 2665 | 1.49 | 1.5 | 0.75 | 1.49 | 462.3197 | 1.152% | 4.0512 | 3.1625 | 13.9286 | 45.7473 | 66.8895 | 0.14468
2018-09-01 05:00 | 39728.8906 | 397 | 211 | 1612 | 2665 | 1.49 | 1.5 | 0.75 | 1.49 | 461.441 | 1.161% | 6.8705 | 3.6761 | 14.0422 | 46.1204 | 70.7092 | 0.15324
2018-09-01 06:00 | 39940.6334 | 557 | 186 | 2119 | 2614 | 2.8 | 2.11 | 2.5 | 2.55 | 475.111 | 1.19% | 18.5521 | 4.6685 | 63.016 | 79.2914 | 165.528 | 0.3484
2018-09-01 07:00 | 40111.9456 | 292 | 212 | 2119 | 2614 | 2.11 | 2.11 | 2.4 | 2.61 | 532.2212 | 1.327% | 8.1749 | 5.9352 | 67.4778 | 90.5242 | 172.1121 | 0.32338
2018-09-01 08:00 | 42703.3636 | 472 | 279 | 2119 | 2614 | 2.8 | 1.84 | 2.5 | 3 | 610.6788 | 1.43% | 18.8995 | 7.3413 | 75.7568 | 112.1444 | 214.142 | 0.35066
2018-09-01 09:00 | 46554.677 | 455 | 329 | 2119 | 2614 | 3.65 | 2.11 | 3.34 | 3.64 | 692.7571 | 1.488% | 24.7128 | 10.3299 | 105.3162 | 141.5874 | 281.9463 | 0.40699
2018-09-01 10:00 | 50634.5149 | 498 | 284 | 1720 | 2440 | 5.27 | 0.37 | 2.27 | 5.47 | 772.6027 | 1.526% | 40.0451 | 1.6034 | 59.575 | 203.6511 | 304.8745 | 0.39461
2018-09-01 11:00 | 54526.3017 | 488 | 246 | 1720 | 2440 | 6.41 | 0.13 | 2.5 | 9.12 | 848.994 | 1.557% | 48.7053 | 0.49794 | 66.9525 | 346.484 | 462.6398 | 0.54493
2018-09-01 12:00 | 57833.4495 | 445 | 215 | 1720 | 2440 | 9.17 | 0.6 | 2.91 | 14.49 | 911.9742 | 1.577% | 64.3477 | 2.0342 | 78.9269 | 557.5216 | 702.8303 | 0.77067
2018-09-01 13:00 | 60536.9306 | 382 | 231 | 1720 | 2440 | 14.34 | 1 | 12.8 | 22.3 | 959.7394 | 1.585% | 86.8451 | 3.6622 | 349.0369 | 862.6361 | 1302.1803 | 1.3568
2018-09-01 14:00 | 62273.1126 | 298 | 201 | 1375 | 2405 | 30.68 | 2 | 16.14 | 43.8 | 998.4828 | 1.603% | 146.5925 | 6.4456 | 355.833 | 1688.9983 | 2197.8694 | 2.2012
2018-09-01 15:00 | 62931.7946 | 257 | 251 | 1375 | 2405 | 38.86 | 3.17 | 24.74 | 50.89 | 1026.1446 | 1.631% | 162.845 | 12.9739 | 554.6779 | 1995.6574 | 2726.1542 | 2.6567
2018-09-01 16:00 | 63271.1722 | 239 | 233 | 1375 | 2405 | 33.69 | 4 | 26.65 | 45.45 | 1038.8371 | 1.642% | 132.2027 | 15.3023 | 601.6466 | 1794.6944 | 2543.8461 | 2.4487
2018-09-01 17:00 | 62918.5244 | 222 | 337 | 1375 | 2405 | 10 | 2.13 | 7.61 | 21.55 | 1017.027 | 1.616% | 35.8845 | 11.6028 | 169.138 | 837.7536 | 1054.379 | 1.0367
2018-09-01 18:00 | 61468.5114 | 259 | 424 | 1473 | 2466 | 5.81 | 1.85 | 2.94 | 14.11 | 970.9285 | 1.58% | 23.769 | 12.39 | 68.4045 | 549.61 | 654.1735 | 0.67376
2018-09-01 19:00 | 58917.9586 | 300 | 411 | 1473 | 2466 | 7.11 | 1.25 | 1.87 | 10.7 | 932.7987 | 1.583% | 33.77 | 8.1338 | 43.6099 | 417.7506 | 503.2643 | 0.53952
2018-09-01 20:00 | 57261.4918 | 257 | 496 | 1473 | 2466 | 5.34 | 3.11 | 1.47 | 8.03 | 864.1454 | 1.509% | 20.7109 | 23.2791 | 32.6772 | 298.8359 | 375.503 | 0.43454
2018-09-01 21:00 | 54833.4567 | 336 | 564 | 1473 | 2466 | 4 | 4 | 1.55 | 5.31 | 787.3563 | 1.436% | 19.2986 | 32.394 | 32.7839 | 188.024 | 272.5004 | 0.3461
2018-09-01 22:00 | 51797.5055 | 335 | 556 | 1209 | 2665 | 2.11 | 3.5 | 0.75 | 3.5 | 700.5516 | 1.352% | 9.56 | 26.3193 | 12.2636 | 126.1527 | 174.2956 | 0.2488
2018-09-01 23:00 | 48577.7506 | 284 | 495 | 1209 | 2665 | 2.01 | 3.5 | 0.83 | 2.01 | 617.6157 | 1.271% | 7.2576 | 22.0269 | 12.7581 | 68.1043 | 110.1469 | 0.17834
2018-09-02 | 45510.6223 | 297 | 385 | 1209 | 2665 | 1.61 | 2.11 | 0.71 | 1.61 | 547.7149 | 1.203% | 5.7547 | 9.7765 | 10.3306 | 51.6375 | 77.4993 | 0.1415
2018-09-02 01:00 | 43115.5638 | 199 | 279 | 1209 | 2665 | 1.49 | 1.64 | 0.71 | 1.51 | 503.9247 | 1.169% | 3.4655 | 5.3479 | 10.0327 | 47.0333 | 65.8794 | 0.13073
2018-09-02 02:00 | 41341.2304 | 161 | 220 | 1612 | 2665 | 0.13 | 1.5 | 0.95 | 1.49 | 465.1318 | 1.125% | 0.23548 | 3.7128 | 17.2298 | 44.6762 | 65.8544 | 0.14158
2018-09-02 03:00 | 39892.0442 | 167 | 183 | 1612 | 2665 | 0.63 | 0.85 | 0.95 | 1.49 | 441.7755 | 1.107% | 1.1651 | 1.7226 | 16.9591 | 43.9743 | 63.8212 | 0.14447
2018-09-02 04:00 | 39037.5016 | 236 | 183 | 1612 | 2665 | 1.49 | 0.96 | 0.97 | 1.49 | 427.5422 | 1.095% | 3.8512 | 1.9241 | 17.1251 | 43.4891 | 66.3895 | 0.15528
2018-09-02 05:00 | 38611.2015 | 397 | 211 | 1612 | 2665 | 1.55 | 1.28 | 0.97 | 1.55 | 422.8923 | 1.095% | 6.7397 | 2.9581 | 17.1259 | 45.2424 | 72.066 | 0.17041
2018-09-02 06:00 | 38661.1435 | 557 | 186 | 2119 | 2614 | 2.61 | 1.3 | 2.04 | 2.25 | 491.1366 | 1.27% | 18.4681 | 3.0717 | 54.9147 | 74.7164 | 151.1709 | 0.3078
2018-09-02 07:00 | 38748.6777 | 292 | 212 | 2119 | 2614 | 2.05 | 2.11 | 2.04 | 2.05 | 547.6692 | 1.413% | 8.4605 | 6.3224 | 61.0974 | 75.7392 | 151.6195 | 0.27685
2018-09-02 08:00 | 41024.0872 | 472 | 279 | 2119 | 2614 | 2.83 | 2.11 | 2.1 | 2.83 | 622.5544 | 1.518% | 20.2706 | 8.9336 | 67.5287 | 112.2614 | 208.9943 | 0.3357
2018-09-02 09:00 | 44308.6178 | 455 | 329 | 2119 | 2614 | 3.51 | 2.11 | 3.2 | 3.5 | 697.4794 | 1.574% | 25.1398 | 10.9275 | 106.7392 | 144.018 | 286.8246 | 0.41123
2018-09-02 10:00 | 47463.399 | 498 | 284 | 1720 | 2440 | 4.81 | 0.46 | 2 | 5.07 | 776.2882 | 1.636% | 39.1777 | 2.1367 | 56.263 | 202.3308 | 299.9081 | 0.38634
2018-09-02 11:00 | 50447.6598 | 488 | 246 | 1720 | 2440 | 6.27 | 0.18 | 2.5 | 7.84 | 854.9044 | 1.695% | 51.8518 | 0.75039 | 72.8694 | 324.1772 | 449.6487 | 0.52596
2018-09-02 12:00 | 52955.263 | 445 | 215 | 1720 | 2440 | 8.11 | 0.62 | 2.39 | 12.71 | 925.167 | 1.747% | 63.051 | 2.3288 | 71.8187 | 541.8092 | 679.0077 | 0.73393
2018-09-02 13:00 | 55074.6178 | 382 | 231 | 1720 | 2440 | 11.86 | 1 | 9.31 | 20.03 | 944.7557 | 1.715% | 77.717 | 3.9626 | 274.6921 | 838.3759 | 1194.7476 | 1.2646
2018-09-02 14:00 | 56660.816 | 298 | 201 | 1375 | 2405 | 15.67 | 1.86 | 11.1 | 26.61 | 943.9712 | 1.666% | 77.7967 | 6.2285 | 254.2738 | 1066.1931 | 1404.4922 | 1.4879
2018-09-02 15:00 | 57810.3906 | 257 | 251 | 1375 | 2405 | 30.54 | 2.85 | 19.7 | 43.25 | 926.3978 | 1.602% | 125.7748 | 11.4633 | 434.0708 | 1666.8357 | 2238.1446 | 2.416
2018-09-02 16:00 | 58256.5276 | 239 | 233 | 1375 | 2405 | 26.74 | 2.81 | 19.5 | 39.45 | 909.7162 | 1.562% | 99.7977 | 10.2241 | 418.6958 | 1481.5743 | 2010.2919 | 2.2098
2018-09-02 17:00 | 57868.0312 | 222 | 337 | 1375 | 2405 | 8.71 | 2.11 | 6.01 | 20.55 | 886.133 | 1.531% | 29.6095 | 10.8886 | 126.5428 | 756.8104 | 923.8513 | 1.0426
2018-09-02 18:00 | 56380.9267 | 259 | 424 | 1473 | 2466 | 7 | 2.11 | 2.59 | 13.38 | 848.3775 | 1.505% | 27.2807 | 13.4619 | 57.4063 | 496.485 | 594.6338 | 0.70091
2018-09-02 19:00 | 54496.4059 | 300 | 411 | 1473 | 2466 | 6 | 1.71 | 1.92 | 11.55 | 806.7292 | 1.48% | 26.646 | 10.4039 | 41.8662 | 421.6334 | 500.5495 | 0.62047
2018-09-02 20:00 | 53549.7552 | 257 | 496 | 1473 | 2466 | 5 | 3.5 | 1.6 | 10.36 | 739.2904 | 1.381% | 17.7403 | 23.9666 | 32.5372 | 352.704 | 426.9482 | 0.57751
2018-09-02 21:00 | 51407.5755 | 336 | 564 | 1473 | 2466 | 3 | 3.46 | 1.54 | 5.86 | 662.4856 | 1.289% | 12.99 | 25.1481 | 29.233 | 186.2259 | 253.5969 | 0.3828
2018-09-02 22:00 | 48559.0635 | 335 | 556 | 1209 | 2665 | 2.01 | 2.61 | 0.78 | 4 | 587.8788 | 1.211% | 8.1519 | 17.5684 | 11.4166 | 129.0549 | 166.1919 | 0.2827
2018-09-02 23:00 | 45533.0071 | 284 | 495 | 1209 | 2665 | 2.11 | 2.61 | 0.82 | 2.51 | 516.3801 | 1.134% | 6.7959 | 14.6517 | 11.243 | 75.8602 | 108.5508 | 0.21021
2018-09-03 | 42855.4941 | 297 | 385 | 1209 | 2665 | 1.15 | 1.9 | 0.7 | 1.15 | 461.631 | 1.077% | 3.6791 | 7.8796 | 9.1162 | 33.0129 | 53.6877 | 0.1163
2018-09-03 01:00 | 40827.9524 | 199 | 279 | 1209 | 2665 | 0.01 | 1.5 | 0.7 | 1.01 | 430.7949 | 1.055% | 0.020997 | 4.4158 | 8.9297 | 28.4009 | 41.7674 | 0.096954
2018-09-03 02:00 | 39433.653 | 161 | 220 | 1612 | 2665 | 0.14 | 1.28 | 0.95 | 1.01 | 414.7349 | 1.052% | 0.23706 | 2.9617 | 16.1062 | 28.3088 | 47.6137 | 0.11481
2018-09-03 03:00 | 38550.5335 | 167 | 183 | 1612 | 2665 | 0.41 | 0.87 | 0.94 | 1.01 | 404.0959 | 1.048% | 0.71772 | 1.6689 | 15.8835 | 28.2145 | 46.4846 | 0.11503
2018-09-03 04:00 | 38155.162 | 236 | 183 | 1612 | 2665 | 1 | 1.01 | 0.96 | 1.01 | 404.562 | 1.06% | 2.5023 | 1.9598 | 16.4085 | 28.5398 | 49.4103 | 0.12213
2018-09-03 05:00 | 38498.7932 | 397 | 211 | 1612 | 2665 | 1.14 | 1.46 | 0.96 | 1.11 | 411.4045 | 1.069% | 4.8363 | 3.292 | 16.5371 | 31.6113 | 56.2767 | 0.13679
2018-09-03 06:00 | 39129.4476 | 557 | 186 | 2119 | 2614 | 2.7 | 1.44 | 2.5 | 2.61 | 430.4626 | 1.1% | 16.5444 | 2.9465 | 58.2777 | 75.0547 | 152.8233 | 0.35502
2018-09-03 07:00 | 39195.7906 | 292 | 212 | 2119 | 2614 | 2.01 | 1.5 | 2.4 | 2.61 | 472.4804 | 1.205% | 7.0749 | 3.8333 | 61.3037 | 82.2414 | 154.4533 | 0.3269
2018-09-03 08:00 | 40347.9951 | 472 | 279 | 2119 | 2614 | 2.8 | 0.88 | 2.5 | 3 | 539.7739 | 1.338% | 17.6803 | 3.2846 | 70.8697 | 104.91 | 196.7446 | 0.36449
2018-09-03 09:00 | 42624.8948 | 455 | 329 | 2119 | 2614 | 4.15 | 1.5 | 3.84 | 4.28 | 613.656 | 1.44% | 27.1845 | 7.1047 | 117.145 | 161.0686 | 312.5029 | 0.50925
2018-09-03 10:00 | 45048.8515 | 498 | 284 | 1720 | 2440 | 4.62 | 0.53 | 2.12 | 5 | 679.8354 | 1.509% | 34.7209 | 2.2715 | 55.0281 | 184.1111 | 276.1316 | 0.40617
2018-09-03 11:00 | 46946.2383 | 488 | 246 | 1720 | 2440 | 5 | 0.41 | 2 | 6.88 | 750.5619 | 1.599% | 39.01 | 1.6125 | 54.9977 | 268.3885 | 364.0087 | 0.48498
2018-09-03 12:00 | 48332.8229 | 445 | 215 | 1720 | 2440 | 7 | 0.71 | 2.5 | 9.11 | 786.7073 | 1.628% | 50.7025 | 2.4847 | 69.9906 | 361.8089 | 484.9866 | 0.61648
2018-09-03 13:00 | 49528.5667 | 382 | 231 | 1720 | 2440 | 10.38 | 1 | 8.46 | 16.85 | 789.5427 | 1.594% | 63.2092 | 3.6824 | 231.963 | 655.4048 | 954.2594 | 1.2086
2018-09-03 14:00 | 50294.2304 | 298 | 201 | 1375 | 2405 | 14.04 | 1.92 | 9.8 | 24.08 | 792.5676 | 1.576% | 65.9328 | 6.0816 | 212.3474 | 912.6195 | 1196.9812 | 1.5103
2018-09-03 15:00 | 50671.2936 | 257 | 251 | 1375 | 2405 | 16.63 | 2.55 | 2 | 27.3 | 787.2393 | 1.554% | 66.4003 | 9.9439 | 42.7245 | 1020.0525 | 1139.1213 | 1.447
2018-09-03 16:00 | 51200.0836 | 239 | 233 | 1375 | 2405 | 17.28 | 2.7 | 12.28 | 25.19 | 782.0194 | 1.527% | 63.0795 | 9.6087 | 257.898 | 925.316 | 1255.9023 | 1.606
2018-09-03 17:00 | 51260.6478 | 222 | 337 | 1375 | 2405 | 10 | 1.99 | 2 | 15.99 | 753.5694 | 1.47% | 32.6356 | 9.8588 | 40.427 | 565.3309 | 648.2523 | 0.86024
2018-09-03 18:00 | 50540.6806 | 259 | 424 | 1473 | 2466 | 6.66 | 2.04 | 2.58 | 11.77 | 724.6715 | 1.434% | 24.7328 | 12.4021 | 54.4907 | 416.1689 | 507.7946 | 0.70072
2018-09-03 19:00 | 49756.9951 | 300 | 411 | 1473 | 2466 | 5.37 | 1.5 | 2 | 9.93 | 695.2249 | 1.397% | 22.5095 | 8.614 | 41.1627 | 342.1476 | 414.4338 | 0.59611
2018-09-03 20:00 | 49650.7597 | 257 | 496 | 1473 | 2466 | 4.09 | 3.5 | 1.75 | 7.41 | 642.1806 | 1.293% | 13.5953 | 22.4533 | 33.3405 | 236.3429 | 305.732 | 0.47608
2018-09-03 21:00 | 47796.6002 | 336 | 564 | 1473 | 2466 | 3 | 3.5 | 1.75 | 5.58 | 560.5389 | 1.173% | 11.8214 | 23.1503 | 30.2308 | 161.3749 | 226.5774 | 0.40421
2018-09-03 22:00 | 44751.8811 | 335 | 556 | 1209 | 2665 | 3 | 3.5 | 0.77 | 3 | 483.5387 | 1.08% | 10.8589 | 21.0263 | 10.0586 | 86.385 | 128.3288 | 0.2654
2018-09-03 23:00 | 41606.9192 | 284 | 495 | 1209 | 2665 | 2.11 | 3.98 | 0.81 | 2.48 | 445.6459 | 1.071% | 6.4184 | 21.1015 | 10.489 | 70.7902 | 108.7991 | 0.24414
2018-09-04 | 39392.5801 | 297 | 385 | 1209 | 2665 | 1.41 | 2.61 | 0.69 | 1.41 | 419.707 | 1.065% | 4.4618 | 10.7061 | 8.8881 | 40.0358 | 64.0917 | 0.15271
2018-09-04 01:00 | 37991.8535 | 199 | 279 | 1209 | 2665 | 1.01 | 2.11 | 0.69 | 1.01 | 403.2718 | 1.061% | 2.1334 | 6.2488 | 8.8549 | 28.571 | 45.8081 | 0.11359
2018-09-04 02:00 | 37052.2171 | 161 | 220 | 1612 | 2665 | 0.44 | 1.5 | 0.94 | 1.01 | 392.6073 | 1.06% | 0.75062 | 3.4967 | 16.056 | 28.5209 | 48.8242 | 0.12436
2018-09-04 03:00 | 36717.5475 | 167 | 183 | 1612 | 2665 | 0.56 | 0.89 | 0.93 | 1.01 | 394.5722 | 1.075% | 1.005 | 1.7502 | 16.1102 | 28.9249 | 47.7903 | 0.12112
2018-09-04 04:00 | 37196.5699 | 236 | 183 | 1612 | 2665 | 1.01 | 0.91 | 0.95 | 1.01 | 422.7307 | 1.136% | 2.7089 | 1.8926 | 17.404 | 30.59 | 52.5955 | 0.12442
2018-09-04 05:00 | 39012.4801 | 397 | 211 | 1612 | 2665 | 1.7 | 1.22 | 0.95 | 1.45 | 469.4133 | 1.203% | 8.1207 | 3.0974 | 18.4264 | 46.4962 | 76.1406 | 0.1622
2018-09-04 06:00 | 42064.652 | 557 | 186 | 2119 | 2614 | 3.92 | 0.06 | 2.5 | 3.67 | 485.6417 | 1.155% | 25.2081 | 0.12884 | 61.1603 | 110.7568 | 197.254 | 0.40617
2018-09-04 07:00 | 42948.4804 | 292 | 212 | 2119 | 2614 | 2.11 | 0.14 | 2.3 | 2.61 | 482.7218 | 1.124% | 6.9249 | 0.33359 | 54.7782 | 76.6823 | 138.719 | 0.28737
2018-09-04 08:00 | 43690.2223 | 472 | 279 | 2119 | 2614 | 3 | 1.5 | 2.5 | 3 | 489.5926 | 1.121% | 15.8677 | 4.6897 | 59.3638 | 87.8774 | 167.7986 | 0.34273
2018-09-04 09:00 | 45850.7923 | 455 | 329 | 2119 | 2614 | 3.76 | 2 | 3.45 | 3.76 | 500.3756 | 1.091% | 18.6702 | 7.1808 | 79.781 | 107.2612 | 212.8932 | 0.42547
2018-09-04 10:00 | 48463.6211 | 498 | 284 | 1720 | 2440 | 4.56 | 0.4 | 2 | 5 | 540.6728 | 1.116% | 25.3345 | 1.2674 | 38.3775 | 136.1064 | 201.0858 | 0.37192
2018-09-04 11:00 | 50945.4869 | 488 | 246 | 1720 | 2440 | 6.92 | 0.47 | 2 | 9.53 | 606.7461 | 1.191% | 40.2186 | 1.377 | 40.9694 | 276.9389 | 359.504 | 0.59251
2018-09-04 12:00 | 53310.6331 | 445 | 215 | 1720 | 2440 | 7.64 | 0.9 | 2.51 | 12.26 | 661.9675 | 1.242% | 42.2159 | 2.4027 | 53.6074 | 371.4524 | 469.6784 | 0.70952
2018-09-04 13:00 | 55586.8629 | 382 | 231 | 1720 | 2440 | 10.06 | 1 | 4.33 | 18.13 | 708.354 | 1.274% | 48.9711 | 2.9437 | 94.9062 | 563.7231 | 710.544 | 1.0031
2018-09-04 14:00 | 57290.1322 | 298 | 201 | 1375 | 2405 | 14.77 | 1.95 | 2 | 25.87 | 755.5254 | 1.319% | 58.0452 | 5.1689 | 36.2662 | 820.5041 | 919.9843 | 1.2177
2018-09-04 15:00 | 58437.289 | 257 | 251 | 1375 | 2405 | 23.54 | 2.64 | 2 | 34.36 | 778.3172 | 1.332% | 80.5761 | 8.8256 | 36.6268 | 1100.6134 | 1226.6419 | 1.576
2018-09-04 16:00 | 59188.4446 | 239 | 233 | 1375 | 2405 | 17.28 | 2.56 | 11.06 | 28.44 | 781.4928 | 1.32% | 54.5293 | 7.8756 | 200.7917 | 903.0935 | 1166.2901 | 1.4924
2018-09-04 17:00 | 58759.0335 | 222 | 337 | 1375 | 2405 | 6.76 | 1.58 | 1.86 | 15.2 | 762.7001 | 1.298% | 19.4795 | 6.9114 | 33.1967 | 474.5017 | 534.0894 | 0.70026
2018-09-04 18:00 | 57067.8587 | 259 | 424 | 1473 | 2466 | 5 | 1.87 | 2.45 | 12.6 | 739.1108 | 1.295% | 16.7721 | 10.2689 | 46.7398 | 402.4219 | 476.2027 | 0.64429
2018-09-04 19:00 | 55066.2776 | 300 | 411 | 1473 | 2466 | 5.65 | 1.21 | 2 | 10 | 735.7891 | 1.336% | 22.6484 | 6.645 | 39.3641 | 329.504 | 398.1615 | 0.54114
2018-09-04 20:00 | 54318.7952 | 257 | 496 | 1473 | 2466 | 4.27 | 3.11 | 1.61 | 8.76 | 690.7186 | 1.272% | 13.9544 | 19.6152 | 30.1564 | 274.6934 | 338.4194 | 0.48995
2018-09-04 21:00 | 51913.5042 | 336 | 564 | 1473 | 2466 | 3.05 | 3.5 | 1.48 | 5.53 | 611.6463 | 1.178% | 12.0742 | 23.2577 | 25.6853 | 160.6713 | 221.6885 | 0.36245
2018-09-04 22:00 | 48206.2512 | 335 | 556 | 1209 | 2665 | 3 | 3.5 | 0.97 | 4 | 540.0235 | 1.12% | 11.2584 | 21.7998 | 13.1373 | 119.4171 | 165.6126 | 0.30668
2018-09-04 23:00 | 44572.7679 | 284 | 495 | 1209 | 2665 | 2.11 | 3.46 | 0.87 | 2.61 | 475.8252 | 1.068% | 6.397 | 18.2835 | 11.2285 | 74.2533 | 110.1623 | 0.23152
2018-09-05 | 41567.5195 | 297 | 385 | 1209 | 2665 | 1.49 | 2.61 | 0.68 | 1.49 | 418.474 | 1.007% | 4.4551 | 10.1162 | 8.2766 | 39.9759 | 62.8237 | 0.15013
2018-09-05 01:00 | 39611.2454 | 199 | 279 | 1209 | 2665 | 1.01 | 1.5 | 0.68 | 1.01 | 392.3165 | 0.9904% | 1.9906 | 4.1449 | 8.1424 | 26.6586 | 40.9365 | 0.10435
2018-09-05 02:00 | 38354.7659 | 161 | 220 | 1612 | 2665 | 0.16 | 0.97 | 0.93 | 1.01 | 378.7741 | 0.9876% | 0.25439 | 2.1074 | 14.805 | 26.5815 | 43.7484 | 0.1155
2018-09-05 03:00 | 37750.0778 | 167 | 183 | 1612 | 2665 | 0.2 | 0.67 | 0.92 | 1.01 | 375.5404 | 0.9948% | 0.33227 | 1.2197 | 14.7534 | 26.7767 | 43.0821 | 0.11472
2018-09-05 04:00 | 38013.9101 | 236 | 183 | 1612 | 2665 | 1.01 | 0.54 | 0.94 | 1.01 | 393.0703 | 1.034% | 2.4647 | 1.0218 | 15.6683 | 27.8321 | 46.9869 | 0.11954
2018-09-05 05:00 | 39796.7285 | 397 | 211 | 1612 | 2665 | 1.56 | 0.63 | 0.94 | 1.49 | 437.2714 | 1.099% | 6.8049 | 1.4606 | 16.6493 | 43.6302 | 68.545 | 0.15676
2018-09-05 06:00 | 42803.1286 | 557 | 186 | 2119 | 2614 | 3.73 | 0.38 | 3.18 | 3.48 | 457.9629 | 1.07% | 22.2289 | 0.75623 | 72.0963 | 97.3284 | 192.4098 | 0.42014
2018-09-05 07:00 | 43708.7233 | 292 | 212 | 2119 | 2614 | 2.11 | 0.28 | 2.7 | 3 | 469.3821 | 1.074% | 6.6164 | 0.63746 | 61.4403 | 84.2142 | 152.9083 | 0.32577
2018-09-05 08:00 | 44674.04 | 472 | 279 | 2119 | 2614 | 3.47 | 1.18 | 3.17 | 3.47 | 505.5567 | 1.132% | 18.5347 | 3.7256 | 76.016 | 102.6478 | 200.9242 | 0.39743
2018-09-05 09:00 | 47079.2835 | 455 | 329 | 2119 | 2614 | 4.63 | 1.64 | 4.62 | 4.83 | 552.7956 | 1.174% | 24.7359 | 6.3354 | 114.9497 | 148.2475 | 294.2684 | 0.53233
2018-09-05 10:00 | 50221.387 | 498 | 284 | 1720 | 2440 | 5.6 | 0.43 | 2.11 | 6.32 | 610.0643 | 1.215% | 33.8769 | 1.4835 | 44.0857 | 187.3242 | 266.7703 | 0.43728
2018-09-05 11:00 | 53082.8509 | 488 | 246 | 1720 | 2440 | 7.64 | 1 | 2 | 9.64 | 661.5206 | 1.246% | 46.4625 | 3.0657 | 42.8694 | 293.1271 | 385.5247 | 0.58279
2018-09-05 12:00 | 55533.556 | 445 | 215 | 1720 | 2440 | 9.51 | 1.43 | 2.5 | 14.19 | 718.55 | 1.294% | 54.7573 | 3.9781 | 55.6378 | 447.9956 | 562.3688 | 0.78264
2018-09-05 13:00 | 57575.3401 | 382 | 231 | 1720 | 2440 | 12.49 | 1.46 | 4.91 | 17.37 | 772.2451 | 1.341% | 63.9948 | 4.5236 | 113.2736 | 568.471 | 750.2629 | 0.97153
2018-09-05 14:00 | 58738.4205 | 298 | 201 | 1375 | 2405 | 14.23 | 2.94 | 2 | 22.84 | 813.7794 | 1.385% | 58.7497 | 8.1871 | 38.0993 | 761.0192 | 866.0552 | 1.0642
2018-09-05 15:00 | 59412.0921 | 257 | 251 | 1375 | 2405 | 24.48 | 3.61 | 2 | 34.98 | 812.8611 | 1.368% | 86.0768 | 12.3972 | 37.6248 | 1151.0028 | 1287.1016 | 1.5834
2018-09-05 16:00 | 59472.2724 | 239 | 233 | 1375 | 2405 | 20.39 | 1.66 | 9.84 | 31.19 | 822.8827 | 1.384% | 67.4277 | 5.3516 | 187.2066 | 1037.896 | 1297.882 | 1.5772
2018-09-05 17:00 | 58549.833 | 222 | 337 | 1375 | 2405 | 8.86 | 1.19 | 2 | 17.39 | 800.1783 | 1.367% | 26.8811 | 5.4807 | 37.5832 | 571.5784 | 641.5235 | 0.80173
2018-09-05 18:00 | 56798.6605 | 259 | 424 | 1473 | 2466 | 5.52 | 1.91 | 2.18 | 12 | 757.0527 | 1.333% | 19.0558 | 10.7941 | 42.8003 | 394.4231 | 467.0733 | 0.61696
2018-09-05 19:00 | 55214.7415 | 300 | 411 | 1473 | 2466 | 5.66 | 1.24 | 2 | 11.52 | 711.2492 | 1.288% | 21.8728 | 6.5649 | 37.9489 | 365.942 | 432.3287 | 0.60784
2018-09-05 20:00 | 54488.9785 | 257 | 496 | 1473 | 2466 | 4.57 | 3.68 | 1.74 | 10.03 | 647.7544 | 1.189% | 13.9621 | 21.6986 | 30.4687 | 294.0327 | 360.1621 | 0.55602
2018-09-05 21:00 | 51980.3287 | 336 | 564 | 1473 | 2466 | 4 | 5 | 1.51 | 6.31 | 581.1792 | 1.118% | 15.0269 | 31.5297 | 24.8686 | 173.9777 | 245.4029 | 0.42225
2018-09-05 22:00 | 48307.4137 | 335 | 556 | 1209 | 2665 | 2.24 | 3.5 | 0.9 | 2.24 | 508.1496 | 1.052% | 7.8935 | 20.4701 | 11.4458 | 62.7947 | 102.6042 | 0.20192
2018-09-05 23:00 | 44637.7815 | 284 | 495 | 1209 | 2665 | 1.53 | 3.01 | 0.86 | 1.53 | 456.1008 | 1.022% | 4.4398 | 15.224 | 10.6239 | 41.6627 | 71.9504 | 0.15775
2018-09-06 | 41755.4778 | 297 | 385 | 1209 | 2665 | 1.11 | 1.5 | 0.67 | 1.11 | 410.9496 | 0.9842% | 3.2446 | 5.6836 | 7.9722 | 29.1136 | 46.0139 | 0.11197
2018-09-06 01:00 | 39753.86 | 199 | 279 | 1209 | 2665 | 0.01 | 0.7 | 0.67 | 1.01 | 387.4573 | 0.9746% | 0.019395 | 1.9035 | 7.8949 | 26.2339 | 36.0517 | 0.093047
2018-09-06 02:00 | 38472.1279 | 161 | 220 | 1612 | 2665 | 0.01 | 0.21 | 0.92 | 0.92 | 372.3416 | 0.9678% | 0.015582 | 0.44713 | 14.3532 | 23.7291 | 38.5449 | 0.10352
2018-09-06 03:00 | 37706.2076 | 167 | 183 | 1612 | 2665 | 0.01 | 0.38 | 0.91 | 0.91 | 366.5195 | 0.972% | 0.016233 | 0.67596 | 14.2591 | 23.5734 | 38.5247 | 0.10511
2018-09-06 04:00 | 37813.8499 | 236 | 183 | 1612 | 2665 | 0.85 | 0.48 | 0.93 | 0.93 | 388.1858 | 1.027% | 2.0593 | 0.90174 | 15.3899 | 25.443 | 43.794 | 0.11282
2018-09-06 05:00 | 39519.4586 | 397 | 211 | 1612 | 2665 | 1.01 | 0.55 | 0.93 | 1.01 | 449.2714 | 1.137% | 4.5584 | 1.3193 | 17.043 | 30.5996 | 53.5203 | 0.11913
2018-09-06 06:00 | 42548.0927 | 557 | 186 | 2119 | 2614 | 3.46 | 0.01 | 3 | 3.21 | 476.7682 | 1.121% | 21.5953 | 0.020842 | 71.2327 | 94.0238 | 186.8726 | 0.39196
2018-09-06 07:00 | 43295.1653 | 292 | 212 | 2119 | 2614 | 2.01 | 0.03 | 2.7 | 2.91 | 489.8087 | 1.131% | 6.64 | 0.071952 | 64.7264 | 86.0569 | 157.4953 | 0.32154
2018-09-06 08:00 | 44432.944 | 472 | 279 | 2119 | 2614 | 3.41 | 0.41 | 3.09 | 3.52 | 523.1144 | 1.177% | 18.9491 | 1.3467 | 77.087 | 108.3278 | 205.7106 | 0.39324
2018-09-06 09:00 | 46886.5758 | 455 | 329 | 2119 | 2614 | 4.3 | 1.5 | 4 | 4.3 | 590.9903 | 1.26% | 24.6611 | 6.2204 | 106.8373 | 141.6791 | 279.3979 | 0.47276
2018-09-06 10:00 | 49868.6494 | 498 | 284 | 1720 | 2440 | 6.39 | 0.43 | 2.4 | 6.75 | 651.6939 | 1.307% | 41.5859 | 1.5959 | 53.9456 | 215.2334 | 312.3608 | 0.47931
2018-09-06 11:00 | 52834.0641 | 488 | 246 | 1720 | 2440 | 8.52 | 0.42 | 2 | 9.37 | 708.1337 | 1.34% | 55.7264 | 1.3848 | 46.1062 | 306.4295 | 409.6469 | 0.57849
2018-09-06 12:00 | 55451.6455 | 445 | 215 | 1720 | 2440 | 10.77 | 0.87 | 3 | 14.04 | 752.9477 | 1.358% | 65.0768 | 2.5399 | 70.0648 | 465.1653 | 602.8468 | 0.80065
2018-09-06 13:00 | 57639.5426 | 382 | 231 | 1720 | 2440 | 13.01 | 1.3 | 8 | 20 | 805.3674 | 1.397% | 69.4407 | 4.1959 | 192.2613 | 681.857 | 947.755 | 1.1768
2018-09-06 14:00 | 58724.7916 | 298 | 201 | 1375 | 2405 | 19.41 | 2.26 | 2.11 | 28.73 | 846.3474 | 1.441% | 83.3622 | 6.5468 | 41.8131 | 995.8132 | 1127.5353 | 1.3322
2018-09-06 15:00 | 58333.498 | 257 | 251 | 1375 | 2405 | 28.67 | 3.17 | 2.25 | 39.54 | 849.0372 | 1.455% | 107.2431 | 11.5809 | 45.0292 | 1384.0776 | 1547.9308 | 1.8232
2018-09-06 16:00 | 57140.888 | 239 | 233 | 1375 | 2405 | 22.1 | 2.81 | 10.74 | 33.95 | 820.9178 | 1.437% | 75.8827 | 9.4062 | 212.1581 | 1173.0257 | 1470.4727 | 1.7913
2018-09-06 17:00 | 55453.9632 | 222 | 337 | 1375 | 2405 | 10 | 1.67 | 2.3 | 18.43 | 795.5788 | 1.435% | 31.8496 | 8.0742 | 45.3713 | 635.9032 | 721.1982 | 0.90651
2018-09-06 18:00 | 53645.4329 | 259 | 424 | 1473 | 2466 | 7 | 1.87 | 2.46 | 13.45 | 762.2777 | 1.421% | 25.7619 | 11.2665 | 51.4895 | 471.2982 | 559.8161 | 0.7344
2018-09-06 19:00 | 52480.9244 | 300 | 411 | 1473 | 2466 | 6.3 | 1.35 | 2 | 10.26 | 740.4276 | 1.411% | 26.6651 | 7.8281 | 41.5637 | 356.9616 | 433.0185 | 0.58482
2018-09-06 20:00 | 51955.3212 | 257 | 496 | 1473 | 2466 | 4.97 | 3.88 | 1.61 | 10.94 | 699.3015 | 1.346% | 17.1919 | 25.9029 | 31.92 | 363.1155 | 438.1303 | 0.62653
2018-09-06 21:00 | 49759.0765 | 336 | 564 | 1473 | 2466 | 4 | 5 | 1.65 | 6.82 | 619.4532 | 1.245% | 16.7315 | 35.1063 | 30.2568 | 209.3696 | 291.4642 | 0.47052
2018-09-06 22:00 | 46477.0514 | 335 | 556 | 1209 | 2665 | 2.37 | 1.82 | 0.89 | 2.37 | 526.059 | 1.132% | 8.9865 | 11.4536 | 12.179 | 71.4894 | 104.1085 | 0.1979
2018-09-06 23:00 | 43120.9206 | 284 | 495 | 1209 | 2665 | 1.63 | 2.18 | 0.85 | 1.63 | 457.7062 | 1.061% | 4.9137 | 11.4541 | 10.908 | 46.1088 | 73.3845 | 0.16033
2018-09-07 | 40438.4869 | 297 | 385 | 1209 | 2665 | 1.45 | 1.5 | 0.66 | 1.45 | 407.5277 | 1.008% | 4.34 | 5.8199 | 8.0414 | 38.9428 | 57.1441 | 0.14022
2018-09-07 01:00 | 38503.1888 | 199 | 279 | 1209 | 2665 | 0.01 | 0.47 | 0.66 | 1.01 | 377.4378 | 0.9803% | 0.019508 | 1.2854 | 7.822 | 26.3856 | 35.5126 | 0.094089
2018-09-07 02:00 | 37326.4085 | 161 | 220 | 1612 | 2665 | 0.01 | 0.11 | 0.91 | 1.01 | 368.4951 | 0.9872% | 0.015894 | 0.23891 | 14.4818 | 26.5726 | 41.3092 | 0.1121
2018-09-07 03:00 | 36828.067 | 167 | 183 | 1612 | 2665 | 0.09 | 0.04 | 0.9 | 1.01 | 366.0519 | 0.9939% | 0.14939 | 0.072757 | 14.4202 | 26.7536 | 41.396 | 0.11309
2018-09-07 04:00 | 37009.6849 | 236 | 183 | 1612 | 2665 | 0.99 | 0.03 | 0.92 | 1.01 | 406.6999 | 1.099% | 2.5675 | 0.06033 | 16.2971 | 29.5786 | 48.5035 | 0.11926
2018-09-07 05:00 | 38715.8131 | 397 | 211 | 1612 | 2665 | 1.21 | 0.12 | 0.92 | 1.21 | 454.8233 | 1.175% | 5.6433 | 0.29745 | 17.4224 | 37.8823 | 61.2454 | 0.13466
2018-09-07 06:00 | 41602.2093 | 557 | 186 | 2119 | 2614 | 4.89 | 0.01 | 2.31 | 4.64 | 488.4844 | 1.174% | 31.9815 | 0.02184 | 57.4748 | 142.4157 | 231.8938 | 0.47472
2018-09-07 07:00 | 42519.7308 | 292 | 212 | 2119 | 2614 | 2.5 | 0.05 | 2.1 | 3 | 493.3047 | 1.16% | 8.4693 | 0.12298 | 51.6268 | 90.9812 | 151.2002 | 0.3065
2018-09-07 08:00 | 43572.0293 | 472 | 279 | 2119 | 2614 | 3 | 0.37 | 2.26 | 3.02 | 518.7808 | 1.191% | 16.8593 | 1.2291 | 57.0185 | 93.9915 | 169.0984 | 0.32595
2018-09-07 09:00 | 46015.7962 | 455 | 329 | 2119 | 2614 | 4.74 | 1.23 | 3.42 | 4.94 | 560.4328 | 1.218% | 26.2668 | 4.9285 | 88.262 | 157.2712 | 276.7285 | 0.49378
2018-09-07 10:00 | 48945.2793 | 498 | 284 | 1720 | 2440 | 6 | 0.48 | 2 | 6.24 | 609.7149 | 1.246% | 37.2217 | 1.6981 | 42.8523 | 189.6664 | 271.4386 | 0.44519
2018-09-07 11:00 | 51814.0791 | 488 | 246 | 1720 | 2440 | 8.24 | 0.44 | 2 | 8.98 | 652.2591 | 1.259% | 50.6197 | 1.3626 | 43.3043 | 275.8281 | 371.1146 | 0.56897
2018-09-07 12:00 | 54470.6149 | 445 | 215 | 1720 | 2440 | 9.62 | 0.63 | 2.5 | 15.24 | 674.5749 | 1.238% | 53.0155 | 1.6774 | 53.2521 | 460.5139 | 568.4589 | 0.84269
2018-09-07 13:00 | 56885.9505 | 382 | 231 | 1720 | 2440 | 14.96 | 1.13 | 8.42 | 20 | 713.0062 | 1.253% | 71.6281 | 3.2717 | 181.5218 | 611.6572 | 868.0788 | 1.2175
2018-09-07 14:00 | 58799.6575 | 298 | 201 | 1375 | 2405 | 22.79 | 1.7 | 2 | 32.03 | 757.4341 | 1.288% | 87.4844 | 4.4016 | 35.4244 | 992.2979 | 1119.6084 | 1.4782
2018-09-07 15:00 | 60004.9075 | 257 | 251 | 1375 | 2405 | 24.58 | 2.91 | 2.2 | 34.79 | 775.7704 | 1.293% | 81.6698 | 9.4431 | 39.1086 | 1081.7227 | 1211.9441 | 1.5622
2018-09-07 16:00 | 60351.8109 | 239 | 233 | 1375 | 2405 | 18.54 | 1.76 | 9.32 | 29.57 | 790.4164 | 1.31% | 58.0328 | 5.3707 | 167.8357 | 931.391 | 1162.6302 | 1.4709
2018-09-07 17:00 | 58666.0361 | 222 | 337 | 1375 | 2405 | 9.76 | 1.11 | 2.39 | 14.31 | 771.7383 | 1.315% | 28.5027 | 4.9208 | 43.2299 | 452.7287 | 529.3821 | 0.68596
2018-09-07 18:00 | 55861.609 | 259 | 424 | 1473 | 2466 | 6.57 | 1.48 | 2 | 11.4 | 734.1388 | 1.314% | 22.363 | 8.2469 | 38.7166 | 369.456 | 438.7825 | 0.59768
2018-09-07 19:00 | 53430.6494 | 300 | 411 | 1473 | 2466 | 6.07 | 1.11 | 1.38 | 8.85 | 708.4337 | 1.326% | 24.1445 | 6.0489 | 26.952 | 289.3644 | 346.5098 | 0.48912
2018-09-07 20:00 | 52157.8379 | 257 | 496 | 1473 | 2466 | 5.23 | 3.91 | 1.63 | 10 | 666.2946 | 1.277% | 17.1704 | 24.7745 | 30.6716 | 315.0212 | 387.6378 | 0.58178
2018-09-07 21:00 | 49947.0869 | 336 | 564 | 1473 | 2466 | 4.21 | 5 | 1.71 | 6.29 | 601.7669 | 1.205% | 17.0427 | 33.9756 | 30.3471 | 186.8796 | 268.245 | 0.44576
2018-09-07 22:00 | 47265.5032 | 335 | 556 | 1209 | 2665 | 4 | 2.5 | 0.88 | 4 | 515.0889 | 1.09% | 14.603 | 15.1479 | 11.5944 | 116.1703 | 157.5156 | 0.3058
2018-09-07 23:00 | 44231.8281 | 284 | 495 | 1209 | 2665 | 1.5 | 1.5 | 0.84 | 1.5 | 452.606 | 1.023% | 4.3591 | 7.5977 | 10.3918 | 40.9048 | 63.2533 | 0.13975
2018-09-08 | 41475.4948 | 297 | 385 | 1209 | 2665 | 1.43 | 2.11 | 0.65 | 1.43 | 417.5166 | 1.007% | 4.2754 | 8.1776 | 7.9108 | 38.3633 | 58.727 | 0.14066
2018-09-08 01:00 | 39403.207 | 199 | 279 | 1209 | 2665 | 0.01 | 0.68 | 0.65 | 1.01 | 388.7991 | 0.9867% | 0.019636 | 1.872 | 7.7541 | 26.559 | 36.2048 | 0.09312
2018-09-08 02:00 | 37855.068 | 161 | 220 | 1612 | 2665 | 0.05 | 0.31 | 0.9 | 1.01 | 373.231 | 0.9859% | 0.079369 | 0.67242 | 14.3041 | 26.5382 | 41.5942 | 0.11144
2018-09-08 03:00 | 36816.9515 | 167 | 183 | 1612 | 2665 | 0.19 | 0.13 | 0.89 | 0.89 | 356.9578 | 0.9695% | 0.30764 | 0.23066 | 13.9099 | 22.9962 | 37.4444 | 0.1049
2018-09-08 04:00 | 36383.9944 | 236 | 183 | 1612 | 2665 | 1 | 0.01 | 0.91 | 1 | 354.3214 | 0.9738% | 2.2983 | 0.017821 | 14.2854 | 25.9528 | 42.5543 | 0.1201
2018-09-08 05:00 | 36646.0061 | 397 | 211 | 1612 | 2665 | 1.24 | 0.32 | 0.91 | 1.2 | 362.4148 | 0.989% | 4.8685 | 0.66775 | 14.5073 | 31.627 | 51.6705 | 0.14257
2018-09-08 06:00 | 37349.8509 | 557 | 186 | 2119 | 2614 | 2.86 | 0.01 | 2.09 | 2.61 | 380.0747 | 1.018% | 16.2107 | 0.018927 | 45.0669 | 69.4267 | 130.7231 | 0.34394
2018-09-08 07:00 | 38023.6871 | 292 | 212 | 2119 | 2614 | 2.31 | 0.01 | 2 | 2.51 | 426.3838 | 1.121% | 7.5638 | 0.023773 | 47.5234 | 73.5742 | 128.6852 | 0.30181
2018-09-08 08:00 | 40240.9306 | 472 | 279 | 2119 | 2614 | 3 | 1.41 | 2 | 3 | 479.8779 | 1.193% | 16.886 | 4.6912 | 50.5387 | 93.5168 | 165.6326 | 0.34516
2018-09-08 09:00 | 43319.7978 | 455 | 329 | 2119 | 2614 | 3.92 | 1.5 | 2.5 | 3.92 | 543.2964 | 1.254% | 22.3691 | 6.1892 | 66.4387 | 128.5115 | 223.5086 | 0.41139
2018-09-08 10:00 | 46046.764 | 498 | 284 | 1720 | 2440 | 5 | 0.2 | 2 | 5 | 623.0146 | 1.353% | 33.6898 | 0.76851 | 46.5433 | 165.0665 | 246.0681 | 0.39496
2018-09-08 11:00 | 48377.4863 | 488 | 246 | 1720 | 2440 | 7.8 | 0.08 | 2.5 | 7.8 | 663.9819 | 1.373% | 52.2429 | 0.27011 | 59.0176 | 261.2146 | 372.7452 | 0.56138
2018-09-08 12:00 | 50119.1715 | 445 | 215 | 1720 | 2440 | 10.11 | 0.25 | 2.37 | 12.08 | 690.3147 | 1.377% | 61.9661 | 0.74032 | 56.1462 | 405.9757 | 524.8283 | 0.76027
2018-09-08 13:00 | 51223.9557 | 382 | 231 | 1720 | 2440 | 11.82 | 0.49 | 5 | 16.45 | 684.5248 | 1.336% | 60.3388 | 1.5126 | 114.925 | 536.379 | 713.1555 | 1.0418
2018-09-08 14:00 | 51819.0237 | 298 | 201 | 1375 | 2405 | 14.82 | 0.9 | 1.89 | 18.66 | 702.1958 | 1.355% | 59.8458 | 2.4514 | 35.2155 | 608.129 | 705.6416 | 1.0049
2018-09-08 15:00 | 52174.0595 | 257 | 251 | 1375 | 2405 | 18.16 | 1 | 2 | 22.1 | 705.2547 | 1.352% | 63.0871 | 3.3929 | 37.1727 | 718.4536 | 822.1062 | 1.1657
2018-09-08 16:00 | 52075.1178 | 239 | 233 | 1375 | 2405 | 19.78 | 1 | 5 | 27.69 | 705.7619 | 1.355% | 64.0696 | 3.1578 | 93.1753 | 902.5391 | 1062.9418 | 1.5061
2018-09-08 17:00 | 51452.847 | 222 | 337 | 1375 | 2405 | 8.71 | 1 | 2.49 | 15.78 | 686.2801 | 1.334% | 25.7907 | 4.4949 | 45.6661 | 506.1906 | 582.1423 | 0.84826
2018-09-08 18:00 | 49959.9658 | 259 | 424 | 1473 | 2466 | 5.24 | 1.09 | 1.91 | 11.32 | 662.8101 | 1.327% | 18.0052 | 6.1314 | 37.3253 | 370.345 | 431.8069 | 0.65148
2018-09-08 19:00 | 48750.1836 | 300 | 411 | 1473 | 2466 | 6 | 1 | 2 | 10 | 642.9759 | 1.319% | 23.7406 | 5.4208 | 38.8554 | 325.2457 | 393.2624 | 0.61163
2018-09-08 20:00 | 48104.319 | 257 | 496 | 1473 | 2466 | 4.69 | 5 | 1.74 | 9.27 | 611.4886 | 1.271% | 15.3218 | 31.5251 | 32.5804 | 290.5876 | 370.0149 | 0.60511
2018-09-08 21:00 | 46426.8649 | 336 | 564 | 1473 | 2466 | 4.6 | 5 | 1.62 | 5 | 567.5924 | 1.223% | 18.8958 | 34.476 | 29.1733 | 150.7406 | 233.2856 | 0.41101
2018-09-08 22:00 | 44297.3548 | 335 | 556 | 1209 | 2665 | 2.5 | 2.61 | 0.87 | 2.5 | 498.7379 | 1.126% | 9.4293 | 16.3384 | 11.8424 | 75.0122 | 112.6223 | 0.22581
2018-09-08 23:00 | 41770.7294 | 284 | 495 | 1209 | 2665 | 1.5 | 2.11 | 0.85 | 1.5 | 435.0238 | 1.041% | 4.4366 | 10.8775 | 10.7025 | 41.6322 | 67.6488 | 0.15551
2018-09-09 | 39376.1236 | 297 | 385 | 1209 | 2665 | 1.43 | 2.61 | 0.64 | 1.43 | 400.8934 | 1.018% | 4.324 | 10.2305 | 7.8778 | 38.7998 | 61.2321 | 0.15274
2018-09-09 01:00 | 37554.7317 | 199 | 279 | 1209 | 2665 | 0.01 | 0.81 | 0.64 | 1.01 | 386.7372 | 1.03% | 0.020493 | 2.3272 | 7.9682 | 27.7185 | 38.0344 | 0.098347
2018-09-09 02:00 | 36176.626 | 161 | 220 | 1612 | 2665 | 0.06 | 0.38 | 0.89 | 1.01 | 358.908 | 0.9921% | 0.095837 | 0.8294 | 14.2335 | 26.7038 | 41.8625 | 0.11664
2018-09-09 03:00 | 35246.2783 | 167 | 183 | 1612 | 2665 | 0.18 | 0.04 | 0.88 | 0.88 | 369.933 | 1.05% | 0.3155 | 0.076828 | 14.8887 | 24.6144 | 39.8955 | 0.10785
2018-09-09 04:00 | 34698.9821 | 236 | 183 | 1612 | 2665 | 1 | 0.03 | 0.9 | 1.01 | 383.9195 | 1.106% | 2.6112 | 0.060743 | 16.0521 | 29.7812 | 48.5052 | 0.12634
2018-09-09 05:00 | 34629.4554 | 397 | 211 | 1612 | 2665 | 1.26 | 0.51 | 0.9 | 1.2 | 390.1281 | 1.127% | 5.6354 | 1.2123 | 16.3444 | 36.028 | 59.2201 | 0.1518
2018-09-09 06:00 | 34989.0947 | 557 | 186 | 2119 | 2614 | 3 | 0.02 | 2 | 2.61 | 402.4313 | 1.15% | 19.2192 | 0.042786 | 48.7439 | 78.4703 | 146.4761 | 0.36398
2018-09-09 07:00 | 35309.0696 | 292 | 212 | 2119 | 2614 | 2.01 | 0.14 | 2 | 2.21 | 446.8932 | 1.266% | 7.4284 | 0.37565 | 53.6387 | 73.1165 | 134.5593 | 0.3011
2018-09-09 08:00 | 37025.1113 | 472 | 279 | 2119 | 2614 | 3 | 1.5 | 2.12 | 2.9 | 479.9008 | 1.296% | 18.3535 | 5.4244 | 58.2267 | 98.2559 | 180.2604 | 0.37562
2018-09-09 09:00 | 39431.4127 | 455 | 329 | 2119 | 2614 | 3.62 | 2.61 | 2.5 | 3.62 | 497.1141 | 1.261% | 20.7651 | 10.8256 | 66.7859 | 119.2965 | 217.6731 | 0.43787
2018-09-09 10:00 | 41802.8213 | 498 | 284 | 1720 | 2440 | 4.75 | 0.26 | 2 | 4.81 | 500.0979 | 1.196% | 28.2991 | 0.88337 | 41.1536 | 140.4056 | 210.7416 | 0.4214
2018-09-09 11:00 | 43799.7441 | 488 | 246 | 1720 | 2440 | 5 | 0.01 | 2 | 5 | 517.7564 | 1.182% | 28.8432 | 0.02908 | 40.6642 | 144.2161 | 213.7526 | 0.41284
2018-09-09 12:00 | 45239.5895 | 445 | 215 | 1720 | 2440 | 7.69 | 0.1 | 2.28 | 11.17 | 531.8525 | 1.176% | 40.2308 | 0.25276 | 46.1037 | 320.417 | 407.0043 | 0.76526
2018-09-09 13:00 | 45537.0849 | 382 | 231 | 1720 | 2440 | 9.6 | 0.24 | 3 | 12.76 | 541.8174 | 1.19% | 43.6337 | 0.65965 | 61.3956 | 370.4488 | 476.1378 | 0.87878
2018-09-09 14:00 | 45219.8646 | 298 | 201 | 1375 | 2405 | 12.35 | 0.51 | 1.94 | 19.63 | 554.0878 | 1.225% | 45.0954 | 1.2561 | 32.6854 | 578.4752 | 657.5121 | 1.1867
2018-09-09 15:00 | 45211.7216 | 257 | 251 | 1375 | 2405 | 18.39 | 0.84 | 3.01 | 25.81 | 573.8179 | 1.269% | 59.9843 | 2.6759 | 52.5282 | 787.8185 | 903.0069 | 1.5737
2018-09-09 16:00 | 45281.2002 | 239 | 233 | 1375 | 2405 | 17.68 | 1 | 4.71 | 25.59 | 594.7298 | 1.313% | 55.4986 | 3.0603 | 85.06 | 808.3271 | 951.946 | 1.6006
2018-09-09 17:00 | 45313.8974 | 222 | 337 | 1375 | 2405 | 7 | 1 | 2.78 | 14.22 | 602.2352 | 1.329% | 20.6531 | 4.4788 | 50.8022 | 454.5162 | 530.4503 | 0.8808
2018-09-09 18:00 | 44922.2991 | 259 | 424 | 1473 | 2466 | 5 | 1.13 | 2 | 11.78 | 604.894 | 1.347% | 17.4376 | 6.4515 | 39.6689 | 391.1611 | 454.7192 | 0.75173
2018-09-09 19:00 | 45082.0094 | 300 | 411 | 1473 | 2466 | 5 | 1 | 2 | 9.96 | 608.7954 | 1.35% | 20.2563 | 5.5502 | 39.7833 | 331.6809 | 397.2707 | 0.65255
2018-09-09 20:00 | 45372.4173 | 257 | 496 | 1473 | 2466 | 4 | 4.58 | 1.85 | 8.88 | 573.679 | 1.264% | 12.9978 | 28.7226 | 34.4549 | 276.8746 | 353.0499 | 0.61541
2018-09-09 21:00 | 43967.5026 | 336 | 564 | 1473 | 2466 | 4 | 5 | 1.74 | 5 | 513.6616 | 1.168% | 15.7016 | 32.9454 | 29.9431 | 144.0484 | 222.6385 | 0.43343
2018-09-09 22:00 | 41161.3928 | 335 | 556 | 1209 | 2665 | 2.05 | 2.61 | 0.86 | 2.05 | 447.2345 | 1.087% | 7.4618 | 15.7674 | 11.2972 | 59.3603 | 93.8867 | 0.20993
2018-09-09 23:00 | 38159.5468 | 284 | 495 | 1209 | 2665 | 1.95 | 2.61 | 0.85 | 1.95 | 395.243 | 1.036% | 5.7361 | 13.3816 | 10.644 | 53.8261 | 83.5877 | 0.21148
2018-09-10 | 36032.8991 | 297 | 385 | 1209 | 2665 | 1.21 | 2.61 | 0.63 | 1.21 | 364.7772 | 1.012% | 3.6381 | 10.1725 | 7.7107 | 32.6446 | 54.1659 | 0.14849
2018-09-10 01:00 | 34415.5361 | 199 | 279 | 1209 | 2665 | 0.12 | 1.5 | 0.63 | 1.01 | 354.7804 | 1.031% | 0.24617 | 4.3142 | 7.8518 | 27.7475 | 40.1597 | 0.1132
2018-09-10 02:00 | 33547.6536 | 161 | 220 | 1612 | 2665 | 0.2 | 0.83 | 0.88 | 1.01 | 355.6506 | 1.06% | 0.34136 | 1.9358 | 15.0387 | 28.5351 | 45.851 | 0.12892
2018-09-10 03:00 | 33288.8174 | 167 | 183 | 1612 | 2665 | 0.25 | 0.03 | 0.87 | 1.01 | 355.063 | 1.067% | 0.44531 | 0.058557 | 14.9586 | 28.7095 | 44.172 | 0.12441
2018-09-10 04:00 | 33770.7864 | 236 | 183 | 1612 | 2665 | 1 | 0.05 | 0.89 | 1.01 | 355.0953 | 1.051% | 2.4815 | 0.096211 | 15.0855 | 28.3023 | 45.9655 | 0.12945
2018-09-10 05:00 | 35566.8584 | 397 | 211 | 1612 | 2665 | 1.23 | 0.01 | 0.89 | 1.21 | 407.3571 | 1.145% | 5.5927 | 0.024166 | 16.4318 | 36.9328 | 58.9815 | 0.14479
2018-09-10 06:00 | 38728.1133 | 557 | 186 | 2119 | 2614 | 3.25 | 0.01 | 2.5 | 3 | 440.5948 | 1.138% | 20.5945 | 0.021161 | 60.2676 | 89.2154 | 170.0987 | 0.38607
2018-09-10 07:00 | 39974.6604 | 292 | 212 | 2119 | 2614 | 2.11 | 0.01 | 2.11 | 2.7 | 444.3731 | 1.112% | 6.849 | 0.023567 | 49.7023 | 78.4571 | 135.032 | 0.30387
2018-09-10 08:00 | 40336.9876 | 472 | 279 | 2119 | 2614 | 3 | 0.25 | 2.43 | 3 | 454.7922 | 1.127% | 15.9651 | 0.78642 | 58.056 | 88.4171 | 163.2246 | 0.3589
2018-09-10 09:00 | 41382.5771 | 455 | 329 | 2119 | 2614 | 4.36 | 1.5 | 3 | 4.44 | 468.5964 | 1.132% | 22.4636 | 5.5882 | 71.9836 | 131.4226 | 231.4579 | 0.49394
2018-09-10 10:00 | 42654.9632 | 498 | 284 | 1720 | 2440 | 6.36 | 0.27 | 1.95 | 6.36 | 462.987 | 1.085% | 34.3784 | 0.8323 | 36.4051 | 168.4404 | 240.0562 | 0.51849
2018-09-10 11:00 | 43695.916 | 488 | 246 | 1720 | 2440 | 10.5 | 0.18 | 2 | 10.5 | 481.2648 | 1.101% | 56.4355 | 0.4877 | 37.888 | 282.1775 | 376.9887 | 0.78333
2018-09-10 12:00 | 44113.8629 | 445 | 215 | 1720 | 2440 | 11.8 | 0.39 | 2.39 | 12.65 | 492.2794 | 1.116% | 58.5974 | 0.93571 | 45.8736 | 344.4426 | 449.8494 | 0.91381
2018-09-10 13:00 | 44611.8919 | 382 | 231 | 1720 | 2440 | 11.79 | 0.59 | 5 | 16.28 | 497.4445 | 1.115% | 50.2194 | 1.5197 | 95.8942 | 442.9332 | 590.5665 | 1.1872
2018-09-10 14:00 | 44924.0784 | 298 | 201 | 1375 | 2405 | 14 | 1 | 1.89 | 18.4 | 503.6225 | 1.121% | 46.7703 | 2.2533 | 29.1334 | 496.0882 | 574.2452 | 1.1402
2018-09-10 15:00 | 45180.3776 | 257 | 251 | 1375 | 2405 | 18.13 | 1.55 | 3.38 | 23.1 | 512.1132 | 1.133% | 52.8138 | 4.4098 | 52.6788 | 629.7137 | 739.6161 | 1.4442
2018-09-10 16:00 | 45624.7145 | 239 | 233 | 1375 | 2405 | 20.8 | 1.97 | 5 | 28.6 | 529.6134 | 1.161% | 57.7059 | 5.3282 | 79.8053 | 798.4357 | 941.2751 | 1.7773
2018-09-10 17:00 | 45729.6998 | 222 | 337 | 1375 | 2405 | 9.53 | 1 | 2.89 | 19.44 | 543.4382 | 1.188% | 25.1419 | 4.0048 | 47.2229 | 555.6012 | 631.9708 | 1.1629
2018-09-10 18:00 | 45427.3323 | 259 | 424 | 1473 | 2466 | 6.76 | 1.22 | 1.98 | 14.83 | 554.6832 | 1.221% | 21.3784 | 6.3162 | 35.6119 | 446.5417 | 509.8481 | 0.91917
2018-09-10 19:00 | 45491.2357 | 300 | 411 | 1473 | 2466 | 6 | 1 | 1.86 | 11.55 | 571.1144 | 1.255% | 22.5979 | 5.1599 | 34.3962 | 357.5777 | 419.7317 | 0.73493
2018-09-10 20:00 | 45780.0143 | 257 | 496 | 1473 | 2466 | 5.15 | 5.95 | 1.59 | 10 | 545.2044 | 1.191% | 15.7625 | 35.1465 | 27.8922 | 293.6814 | 372.4826 | 0.6832
2018-09-10 21:00 | 44256.0117 | 336 | 564 | 1473 | 2466 | 4 | 5 | 1.65 | 5.22 | 489.9747 | 1.107% | 14.8799 | 31.2213 | 26.9084 | 142.5164 | 215.526 | 0.43987
2018-09-10 22:00 | 41434.4349 | 335 | 556 | 1209 | 2665 | 2.51 | 2.61 | 0.85 | 2.51 | 429.7403 | 1.037% | 8.7209 | 15.0508 | 10.6583 | 69.377 | 103.8071 | 0.24156
2018-09-10 23:00 | 38350.7034 | 284 | 495 | 1209 | 2665 | 2.63 | 3.46 | 0.84 | 2.75 | 387.6658 | 1.011% | 7.5502 | 17.3127 | 10.2657 | 74.0822 | 109.2109 | 0.28171
2018-09-11 | 36103.4456 | 297 | 385 | 1209 | 2665 | 1.51 | 2.99 | 0.62 | 1.51 | 361.5454 | 1.001% | 4.491 | 11.5278 | 7.5064 | 40.2985 | 63.8237 | 0.17653
2018-09-11 01:00 | 34596.803 | 199 | 279 | 1209 | 2665 | 1.01 | 2.11 | 0.62 | 1.01 | 346.7524 | 1.002% | 2.0145 | 5.9002 | 7.5128 | 26.9775 | 42.405 | 0.12229
2018-09-11 02:00 | 33691.9853 | 161 | 220 | 1612 | 2665 | 1 | 1.5 | 0.87 | 1.01 | 344.9257 | 1.024% | 1.6483 | 3.3784 | 14.3576 | 27.5561 | 46.9404 | 0.13609
2018-09-11 03:00 | 33340.6298 | 167 | 183 | 1612 | 2665 | 1 | 1.5 | 0.86 | 1.01 | 348.506 | 1.045% | 1.7456 | 2.8693 | 14.4911 | 28.1355 | 47.2415 | 0.13555
2018-09-11 04:00 | 33673.917 | 236 | 183 | 1612 | 2665 | 1.11 | 1.4 | 0.88 | 1.11 | 372.5849 | 1.106% | 2.8985 | 2.8347 | 15.6957 | 32.7304 | 54.1593 | 0.14536
2018-09-11 05:00 | 35522.2171 | 397 | 211 | 1612 | 2665 | 1.51 | 0.9 | 0.88 | 1.51 | 426.9777 | 1.202% | 7.2056 | 2.2826 | 17.0511 | 48.3704 | 74.9097 | 0.17544
2018-09-11 06:00 | 38756.8593 | 557 | 186 | 2119 | 2614 | 5 | 0.66 | 2.8 | 4.28 | 447.7338 | 1.155% | 32.1734 | 1.4182 | 68.5426 | 129.247 | 231.3811 | 0.51678
2018-09-11 07:00 | 39999.7181 | 292 | 212 | 2119 | 2614 | 2.88 | 0.6 | 2.7 | 3 | 453.1365 | 1.133% | 9.5268 | 1.441 | 64.8137 | 88.838 | 164.6195 | 0.36329
2018-09-11 08:00 | 40314.1748 | 472 | 279 | 2119 | 2614 | 3.3 | 2.11 | 3 | 3.25 | 474.659 | 1.177% | 18.3392 | 6.9312 | 74.8473 | 100.026 | 200.1437 | 0.42166
2018-09-11 09:00 | 41182.5026 | 455 | 329 | 2119 | 2614 | 4.36 | 3.01 | 4.01 | 4.31 | 494.0281 | 1.2% | 23.7978 | 11.8796 | 101.9329 | 135.1518 | 272.762 | 0.55212
2018-09-11 10:00 | 42397.0468 | 498 | 284 | 1720 | 2440 | 5 | 2.61 | 3 | 5 | 518.4266 | 1.223% | 30.4475 | 9.0638 | 63.0959 | 149.1803 | 251.7875 | 0.48568
2018-09-11 11:00 | 43615.4388 | 488 | 246 | 1720 | 2440 | 5 | 0.43 | 2.06 | 5 | 535.4389 | 1.228% | 29.9543 | 1.2986 | 43.4976 | 149.7716 | 224.5221 | 0.41932
2018-09-11 12:00 | 44660.2138 | 445 | 215 | 1720 | 2440 | 11.04 | 1.18 | 2.5 | 11.79 | 549.9724 | 1.231% | 60.4991 | 3.1242 | 52.9528 | 354.2613 | 470.8374 | 0.85611
2018-09-11 13:00 | 45743.6442 | 382 | 231 | 1720 | 2440 | 9.29 | 0.72 | 3.96 | 14.79 | 580.8972 | 1.27% | 45.0659 | 2.1121 | 86.4952 | 458.2753 | 591.9485 | 1.019
2018-09-11 14:00 | 46751.8577 | 298 | 201 | 1375 | 2405 | 11.2 | 1 | 1.99 | 15.37 | 599.3654 | 1.282% | 42.7885 | 2.5768 | 35.0791 | 473.8945 | 554.339 | 0.92488
2018-09-11 15:00 | 47507.3847 | 257 | 251 | 1375 | 2405 | 13.4 | 1.29 | 2.5 | 19.02 | 616.3475 | 1.297% | 44.6789 | 4.2008 | 44.5972 | 593.4581 | 686.9349 | 1.1145
2018-09-11 16:00 | 48184.3066 | 239 | 233 | 1375 | 2405 | 15 | 1 | 3.75 | 21.97 | 634.9871 | 1.318% | 47.2442 | 3.0705 | 67.9506 | 696.3129 | 814.5782 | 1.2828
2018-09-11 17:00 | 48145.8903 | 222 | 337 | 1375 | 2405 | 7 | 1 | 2.5 | 15.49 | 640.3018 | 1.33% | 20.667 | 4.4818 | 45.716 | 495.4411 | 566.3058 | 0.88444
2018-09-11 18:00 | 47507.6833 | 259 | 424 | 1473 | 2466 | 6.29 | 1.05 | 1.46 | 10.57 | 636.03 | 1.339% | 21.8104 | 5.9603 | 28.7918 | 348.965 | 405.5275 | 0.63759
2018-09-11 19:00 | 47219.2542 | 300 | 411 | 1473 | 2466 | 6 | 1.02 | 1.63 | 7.94 | 642.5611 | 1.361% | 24.4945 | 5.7048 | 32.6727 | 266.4458 | 329.3178 | 0.51251
2018-09-11 20:00 | 47364.9397 | 257 | 496 | 1473 | 2466 | 5 | 6.28 | 1.71 | 7.64 | 613.9864 | 1.296% | 16.6573 | 40.3778 | 32.6513 | 244.2239 | 333.9104 | 0.54384
2018-09-11 21:00 | 45813.1325 | 336 | 564 | 1473 | 2466 | 3.52 | 9.11 | 1.71 | 5.52 | 551.7258 | 1.204% | 14.2435 | 61.8772 | 30.3342 | 163.9326 | 270.3875 | 0.49008
2018-09-11 22:00 | 42827.1363 | 335 | 556 | 1209 | 2665 | 3.91 | 5.43 | 0.84 | 4 | 483.7714 | 1.13% | 14.7959 | 34.1033 | 11.4717 | 120.4144 | 180.7853 | 0.3737
2018-09-11 23:00 | 39615.2467 | 284 | 495 | 1209 | 2665 | 2.48 | 5 | 0.83 | 2.61 | 437.754 | 1.105% | 7.7828 | 27.3491 | 11.0885 | 76.8609 | 123.0813 | 0.28117
2018-09-12 | 37068.5608 | 297 | 385 | 1209 | 2665 | 1.44 | 3.5 | 0.61 | 1.44 | 409.2473 | 1.104% | 4.7217 | 14.8768 | 8.1421 | 42.3682 | 70.1088 | 0.17131
2018-09-12 01:00 | 35609.5647 | 199 | 279 | 1209 | 2665 | 1.17 | 2.61 | 0.61 | 1.21 | 388.7293 | 1.092% | 2.5417 | 7.9492 | 8.0508 | 35.2017 | 53.7433 | 0.13825
2018-09-12 02:00 | 34782.9987 | 161 | 220 | 1612 | 2665 | 1 | 2.11 | 0.86 | 1.2 | 378.657 | 1.089% | 1.7527 | 5.0534 | 15.0918 | 34.8143 | 56.7122 | 0.14977
2018-09-12 03:00 | 34484.0497 | 167 | 183 | 1612 | 2665 | 1 | 1.5 | 0.85 | 1.2 | 380.2568 | 1.103% | 1.8415 | 3.0269 | 15.1092 | 35.2645 | 55.2421 | 0.14528
2018-09-12 04:00 | 34813 | 236 | 183 | 1612 | 2665 | 1.44 | 1.5 | 0.87 | 1.44 | 403.7582 | 1.16% | 3.9414 | 3.1836 | 16.2654 | 44.5082 | 67.8986 | 0.16817
2018-09-12 05:00 | 36644.2506 | 397 | 211 | 1612 | 2665 | 2 | 1.06 | 0.87 | 2 | 457.031 | 1.247% | 9.9029 | 2.7895 | 17.4914 | 66.4763 | 96.6601 | 0.2115
2018-09-12 06:00 | 39941.6855 | 557 | 186 | 2119 | 2614 | 5 | 1.05 | 2.8 | 4 | 483.6232 | 1.211% | 33.7214 | 2.3647 | 71.8406 | 126.6037 | 234.5304 | 0.48494
2018-09-12 07:00 | 41047.3685 | 292 | 212 | 2119 | 2614 | 3 | 1.52 | 2.5 | 3.37 | 488.1312 | 1.189% | 10.4173 | 3.832 | 62.9973 | 104.7579 | 182.0046 | 0.37286
2018-09-12 08:00 | 41369.7672 | 472 | 279 | 2119 | 2614 | 4.4 | 3.01 | 2.5 | 4.6 | 506.8473 | 1.225% | 25.4442 | 10.2888 | 64.903 | 147.3186 | 247.9546 | 0.48921
2018-09-12 09:00 | 42595.9059 | 455 | 329 | 2119 | 2614 | 4.12 | 2.63 | 3.78 | 4.12 | 528.9806 | 1.242% | 23.2799 | 10.7454 | 99.4706 | 133.7441 | 267.24 | 0.5052
2018-09-12 10:00 | 44328.0322 | 498 | 284 | 1720 | 2440 | 5 | 2.61 | 3 | 5 | 555.9685 | 1.254% | 31.2299 | 9.2967 | 64.7175 | 153.0142 | 258.2583 | 0.46452
2018-09-12 11:00 | 46234.6181 | 488 | 246 | 1720 | 2440 | 5 | 0.5 | 2 | 5 | 583.7795 | 1.263% | 30.8086 | 1.5531 | 43.435 | 154.0428 | 229.8394 | 0.39371
2018-09-12 12:00 | 48383.3518 | 445 | 215 | 1720 | 2440 | 9.31 | 0.36 | 2.5 | 9.31 | 617.382 | 1.276% | 52.8649 | 0.98764 | 54.8689 | 289.8662 | 398.5877 | 0.64561
2018-09-12 13:00 | 50638.0615 | 382 | 231 | 1720 | 2440 | 9.65 | 0.69 | 3.7 | 13.31 | 673.7997 | 1.331% | 49.0506 | 2.1209 | 84.6806 | 432.1372 | 567.9893 | 0.84296
2018-09-12 14:00 | 52592.3593 | 298 | 201 | 1375 | 2405 | 11.37 | 1 | 1.99 | 18.24 | 710.8403 | 1.352% | 45.7959 | 2.7167 | 36.9833 | 592.9108 | 678.4066 | 0.95437
2018-09-12 15:00 | 53975.0035 | 257 | 251 | 1375 | 2405 | 15.56 | 1.17 | 2.67 | 23.57 | 736.8069 | 1.365% | 54.5888 | 4.0089 | 50.1158 | 773.8124 | 882.5259 | 1.1978
2018-09-12 16:00 | 55197.0374 | 239 | 233 | 1375 | 2405 | 13.13 | 1.12 | 3.6 | 19.94 | 771.9106 | 1.398% | 43.8848 | 3.6494 | 69.224 | 670.6431 | 787.4013 | 1.0201
2018-09-12 17:00 | 55381.5475 | 222 | 337 | 1375 | 2405 | 7 | 1.01 | 2.24 | 11.62 | 769.6605 | 1.39% | 21.5966 | 4.7303 | 42.804 | 388.3786 | 457.5095 | 0.59443
2018-09-12 18:00 | 53978.2256 | 259 | 424 | 1473 | 2466 | 6.08 | 1.31 | 1.38 | 9.54 | 729.6514 | 1.352% | 21.2863 | 7.5082 | 27.4776 | 318.0082 | 374.2802 | 0.51296
2018-09-12 19:00 | 52426.9583 | 300 | 411 | 1473 | 2466 | 6 | 1.12 | 1.69 | 7.86 | 707.0678 | 1.349% | 24.2761 | 6.2082 | 33.5734 | 261.4099 | 325.4677 | 0.46031
2018-09-12 20:00 | 51797.7246 | 257 | 496 | 1473 | 2466 | 4.64 | 3.98 | 1.89 | 6.18 | 660.9947 | 1.276% | 15.2173 | 25.1914 | 35.5265 | 194.4773 | 270.4124 | 0.4091
2018-09-12 21:00 | 49323.4912 | 336 | 564 | 1473 | 2466 | 3.07 | 8.61 | 1.68 | 5 | 582.2336 | 1.18% | 12.1765 | 57.3226 | 29.2116 | 145.5481 | 244.2587 | 0.41952
2018-09-12 22:00 | 45758.6204 | 335 | 556 | 1209 | 2665 | 3.67 | 5.75 | 0.83 | 3.67 | 502.8322 | 1.099% | 13.5102 | 35.1312 | 11.0269 | 107.4765 | 167.1448 | 0.33241
2018-09-12 23:00 | 42003.1351 | 284 | 495 | 1209 | 2665 | 2.61 | 5 | 0.82 | 3.11 | 440.026 | 1.048% | 7.7653 | 25.9282 | 10.3857 | 86.8269 | 130.906 | 0.2975
2018-09-13 | 39228.3997 | 297 | 385 | 1209 | 2665 | 1.23 | 2.61 | 0.6 | 1.23 | 404.2541 | 1.031% | 3.7646 | 10.3551 | 7.4753 | 33.7797 | 55.3748 | 0.13698
2018-09-13 01:00 | 37346.7145 | 199 | 279 | 1209 | 2665 | 1 | 2.04 | 0.6 | 1.11 | 372.9774 | 0.9987% | 1.9874 | 5.6841 | 7.2445 | 29.5427 | 44.4587 | 0.1192
2018-09-13 02:00 | 36195.8811 | 161 | 220 | 1612 | 2665 | 0.3 | 1.87 | 0.85 | 1.11 | 360.8009 | 0.9968% | 0.48145 | 4.1008 | 13.6582 | 29.4869 | 47.7273 | 0.13228
2018-09-13 03:00 | 35605.3561 | 167 | 183 | 1612 | 2665 | 0.42 | 1.5 | 0.84 | 1.11 | 368.6676 | 1.035% | 0.72625 | 2.8422 | 14.0205 | 30.6295 | 48.2185 | 0.13079
2018-09-13 04:00 | 35808.1673 | 236 | 183 | 1612 | 2665 | 1 | 1.09 | 0.86 | 1.11 | 403.2535 | 1.126% | 2.6577 | 2.2463 | 15.612 | 33.3132 | 53.8293 | 0.13349
2018-09-13 05:00 | 37503.2955 | 397 | 211 | 1612 | 2665 | 1.45 | 0.36 | 0.86 | 1.45 | 454.2255 | 1.211% | 6.9721 | 0.92 | 16.7906 | 46.8023 | 71.4849 | 0.15738
2018-09-13 06:00 | 40615.8183 | 557 | 186 | 2119 | 2614 | 4.21 | 0.31 | 2.5 | 3.21 | 491.3046 | 1.21% | 28.3657 | 0.69748 | 64.0806 | 101.5001 | 194.6438 | 0.39618
2018-09-13 07:00 | 41531.8177 | 292 | 212 | 2119 | 2614 | 3 | 0.16 | 2 | 4 | 492.6539 | 1.186% | 10.3912 | 0.40236 | 50.2715 | 124.0299 | 185.095 | 0.37571
2018-09-13 08:00 | 42107.2588 | 472 | 279 | 2119 | 2614 | 4.03 | 1 | 2.48 | 4.03 | 500.6866 | 1.189% | 22.6181 | 3.3175 | 62.4873 | 125.2621 | 213.685 | 0.42678
2018-09-13 09:00 | 43926.2161 | 455 | 329 | 2119 | 2614 | 4.19 | 1 | 3.51 | 4.19 | 537.063 | 1.223% | 23.3092 | 4.0225 | 90.9368 | 133.9125 | 252.1809 | 0.46956
2018-09-13 10:00 | 46203.8144 | 498 | 284 | 1720 | 2440 | 5.53 | 0.28 | 2.5 | 5.42 | 569.1756 | 1.232% | 33.9252 | 0.97959 | 52.9708 | 162.9137 | 250.7893 | 0.44062
2018-09-13 11:00 | 48465.3724 | 488 | 246 | 1720 | 2440 | 9.06 | 0.16 | 2 | 9.06 | 623.8117 | 1.287% | 56.9076 | 0.50661 | 44.2772 | 284.5378 | 386.2292 | 0.61914
2018-09-13 12:00 | 50681.7786 | 445 | 215 | 1720 | 2440 | 14.01 | 0.4 | 2.5 | 14.01 | 677.6488 | 1.337% | 83.3587 | 1.1499 | 57.4938 | 457.068 | 599.0704 | 0.88404
2018-09-13 13:00 | 53025.4707 | 382 | 231 | 1720 | 2440 | 14.01 | 0.74 | 3.8 | 20.48 | 717.9346 | 1.354% | 72.4606 | 2.3144 | 88.4937 | 676.5815 | 839.8502 | 1.1698
2018-09-13 14:00 | 54527.4853 | 298 | 201 | 1375 | 2405 | 18.2 | 1.11 | 1.99 | 26.21 | 745.8868 | 1.368% | 74.19 | 3.0519 | 37.4294 | 862.2626 | 976.9339 | 1.3098
2018-09-13 15:00 | 55318.3737 | 257 | 251 | 1375 | 2405 | 21.75 | 1.59 | 2.5 | 30.16 | 765.3287 | 1.383% | 77.3341 | 5.5214 | 47.5577 | 1003.5176 | 1133.9308 | 1.4816
2018-09-13 16:00 | 55942.7571 | 239 | 233 | 1375 | 2405 | 15.17 | 1.77 | 3.63 | 22.22 | 769.088 | 1.375% | 49.8443 | 5.6697 | 68.6185 | 734.6683 | 858.8008 | 1.1166
2018-09-13 17:00 | 55793.2851 | 222 | 337 | 1375 | 2405 | 7 | 1.19 | 2.03 | 12.87 | 737.755 | 1.322% | 20.5486 | 5.3028 | 36.9087 | 409.2831 | 472.0432 | 0.63984
2018-09-13 18:00 | 54431.3359 | 259 | 424 | 1473 | 2466 | 5.82 | 1.3 | 1.42 | 11.96 | 711.4847 | 1.307% | 19.7033 | 7.2049 | 27.3406 | 385.5146 | 439.7634 | 0.61809
2018-09-13 19:00 | 52980.6188 | 300 | 411 | 1473 | 2466 | 6 | 1.09 | 1.64 | 11.01 | 682.0429 | 1.287% | 23.1722 | 5.7672 | 31.0986 | 349.5224 | 409.5605 | 0.60049
2018-09-13 20:00 | 52373.7226 | 257 | 496 | 1473 | 2466 | 5 | 3.62 | 1.85 | 8.35 | 615.8367 | 1.176% | 15.1097 | 21.1126 | 32.0425 | 242.1205 | 310.3854 | 0.50401
2018-09-13 21:00 | 50082.0748 | 336 | 564 | 1473 | 2466 | 4.22 | 8.11 | 1.71 | 4.82 | 544.0767 | 1.086% | 15.4039 | 49.691 | 27.3638 | 129.1273 | 221.5859 | 0.40727
2018-09-13 22:00 | 46532.3444 | 335 | 556 | 1209 | 2665 | 3.4 | 3.5 | 0.82 | 3.4 | 460.4525 | 0.9895% | 11.2708 | 19.2563 | 9.81 | 89.6615 | 129.9986 | 0.28233
2018-09-13 23:00 | 42872.9856 | 284 | 495 | 1209 | 2665 | 2.61 | 3.11 | 0.81 | 2.61 | 405.8867 | 0.9467% | 7.0175 | 14.5743 | 9.2711 | 65.8505 | 96.7133 | 0.23828
2018-09-14 | 40021.9508 | 297 | 385 | 1209 | 2665 | 1.13 | 2.87 | 0.59 | 1.13 | 379.1579 | 0.9474% | 3.1795 | 10.468 | 6.7577 | 28.5297 | 48.9349 | 0.12906
2018-09-14 01:00 | 38036.2535 | 199 | 279 | 1209 | 2665 | 1 | 2.11 | 0.59 | 1 | 363.469 | 0.9556% | 1.9016 | 5.6254 | 6.8163 | 25.4664 | 39.8097 | 0.10953
2018-09-14 02:00 | 36661.4853 | 161 | 220 | 1612 | 2665 | 0.84 | 1.5 | 0.84 | 0.84 | 355.9392 | 0.9709% | 1.313 | 3.2039 | 13.1465 | 21.7341 | 39.3976 | 0.11069
2018-09-14 03:00 | 35911.7268 | 167 | 183 | 1612 | 2665 | 0.83 | 1.5 | 0.83 | 0.83 | 344.2721 | 0.9587% | 1.3288 | 2.6315 | 12.8265 | 21.2051 | 37.992 | 0.11035
2018-09-14 04:00 | 35952.1891 | 236 | 183 | 1612 | 2665 | 1 | 1.06 | 0.85 | 1 | 357.1012 | 0.9933% | 2.3441 | 1.9267 | 13.6097 | 26.4706 | 44.3512 | 0.1242
2018-09-14 05:00 | 37494.3545 | 397 | 211 | 1612 | 2665 | 1.43 | 0.63 | 0.85 | 1.43 | 409.39 | 1.092% | 6.1987 | 1.4514 | 14.9608 | 41.6107 | 64.2216 | 0.15687
2018-09-14 06:00 | 40432.0934 | 557 | 186 | 2119 | 2614 | 3.38 | 0.5 | 2 | 3 | 435.7164 | 1.078% | 20.2885 | 1.0022 | 45.6708 | 84.5093 | 151.4708 | 0.34764
2018-09-14 07:00 | 41471.428 | 292 | 212 | 2119 | 2614 | 2.8 | 0.27 | 2.07 | 2.8 | 445.9769 | 1.075% | 8.7923 | 0.61555 | 47.1699 | 78.7095 | 135.2872 | 0.30335
2018-09-14 08:00 | 42059.6237 | 472 | 279 | 2119 | 2614 | 3.32 | 1 | 2.44 | 3.16 | 445.6463 | 1.06% | 16.6037 | 2.9562 | 54.783 | 87.5221 | 161.8649 | 0.36321
2018-09-14 09:00 | 43660.9004 | 455 | 329 | 2119 | 2614 | 4.12 | 1.5 | 3.69 | 4.02 | 460.7315 | 1.055% | 19.7817 | 5.2077 | 82.5111 | 110.8886 | 218.3891 | 0.47401
2018-09-14 10:00 | 45648.0149 | 498 | 284 | 1720 | 2440 | 6.12 | 0.53 | 2 | 5.52 | 496.1736 | 1.087% | 33.1278 | 1.6361 | 37.3913 | 146.3999 | 218.555 | 0.44048
2018-09-14 11:00 | 47208.0621 | 488 | 246 | 1720 | 2440 | 8.48 | 0.21 | 2 | 8.47 | 535.46 | 1.134% | 46.9382 | 0.58596 | 39.0184 | 234.4143 | 320.9568 | 0.5994
2018-09-14 12:00 | 48615.4293 | 445 | 215 | 1720 | 2440 | 12.89 | 0.49 | 2.5 | 15.49 | 570.7516 | 1.174% | 67.342 | 1.2368 | 50.4826 | 443.7254 | 562.7868 | 0.98604
2018-09-14 13:00 | 49838.2382 | 382 | 231 | 1720 | 2440 | 13.01 | 0.87 | 3.9 | 20 | 587.6098 | 1.179% | 58.5959 | 2.3695 | 79.0896 | 575.3687 | 715.4236 | 1.2175
2018-09-14 14:00 | 50835.6005 | 298 | 201 | 1375 | 2405 | 19.31 | 1.47 | 1.99 | 28.28 | 599.8988 | 1.18% | 67.9061 | 3.4868 | 32.2898 | 802.6099 | 906.2926 | 1.5107
2018-09-14 15:00 | 51406.9892 | 257 | 251 | 1375 | 2405 | 23.15 | 2.2 | 2.46 | 31.43 | 603.0561 | 1.173% | 69.7942 | 6.4779 | 39.6802 | 886.7373 | 1002.6896 | 1.6627
2018-09-14 16:00 | 51402.5175 | 239 | 233 | 1375 | 2405 | 15.54 | 1.94 | 3.98 | 23.05 | 594.6984 | 1.157% | 42.9696 | 5.2296 | 63.3138 | 641.3549 | 752.8678 | 1.266
2018-09-14 17:00 | 50475.5381 | 222 | 337 | 1375 | 2405 | 6.53 | 1.1 | 1.99 | 12.43 | 567.2113 | 1.124% | 16.2903 | 4.1657 | 30.7482 | 335.931 | 387.1352 | 0.68252
2018-09-14 18:00 | 48786.3089 | 259 | 424 | 1473 | 2466 | 7 | 1.33 | 1.68 | 9.04 | 556.5305 | 1.141% | 20.6818 | 6.4329 | 28.2295 | 254.3036 | 309.6478 | 0.55639
2018-09-14 19:00 | 47775.9026 | 300 | 411 | 1473 | 2466 | 6.86 | 1.05 | 1.82 | 10 | 563.9007 | 1.18% | 24.2906 | 5.0936 | 31.6423 | 291.0629 | 352.0894 | 0.62438
2018-09-14 20:00 | 47242.6715 | 257 | 496 | 1473 | 2466 | 5.62 | 4.11 | 1.96 | 9.7 | 523.6487 | 1.108% | 16.0094 | 22.5959 | 32.0011 | 265.137 | 335.7433 | 0.64116
2018-09-14 21:00 | 45719.2627 | 336 | 564 | 1473 | 2466 | 5 | 10.03 | 1.8 | 6.14 | 484.0196 | 1.059% | 17.7858 | 59.8885 | 28.0698 | 160.2969 | 266.041 | 0.54965
2018-09-14 22:00 | 43441.4323 | 335 | 556 | 1209 | 2665 | 2.51 | 2.61 | 0.81 | 2.51 | 437.5786 | 1.007% | 8.4697 | 14.6173 | 9.8642 | 67.3787 | 100.33 | 0.22928
2018-09-14 23:00 | 40874.2728 | 284 | 495 | 1209 | 2665 | 2.61 | 3.11 | 0.8 | 2.61 | 395.0834 | 0.9666% | 7.1647 | 14.88 | 9.3488 | 67.2321 | 98.6256 | 0.24963
2018-09-15 | 38635.1741 | 297 | 385 | 1209 | 2665 | 1.42 | 3.01 | 0.58 | 1.42 | 368.2154 | 0.9531% | 4.0194 | 11.0445 | 6.683 | 36.0665 | 57.8135 | 0.15701
2018-09-15 01:00 | 36848.0055 | 199 | 279 | 1209 | 2665 | 1.42 | 1.5 | 0.58 | 1.42 | 351.6108 | 0.9542% | 2.6964 | 3.9934 | 6.6912 | 36.1105 | 49.4915 | 0.14076
2018-09-15 02:00 | 35676.7584 | 161 | 220 | 1612 | 2665 | 0.91 | 0.69 | 0.83 | 1.01 | 344.948 | 0.9669% | 1.4166 | 1.4677 | 12.9363 | 26.0248 | 41.8454 | 0.12131
2018-09-15 03:00 | 34926.0787 | 167 | 183 | 1612 | 2665 | 1.01 | 0.32 | 0.82 | 1.01 | 333.5288 | 0.955% | 1.6107 | 0.55922 | 12.623 | 25.7041 | 40.497 | 0.12142
2018-09-15 04:00 | 34680.903 | 236 | 183 | 1612 | 2665 | 1.11 | 0.52 | 0.84 | 1.11 | 335.9585 | 0.9687% | 2.5376 | 0.92183 | 13.1172 | 28.656 | 45.2326 | 0.13464
2018-09-15 05:00 | 35118.4912 | 397 | 211 | 1612 | 2665 | 1.67 | 1.08 | 0.84 | 1.42 | 348.7398 | 0.993% | 6.5837 | 2.2629 | 13.4465 | 37.5795 | 59.8727 | 0.17168
2018-09-15 06:00 | 36096.9915 | 557 | 186 | 2119 | 2614 | 3.44 | 0.1 | 2 | 3 | 373.2779 | 1.034% | 19.8141 | 0.19234 | 43.825 | 81.0939 | 144.9254 | 0.38825
2018-09-15 07:00 | 36892.5794 | 292 | 212 | 2119 | 2614 | 2.51 | 0.67 | 2 | 2.52 | 407.1393 | 1.104% | 8.0884 | 1.5675 | 46.7697 | 72.6959 | 129.1216 | 0.31714
2018-09-15 08:00 | 38975.6028 | 472 | 279 | 2119 | 2614 | 4 | 2.11 | 2.1 | 2.95 | 444.0303 | 1.139% | 21.5091 | 6.7067 | 50.6956 | 87.8511 | 166.7625 | 0.37557
2018-09-15 09:00 | 41962.9521 | 455 | 329 | 2119 | 2614 | 4.03 | 1.13 | 3.03 | 3.03 | 478.5487 | 1.14% | 20.9111 | 4.2397 | 73.2207 | 90.3251 | 188.6965 | 0.39431
2018-09-15 10:00 | 45204.4313 | 498 | 284 | 1720 | 2440 | 7.98 | 0.38 | 1.99 | 7.98 | 518.2697 | 1.147% | 45.5624 | 1.2373 | 39.2425 | 223.2377 | 309.2799 | 0.59675
2018-09-15 11:00 | 48218.0729 | 488 | 246 | 1720 | 2440 | 9.7 | 0.4 | 1.99 | 9.7 | 553.7404 | 1.148% | 54.3611 | 1.13 | 39.3077 | 271.8053 | 366.6041 | 0.66205
2018-09-15 12:00 | 50907.6582 | 445 | 215 | 1720 | 2440 | 12.97 | 0.4 | 2.5 | 12.97 | 586.2832 | 1.152% | 66.4698 | 0.99043 | 49.5214 | 364.4636 | 481.4452 | 0.82118
2018-09-15 13:00 | 53052.7558 | 382 | 231 | 1720 | 2440 | 12.58 | 0.58 | 3.05 | 18.84 | 614.2927 | 1.158% | 55.6431 | 1.5513 | 60.7429 | 532.2775 | 650.2149 | 1.0585
2018-09-15 14:00 | 54460.3366 | 298 | 201 | 1375 | 2405 | 18.65 | 0.98 | 2.11 | 26.37 | 631.5298 | 1.16% | 64.4479 | 2.2842 | 33.6433 | 735.4256 | 835.801 | 1.3235
2018-09-15 15:00 | 55214.8096 | 257 | 251 | 1375 | 2405 | 20.38 | 1.25 | 3.01 | 27.89 | 606.1173 | 1.098% | 57.4961 | 3.4442 | 45.4329 | 736.3168 | 842.69 | 1.3903
2018-09-15 16:00 | 55069.0198 | 239 | 233 | 1375 | 2405 | 22.39 | 1.2 | 4.88 | 29.06 | 582.6752 | 1.058% | 56.6202 | 2.9584 | 70.9973 | 739.4859 | 870.0617 | 1.4932
2018-09-15 17:00 | 53581.4573 | 222 | 337 | 1375 | 2405 | 9.92 | 1 | 2 | 15.64 | 569.5534 | 1.063% | 23.4091 | 3.5822 | 29.2316 | 399.8267 | 456.0495 | 0.80071
2018-09-15 18:00 | 51315.305 | 259 | 424 | 1473 | 2466 | 7 | 1.78 | 1.99 | 8.4 | 571.9474 | 1.115% | 20.2072 | 8.4119 | 32.6712 | 230.8775 | 292.1678 | 0.51083
2018-09-15 19:00 | 49780.2734 | 300 | 411 | 1473 | 2466 | 9.51 | 1.02 | 2 | 9.55 | 582.922 | 1.171% | 33.4083 | 4.909 | 34.4974 | 275.7717 | 348.5864 | 0.598
2018-09-15 20:00 | 48674.6679 | 257 | 496 | 1473 | 2466 | 7.5 | 4.37 | 1.99 | 10 | 557.5935 | 1.146% | 22.0805 | 24.8301 | 33.5792 | 282.493 | 362.9828 | 0.65098
2018-09-15 21:00 | 46463.2233 | 336 | 564 | 1473 | 2466 | 7.08 | 6.55 | 1.97 | 7.08 | 502.3163 | 1.081% | 25.7182 | 39.9382 | 31.3716 | 188.7532 | 285.7812 | 0.56893
2018-09-15 22:00 | 43962.7448 | 335 | 556 | 1209 | 2665 | 3 | 2.89 | 0.8 | 3 | 451.2485 | 1.026% | 10.3157 | 16.4931 | 9.9277 | 82.0634 | 118.7999 | 0.26327
2018-09-15 23:00 | 41312.6481 | 284 | 495 | 1209 | 2665 | 2.51 | 3.11 | 0.79 | 2.51 | 387.6928 | 0.9384% | 6.6895 | 14.4468 | 8.9631 | 62.7734 | 92.8728 | 0.23955
2018-09-16 | 39015.6194 | 297 | 385 | 1209 | 2665 | 1.42 | 2.83 | 0.57 | 1.42 | 352.1179 | 0.9025% | 3.8062 | 9.8332 | 6.2194 | 34.1535 | 54.0124 | 0.15339
2018-09-16 01:00 | 37240.1214 | 199 | 279 | 1209 | 2665 | 1 | 1.5 | 0.57 | 1.12 | 334.3032 | 0.8977% | 1.7864 | 3.7569 | 6.1863 | 26.7944 | 38.524 | 0.11524
2018-09-16 02:00 | 35912.8499 | 161 | 220 | 1612 | 2665 | 1 | 1.24 | 0.82 | 1 | 333.5494 | 0.9288% | 1.4953 | 2.5337 | 12.2769 | 24.7518 | 41.0578 | 0.12309
2018-09-16 03:00 | 34986.5706 | 167 | 183 | 1612 | 2665 | 1 | 0.67 | 0.81 | 1.01 | 315.8424 | 0.9028% | 1.5076 | 1.1069 | 11.7874 | 24.299 | 38.7009 | 0.12253
2018-09-16 04:00 | 34470.2942 | 236 | 183 | 1612 | 2665 | 1.11 | 0.7 | 0.83 | 1.11 | 312.0438 | 0.9053% | 2.3714 | 1.1596 | 12.1119 | 26.7788 | 42.4217 | 0.13595
2018-09-16 05:00 | 34459.1699 | 397 | 211 | 1612 | 2665 | 1.42 | 1.5 | 0.83 | 1.42 | 321.7082 | 0.9336% | 5.263 | 2.9548 | 12.4911 | 35.3299 | 56.0389 | 0.17419
2018-09-16 06:00 | 34821.0345 | 557 | 186 | 2119 | 2614 | 3 | 0.7 | 2.13 | 2.61 | 349.5333 | 1.004% | 16.7735 | 1.3069 | 45.3062 | 68.4846 | 131.8712 | 0.37728
2018-09-16 07:00 | 35182.205 | 292 | 212 | 2119 | 2614 | 2.11 | 1.17 | 2 | 2.11 | 407.168 | 1.157% | 7.1304 | 2.8706 | 49.0469 | 63.832 | 122.88 | 0.30179
2018-09-16 08:00 | 37348.9153 | 472 | 279 | 2119 | 2614 | 3.66 | 2.27 | 2 | 2.61 | 457.7288 | 1.226% | 21.1716 | 7.7618 | 51.9387 | 83.6135 | 164.4855 | 0.35935
2018-09-16 09:00 | 40817.7099 | 455 | 329 | 2119 | 2614 | 3.9 | 2.11 | 3 | 3.3 | 500.0279 | 1.225% | 21.7381 | 8.504 | 77.875 | 105.6733 | 213.7903 | 0.42756
2018-09-16 10:00 | 44660.0667 | 498 | 284 | 1720 | 2440 | 7.06 | 0.39 | 1.99 | 6.76 | 554.6128 | 1.242% | 43.6621 | 1.3755 | 42.5062 | 204.8363 | 292.3801 | 0.52718
2018-09-16 11:00 | 48462.6084 | 488 | 246 | 1720 | 2440 | 9.91 | 0.46 | 1.99 | 9.91 | 618.2577 | 1.276% | 61.6959 | 1.4436 | 43.6661 | 308.4795 | 415.2851 | 0.6717
2018-09-16 12:00 | 51962.7854 | 445 | 215 | 1720 | 2440 | 11.72 | 0.5 | 2.5 | 12.57 | 661.972 | 1.274% | 66.4408 | 1.3695 | 54.7792 | 390.726 | 513.3154 | 0.77543
2018-09-16 13:00 | 54581.374 | 382 | 231 | 1720 | 2440 | 14.9 | 0.87 | 7.5 | 20 | 689.924 | 1.264% | 71.946 | 2.5403 | 163.0597 | 616.8458 | 854.3918 | 1.2384
2018-09-16 14:00 | 56322.5963 | 298 | 201 | 1375 | 2405 | 21.95 | 1.39 | 5.53 | 33.52 | 717.2876 | 1.274% | 83.3032 | 3.5581 | 96.8364 | 1026.6673 | 1210.365 | 1.6874
2018-09-16 15:00 | 57288.1634 | 257 | 251 | 1375 | 2405 | 34.86 | 1.72 | 7.26 | 47.12 | 742.6253 | 1.296% | 116.1356 | 5.5964 | 129.4029 | 1469.0115 | 1720.1464 | 2.3163
2018-09-16 16:00 | 57897.6445 | 239 | 233 | 1375 | 2405 | 44.12 | 1.93 | 7.42 | 56.4 | 740.6136 | 1.279% | 134.8852 | 5.7523 | 130.5081 | 1735.1019 | 2006.2475 | 2.7089
2018-09-16 17:00 | 57540.5257 | 222 | 337 | 1375 | 2405 | 11.14 | 1.61 | 4.09 | 21.01 | 710.0882 | 1.234% | 30.5194 | 6.6957 | 69.4008 | 623.5619 | 730.1779 | 1.0283
2018-09-16 18:00 | 55994.0709 | 259 | 424 | 1473 | 2466 | 6.93 | 2.17 | 3.01 | 11.21 | 684.6908 | 1.223% | 21.9475 | 11.2507 | 54.2153 | 338.0268 | 425.4403 | 0.62136
2018-09-16 19:00 | 54442.9274 | 300 | 411 | 1473 | 2466 | 7.91 | 1.75 | 1.99 | 11.04 | 665.0726 | 1.222% | 28.9885 | 8.7863 | 35.8083 | 332.5751 | 406.1582 | 0.6107
2018-09-16 20:00 | 53229.4209 | 257 | 496 | 1473 | 2466 | 7.58 | 4.47 | 1.84 | 9.09 | 615.7951 | 1.157% | 22.5365 | 25.6492 | 31.3549 | 259.3232 | 338.8638 | 0.55029
2018-09-16 21:00 | 50489.2845 | 336 | 564 | 1473 | 2466 | 7.85 | 6 | 1 | 8 | 540.7739 | 1.071% | 28.2505 | 36.2449 | 15.7768 | 211.3 | 291.5722 | 0.53918
2018-09-16 22:00 | 46910.4466 | 335 | 556 | 1209 | 2665 | 2.77 | 3.39 | 0.79 | 2.77 | 453.4933 | 0.9667% | 8.9707 | 18.2211 | 9.2333 | 71.3638 | 107.7889 | 0.23769
2018-09-16 23:00 | 43172.609 | 284 | 495 | 1209 | 2665 | 2.68 | 2.61 | 0.78 | 2.68 | 379.2358 | 0.8784% | 6.6858 | 11.3487 | 8.2837 | 62.7383 | 89.0565 | 0.23483
2018-09-17 | 40086.2311 | 297 | 385 | 1209 | 2665 | 1.42 | 3.11 | 0.58 | 1.42 | 343.9058 | 0.8579% | 3.6182 | 10.2722 | 6.0159 | 32.4661 | 52.3724 | 0.15229
2018-09-17 01:00 | 38013.1787 | 199 | 279 | 1209 | 2665 | 1.21 | 1.5 | 0.58 | 1.21 | 326.3234 | 0.8584% | 2.0671 | 3.5926 | 6.0196 | 27.6819 | 39.3612 | 0.12062
2018-09-17 02:00 | 36774.6263 | 161 | 220 | 1612 | 2665 | 1.11 | 0.99 | 0.81 | 1.11 | 313.5354 | 0.8526% | 1.5237 | 1.8569 | 11.1324 | 25.2208 | 39.7338 | 0.12673
2018-09-17 03:00 | 36070.4749 | 167 | 183 | 1612 | 2665 | 1.11 | 0.48 | 0.8 | 1.11 | 309.7926 | 0.8589% | 1.5921 | 0.75442 | 11.0758 | 25.4062 | 38.8284 | 0.12534
2018-09-17 04:00 | 36254.4785 | 236 | 183 | 1612 | 2665 | 1.42 | 0.16 | 0.82 | 1.42 | 326.5511 | 0.9007% | 3.0185 | 0.26373 | 11.9061 | 34.0859 | 49.2742 | 0.15089
2018-09-17 05:00 | 38000.1048 | 397 | 211 | 1612 | 2665 | 2.25 | 0.6 | 0.82 | 2 | 369.1314 | 0.9714% | 8.677 | 1.2298 | 12.8403 | 51.7754 | 74.5225 | 0.20189
2018-09-17 06:00 | 41019.4323 | 557 | 186 | 2119 | 2614 | 5.2 | 0.01 | 3 | 3.95 | 389.1618 | 0.9487% | 27.4789 | 0.017646 | 60.3105 | 97.9588 | 185.7658 | 0.47735
2018-09-17 07:00 | 41898.2392 | 292 | 212 | 2119 | 2614 | 3.36 | 0.01 | 2.5 | 3.48 | 417.3 | 0.996% | 9.7718 | 0.021115 | 52.7623 | 90.6019 | 153.1571 | 0.36702
2018-09-17 08:00 | 43079.944 | 472 | 279 | 2119 | 2614 | 4.58 | 0.41 | 2.68 | 4.34 | 455.3479 | 1.057% | 22.8494 | 1.2091 | 60.0252 | 119.9122 | 203.996 | 0.448
2018-09-17 09:00 | 45873.3691 | 455 | 329 | 2119 | 2614 | 6 | 1.5 | 4 | 6 | 509.4184 | 1.11% | 30.3163 | 5.4803 | 94.125 | 174.169 | 304.0906 | 0.59694
2018-09-17 10:00 | 49533.3212 | 498 | 284 | 1720 | 2440 | 11.05 | 0.94 | 2.83 | 9.79 | 574.6401 | 1.16% | 63.8396 | 3.097 | 56.4694 | 277.122 | 400.5281 | 0.69701
2018-09-17 11:00 | 53152.0205 | 488 | 246 | 1720 | 2440 | 11.3 | 1 | 3.28 | 10.5 | 648.9094 | 1.221% | 67.3229 | 3.0033 | 68.8758 | 312.7832 | 451.9852 | 0.69653
2018-09-17 12:00 | 56605.0986 | 445 | 215 | 1720 | 2440 | 15.22 | 1.62 | 8 | 16.07 | 721.4539 | 1.275% | 86.3232 | 4.4392 | 175.3765 | 499.7568 | 765.8958 | 1.0616
2018-09-17 13:00 | 59624.6588 | 382 | 231 | 1720 | 2440 | 23.73 | 2 | 15.99 | 26.32 | 777.0979 | 1.303% | 118.1438 | 6.0213 | 358.4485 | 837.0001 | 1319.6137 | 1.6981
2018-09-17 14:00 | 61781.9388 | 298 | 201 | 1375 | 2405 | 30 | 2.31 | 27.7 | 36.11 | 804.3447 | 1.302% | 116.3907 | 6.0449 | 495.8647 | 1130.6372 | 1748.9374 | 2.1744
2018-09-17 15:00 | 62972.8678 | 257 | 251 | 1375 | 2405 | 52.69 | 3.5 | 46.89 | 57.86 | 821.5866 | 1.305% | 176.6693 | 11.4615 | 841.1681 | 1815.4879 | 2844.7869 | 3.4626
2018-09-17 16:00 | 63334.0205 | 239 | 233 | 1375 | 2405 | 57.44 | 3.11 | 45.42 | 63.52 | 855.445 | 1.351% | 185.4246 | 9.7875 | 843.5384 | 2063.3866 | 3102.1371 | 3.6263
2018-09-17 17:00 | 63043.1084 | 222 | 337 | 1375 | 2405 | 12.34 | 2.44 | 12.34 | 17.34 | 865.2521 | 1.372% | 37.5987 | 11.2856 | 232.875 | 572.3599 | 854.1193 | 0.98713
2018-09-17 18:00 | 61491.2607 | 259 | 424 | 1473 | 2466 | 8.12 | 2.23 | 4.86 | 11.03 | 826.9777 | 1.345% | 28.2837 | 12.716 | 96.2763 | 365.8045 | 503.0805 | 0.60834
2018-09-17 19:00 | 59344.6005 | 300 | 411 | 1473 | 2466 | 9.41 | 2.03 | 2.99 | 13.62 | 784.9283 | 1.323% | 37.3387 | 11.0354 | 58.2536 | 444.2413 | 550.869 | 0.70181
2018-09-17 20:00 | 57765.347 | 257 | 496 | 1473 | 2466 | 7.24 | 6 | 1.63 | 8.65 | 712.0757 | 1.233% | 22.9367 | 36.6853 | 29.5971 | 262.9468 | 352.1659 | 0.49456
2018-09-17 21:00 | 54360.3447 | 336 | 564 | 1473 | 2466 | 7.89 | 10.03 | 1.55 | 8 | 624.5904 | 1.149% | 30.46 | 64.997 | 26.233 | 226.6711 | 348.361 | 0.55774
2018-09-17 22:00 | 50029.5817 | 335 | 556 | 1209 | 2665 | 3.65 | 3.11 | 0.78 | 3.5 | 533.1574 | 1.066% | 13.0307 | 18.4274 | 10.0496 | 99.4017 | 140.9094 | 0.26429
2018-09-17 23:00 | 45995.929 | 284 | 495 | 1209 | 2665 | 3 | 3.46 | 0.77 | 2.85 | 469.7773 | 1.021% | 8.7019 | 17.4926 | 9.508 | 77.5737 | 113.2762 | 0.24113
2018-09-18 | 42736.4114 | 297 | 385 | 1209 | 2665 | 1.51 | 3.01 | 0.57 | 1.51 | 416.6295 | 0.9749% | 4.3721 | 11.2974 | 6.7182 | 39.2307 | 61.6184 | 0.1479
2018-09-18 01:00 | 40497.819 | 199 | 279 | 1209 | 2665 | 1.51 | 2 | 0.57 | 1.51 | 377.029 | 0.931% | 2.7975 | 5.1949 | 6.4157 | 37.4643 | 51.8724 | 0.13758
2018-09-18 02:00 | 39002.872 | 161 | 220 | 1612 | 2665 | 1.01 | 1.5 | 0.8 | 1.01 | 353.3571 | 0.906% | 1.4732 | 2.9897 | 11.6835 | 24.3857 | 40.5321 | 0.11471
2018-09-18 03:00 | 38154.8437 | 167 | 183 | 1612 | 2665 | 1.01 | 0.54 | 0.79 | 1.01 | 388.2457 | 1.018% | 1.7163 | 1.0055 | 12.9583 | 27.389 | 43.0691 | 0.11093
2018-09-18 04:00 | 38129.3971 | 236 | 183 | 1612 | 2665 | 1.51 | 0.54 | 0.85 | 1.51 | 419.3112 | 1.1% | 3.9189 | 1.0867 | 15.0682 | 44.2538 | 64.3276 | 0.15341
2018-09-18 05:00 | 39660.1338 | 397 | 211 | 1612 | 2665 | 1.9 | 0.59 | 0.81 | 1.65 | 466.6259 | 1.177% | 8.8748 | 1.4647 | 15.3626 | 51.7364 | 77.4385 | 0.16595
2018-09-18 06:00 | 42580.873 | 557 | 186 | 2119 | 2614 | 5.07 | 0.01 | 2.5 | 4.82 | 488.785 | 1.148% | 32.4165 | 0.021351 | 60.8099 | 144.6292 | 237.8769 | 0.48667
2018-09-18 07:00 | 43240.0478 | 292 | 212 | 2119 | 2614 | 3 | 0.01 | 2.5 | 4.94 | 503.5864 | 1.165% | 10.2022 | 0.02469 | 61.6963 | 150.3905 | 222.3136 | 0.44146
2018-09-18 08:00 | 44296.2815 | 472 | 279 | 2119 | 2614 | 5 | 0.05 | 2.5 | 5 | 543.0705 | 1.226% | 28.9335 | 0.17103 | 64.9471 | 160.2376 | 254.2893 | 0.46824
2018-09-18 09:00 | 47244.8418 | 455 | 329 | 2119 | 2614 | 7.21 | 1.5 | 3 | 8.48 | 597.3142 | 1.264% | 41.4758 | 6.2393 | 80.3712 | 280.2527 | 408.3391 | 0.68363
2018-09-18 10:00 | 50986.6611 | 498 | 284 | 1720 | 2440 | 10.92 | 0.66 | 2.17 | 10.92 | 655.8355 | 1.286% | 69.9504 | 2.411 | 48.0094 | 342.729 | 463.0998 | 0.70612
2018-09-18 11:00 | 54749.889 | 488 | 246 | 1720 | 2440 | 12.91 | 0.57 | 3.58 | 15.06 | 719.0292 | 1.313% | 82.7388 | 1.8415 | 80.8676 | 482.5897 | 648.0377 | 0.90127
2018-09-18 12:00 | 58254.8252 | 445 | 215 | 1720 | 2440 | 16.76 | 1.26 | 7.94 | 18.39 | 781.1306 | 1.341% | 100.0059 | 3.6325 | 183.1221 | 601.6768 | 888.4373 | 1.1374
2018-09-18 13:00 | 61393.0966 | 382 | 231 | 1720 | 2440 | 30.94 | 1.71 | 19.5 | 32.34 | 821.9408 | 1.339% | 158.2358 | 5.2885 | 449.039 | 1056.4546 | 1669.0179 | 2.0306
2018-09-18 14:00 | 63470.291 | 298 | 201 | 1375 | 2405 | 40.57 | 2.31 | 30.76 | 43.8 | 854.2599 | 1.346% | 162.72 | 6.2492 | 569.2573 | 1417.7796 | 2156.0061 | 2.5238
2018-09-18 15:00 | 64305.3681 | 257 | 251 | 1375 | 2405 | 46.21 | 3.49 | 37.19 | 57.48 | 874.8748 | 1.361% | 161.5726 | 11.9178 | 695.7089 | 1880.7475 | 2749.9469 | 3.1432
2018-09-18 16:00 | 64640.4837 | 239 | 233 | 1375 | 2405 | 45.52 | 3.11 | 37.14 | 57.54 | 893.8382 | 1.383% | 150.4369 | 10.0201 | 706.1532 | 1913.5476 | 2780.1578 | 3.1104
2018-09-18 17:00 | 64322.3655 | 222 | 337 | 1375 | 2405 | 21.08 | 1.9 | 15 | 27.56 | 891.4885 | 1.386% | 64.8601 | 8.8744 | 285.8563 | 918.6457 | 1278.2364 | 1.4338
2018-09-18 18:00 | 62699.7454 | 259 | 424 | 1473 | 2466 | 10.3 | 2.11 | 5.99 | 15.3 | 848.284 | 1.353% | 36.0921 | 12.1039 | 119.3727 | 510.458 | 678.0267 | 0.79929
2018-09-18 19:00 | 60738.1536 | 300 | 411 | 1473 | 2466 | 9.31 | 1.28 | 3.01 | 15 | 804.1107 | 1.324% | 36.9764 | 6.9648 | 58.698 | 489.7095 | 592.3488 | 0.73665
2018-09-18 20:00 | 58992.8531 | 257 | 496 | 1473 | 2466 | 6.7 | 4 | 1.99 | 10.94 | 731.7791 | 1.24% | 21.3594 | 24.6106 | 36.3611 | 334.6501 | 416.9812 | 0.56982
2018-09-18 21:00 | 55670.4498 | 336 | 564 | 1473 | 2466 | 7.94 | 8.61 | 1.99 | 10.15 | 629.1582 | 1.13% | 30.1505 | 54.8804 | 33.1277 | 282.8748 | 401.0334 | 0.63741
2018-09-18 22:00 | 51207.0335 | 335 | 556 | 1209 | 2665 | 4.87 | 5 | 0.77 | 4.87 | 531.7515 | 1.038% | 16.9415 | 28.8685 | 9.6671 | 134.7737 | 190.2509 | 0.35778
2018-09-18 23:00 | 46946.0687 | 284 | 495 | 1209 | 2665 | 2.95 | 3.95 | 0.76 | 2.95 | 446.6813 | 0.9515% | 7.9715 | 18.6038 | 8.7426 | 74.8028 | 110.1206 | 0.24653
2018-09-19 | 43649.3183 | 297 | 385 | 1209 | 2665 | 1.51 | 2.99 | 0.56 | 1.51 | 406.1068 | 0.9304% | 4.1725 | 10.7101 | 6.2991 | 37.4401 | 58.6218 | 0.14435
2018-09-19 01:00 | 41165.9111 | 199 | 279 | 1209 | 2665 | 1.2 | 2.61 | 0.56 | 1.2 | 387.7268 | 0.9419% | 2.2492 | 6.8586 | 6.3768 | 30.1208 | 45.6053 | 0.11762
2018-09-19 02:00 | 39499.6051 | 161 | 220 | 1612 | 2665 | 1 | 1.65 | 0.88 | 1.11 | 374.541 | 0.9482% | 1.5266 | 3.442 | 13.451 | 28.0496 | 46.4692 | 0.12407
2018-09-19 03:00 | 38475.805 | 167 | 183 | 1612 | 2665 | 1 | 1.5 | 0.88 | 1.11 | 357.8746 | 0.9301% | 1.5533 | 2.5532 | 13.1944 | 27.5146 | 44.8156 | 0.12523
2018-09-19 04:00 | 38363.2874 | 236 | 183 | 1612 | 2665 | 1.2 | 1.5 | 0.92 | 1.2 | 388.3222 | 1.012% | 2.8666 | 2.7786 | 15.0117 | 32.3709 | 53.0278 | 0.13656
2018-09-19 05:00 | 39716.7757 | 397 | 211 | 1612 | 2665 | 1.76 | 1.5 | 0.92 | 1.51 | 469.2584 | 1.182% | 8.2555 | 3.7395 | 17.5223 | 47.5458 | 77.063 | 0.16422
2018-09-19 06:00 | 42575.4069 | 557 | 186 | 2119 | 2614 | 5 | 0.11 | 2.63 | 4 | 468.2544 | 1.1% | 30.6301 | 0.22502 | 61.2928 | 114.9976 | 207.1455 | 0.44238
2018-09-19 07:00 | 43210.4918 | 292 | 212 | 2119 | 2614 | 3 | 0.54 | 2.5 | 3.2 | 437.398 | 1.012% | 8.8673 | 1.1588 | 53.6239 | 84.6727 | 148.3227 | 0.3391
2018-09-19 08:00 | 44481.0993 | 472 | 279 | 2119 | 2614 | 5 | 2.11 | 2.5 | 5 | 507.1304 | 1.14% | 26.9064 | 6.7117 | 60.397 | 149.0115 | 243.0266 | 0.47922
2018-09-19 09:00 | 47622.4056 | 455 | 329 | 2119 | 2614 | 4.97 | 1.5 | 4 | 4.41 | 586.6856 | 1.232% | 27.8588 | 6.0797 | 104.4203 | 142.0163 | 280.3751 | 0.4779
2018-09-19 10:00 | 51468.2776 | 498 | 284 | 1720 | 2440 | 10.1 | 0.34 | 2.5 | 10.1 | 633.1769 | 1.23% | 61.878 | 1.1879 | 52.8998 | 303.1773 | 419.1429 | 0.66197
2018-09-19 11:00 | 55148.8616 | 488 | 246 | 1720 | 2440 | 10.76 | 0.05 | 3.53 | 10.96 | 703.0197 | 1.275% | 66.9365 | 0.1568 | 77.3988 | 340.9034 | 485.3954 | 0.69044
2018-09-19 12:00 | 58573.6269 | 445 | 215 | 1720 | 2440 | 13.1 | 0.4 | 4 | 13.57 | 772.7203 | 1.319% | 76.9045 | 1.1345 | 90.763 | 436.8073 | 605.6092 | 0.78374
2018-09-19 13:00 | 61608.3958 | 382 | 231 | 1720 | 2440 | 18.65 | 0.88 | 5 | 19.5 | 830.4407 | 1.348% | 96.0309 | 2.7401 | 115.9224 | 641.3471 | 856.0405 | 1.0308
2018-09-19 14:00 | 63664.9306 | 298 | 201 | 1375 | 2405 | 22.07 | 2.02 | 4 | 25.04 | 865.2964 | 1.359% | 89.3888 | 5.5184 | 74.7528 | 818.4912 | 988.1512 | 1.142
2018-09-19 15:00 | 64571.5478 | 257 | 251 | 1375 | 2405 | 28.39 | 3.01 | 4 | 33.39 | 881.6613 | 1.365% | 99.6229 | 10.3158 | 75.0971 | 1096.4583 | 1281.494 | 1.4535
2018-09-19 16:00 | 64656.5368 | 239 | 233 | 1375 | 2405 | 26.4 | 2.94 | 4 | 31.51 | 892.0038 | 1.38% | 87.0475 | 9.4506 | 75.8782 | 1045.4848 | 1217.861 | 1.3653
2018-09-19 17:00 | 64228.3681 | 222 | 337 | 1375 | 2405 | 10.4 | 2.11 | 4 | 18.71 | 882.1685 | 1.373% | 31.7111 | 9.7665 | 75.5418 | 618.0356 | 735.055 | 0.83324
2018-09-19 18:00 | 62285.7565 | 259 | 424 | 1473 | 2466 | 9.68 | 3.5 | 4 | 11.47 | 838.1704 | 1.346% | 33.7379 | 19.97 | 79.2878 | 380.6274 | 513.6231 | 0.61279
2018-09-19 19:00 | 60118.6279 | 300 | 411 | 1473 | 2466 | 9.73 | 3.11 | 2.63 | 10.34 | 800.2185 | 1.331% | 38.8538 | 17.0138 | 51.5654 | 339.401 | 446.834 | 0.55839
2018-09-19 20:00 | 58467.149 | 257 | 496 | 1473 | 2466 | 7.92 | 3.5 | 1.99 | 10 | 731.899 | 1.252% | 25.4799 | 21.7315 | 36.694 | 308.6969 | 392.6023 | 0.53642
2018-09-19 21:00 | 55383.4179 | 336 | 564 | 1473 | 2466 | 5 | 9.11 | 1.97 | 8 | 645.3411 | 1.165% | 19.5758 | 59.8697 | 33.8126 | 229.8755 | 343.1336 | 0.53171
2018-09-19 22:00 | 51341.8112 | 335 | 556 | 1209 | 2665 | 2.86 | 4.61 | 0.76 | 2.71 | 559.5953 | 1.09% | 10.4427 | 27.9369 | 10.0148 | 78.7172 | 127.1116 | 0.22715
2018-09-19 23:00 | 47062.3284 | 284 | 495 | 1209 | 2665 | 2.21 | 5 | 0.82 | 2.11 | 519.0553 | 1.103% | 6.9223 | 27.297 | 10.934 | 62.0183 | 107.1717 | 0.20647
2018-09-20 | 43614.5224 | 297 | 385 | 1209 | 2665 | 1.51 | 2.99 | 0.55 | 1.51 | 479.8276 | 1.1% | 4.9339 | 12.6644 | 7.3155 | 44.2719 | 69.1857 | 0.14419
2018-09-20 01:00 | 41379.4336 | 199 | 279 | 1209 | 2665 | 1.11 | 2.61 | 0.55 | 1.11 | 454.8322 | 1.099% | 2.428 | 8.0041 | 7.309 | 32.5152 | 50.2562 | 0.11049
2018-09-20 02:00 | 39918.0813 | 161 | 220 | 1612 | 2665 | 1.01 | 2.11 | 0.87 | 1.01 | 440.8424 | 1.104% | 1.7958 | 5.1265 | 15.4881 | 29.7257 | 52.1361 | 0.11826
2018-09-20 03:00 | 39068.7708 | 167 | 183 | 1612 | 2665 | 1.11 | 1.77 | 0.87 | 1.11 | 434.5364 | 1.112% | 2.0617 | 3.6026 | 15.5984 | 32.9016 | 54.1644 | 0.12465
2018-09-20 04:00 | 39056.2806 | 236 | 183 | 1612 | 2665 | 1.21 | 1.78 | 0.91 | 1.21 | 446.5651 | 1.143% | 3.2651 | 3.7245 | 16.7726 | 36.8703 | 60.6324 | 0.13578
2018-09-20 05:00 | 40614.983 | 397 | 211 | 1612 | 2665 | 1.76 | 1.5 | 0.91 | 1.51 | 483.2849 | 1.19% | 8.3142 | 3.7661 | 17.4551 | 47.8841 | 77.4195 | 0.16019
2018-09-20 06:00 | 43486.1263 | 557 | 186 | 2119 | 2614 | 5 | 0.43 | 2.45 | 4 | 488.5478 | 1.123% | 31.2883 | 0.89854 | 58.3248 | 117.4686 | 207.9803 | 0.42571
2018-09-20 07:00 | 44158.9947 | 292 | 212 | 2119 | 2614 | 2.61 | 1.11 | 2.1 | 2.81 | 502.0837 | 1.137% | 8.6652 | 2.6756 | 50.595 | 83.5158 | 145.4516 | 0.2897
2018-09-20 08:00 | 45101.3151 | 472 | 279 | 2119 | 2614 | 4.4 | 2.34 | 2.5 | 4 | 531.1664 | 1.178% | 24.4589 | 7.6889 | 62.3896 | 123.1422 | 217.6796 | 0.40981
2018-09-20 09:00 | 47675.3701 | 455 | 329 | 2119 | 2614 | 4.14 | 1.58 | 3.24 | 3.54 | 566.4977 | 1.188% | 22.3829 | 6.1767 | 81.5793 | 109.9545 | 220.0934 | 0.38852
2018-09-20 10:00 | 50828.6891 | 498 | 284 | 1720 | 2440 | 8.23 | 1.49 | 2.19 | 6 | 597.5294 | 1.176% | 48.1814 | 4.9746 | 44.2816 | 172.1042 | 269.5418 | 0.45109
2018-09-20 11:00 | 53598.096 | 488 | 246 | 1720 | 2440 | 8.97 | 0.43 | 2 | 8.87 | 642.6882 | 1.199% | 52.4884 | 1.2684 | 41.2486 | 259.5162 | 354.5216 | 0.55162
2018-09-20 12:00 | 55585.8574 | 445 | 215 | 1720 | 2440 | 12.68 | 0.96 | 2.5 | 12.88 | 659.8562 | 1.187% | 66.9829 | 2.4502 | 51.045 | 373.0703 | 493.5484 | 0.74796
2018-09-20 13:00 | 57158.7275 | 382 | 231 | 1720 | 2440 | 14.58 | 1.59 | 4 | 14.78 | 665.3586 | 1.164% | 64.8327 | 4.2755 | 80.0869 | 419.7952 | 568.9903 | 0.85516
2018-09-20 14:00 | 57991.0589 | 298 | 201 | 1375 | 2405 | 16.3 | 3.29 | 1.99 | 16.83 | 673.1709 | 1.161% | 56.3856 | 7.6764 | 31.7629 | 469.8546 | 565.6795 | 0.84032
2018-09-20 15:00 | 58513.0237 | 257 | 251 | 1375 | 2405 | 24.51 | 4.5 | 1.99 | 26.95 | 672.4248 | 1.149% | 72.3882 | 12.9801 | 31.4447 | 744.8435 | 861.6564 | 1.2814
2018-09-20 16:00 | 58740.1478 | 239 | 233 | 1375 | 2405 | 24.11 | 4.36 | 2.5 | 27.95 | 669.762 | 1.14% | 65.7023 | 11.5832 | 39.1948 | 766.4475 | 882.9277 | 1.3183
2018-09-20 17:00 | 56806.7285 | 222 | 337 | 1375 | 2405 | 11.37 | 2.8 | 2 | 18.44 | 641.4716 | 1.129% | 28.503 | 10.6553 | 31.0535 | 500.7877 | 570.9995 | 0.89014
2018-09-20 18:00 | 54291.0566 | 259 | 424 | 1473 | 2466 | 9.84 | 3.5 | 3 | 12.94 | 634.1471 | 1.168% | 29.7685 | 17.3339 | 51.6162 | 372.7255 | 471.444 | 0.74343
2018-09-20 19:00 | 52752.2207 | 300 | 411 | 1473 | 2466 | 9.17 | 3.11 | 1.99 | 10 | 630.6748 | 1.196% | 32.8894 | 15.2815 | 35.0446 | 294.8206 | 378.036 | 0.59942
2018-09-20 20:00 | 51890.9092 | 257 | 496 | 1473 | 2466 | 6.72 | 3.5 | 1.8 | 6.72 | 601.4952 | 1.159% | 20.019 | 20.1229 | 30.7338 | 192.0893 | 262.9651 | 0.43719
2018-09-20 21:00 | 49714.1145 | 336 | 564 | 1473 | 2466 | 4.81 | 7.32 | 1.57 | 5.01 | 555.0604 | 1.117% | 18.0445 | 46.0947 | 25.8204 | 137.9404 | 227.8999 | 0.41059
2018-09-20 22:00 | 46552.2434 | 335 | 556 | 1209 | 2665 | 3 | 4.56 | 0.75 | 3 | 497.5161 | 1.069% | 10.7407 | 27.0961 | 9.6907 | 85.4447 | 132.9721 | 0.26727
2018-09-20 23:00 | 43380.8066 | 284 | 495 | 1209 | 2665 | 2.45 | 3.6 | 0.75 | 2.3 | 455.6111 | 1.05% | 7.3077 | 18.7156 | 9.5232 | 64.3757 | 99.9222 | 0.21931
2018-09-21 | 40780.8356 | 297 | 385 | 1209 | 2665 | 1.51 | 2.76 | 0.54 | 1.51 | 433.3033 | 1.063% | 4.7651 | 11.2903 | 6.9367 | 42.7573 | 65.7494 | 0.15174
2018-09-21 01:00 | 39212.1823 | 199 | 279 | 1209 | 2665 | 1.5 | 2.05 | 0.54 | 1.5 | 417.6937 | 1.065% | 3.1797 | 6.0925 | 6.9544 | 42.5819 | 58.8085 | 0.14079
2018-09-21 02:00 | 38382.5325 | 161 | 220 | 1612 | 2665 | 1 | 1.5 | 0.86 | 1 | 399.1757 | 1.04% | 1.6744 | 3.432 | 14.4176 | 27.7158 | 47.2398 | 0.11834
2018-09-21 03:00 | 37981.777 | 167 | 183 | 1612 | 2665 | 1 | 1.46 | 0.86 | 1.11 | 407.0189 | 1.072% | 1.7896 | 2.8631 | 14.856 | 31.7 | 51.2088 | 0.12581
2018-09-21 04:00 | 38428.5846 | 236 | 183 | 1612 | 2665 | 1.5 | 1.5 | 0.93 | 1.5 | 433.4699 | 1.128% | 3.9931 | 3.0963 | 16.9103 | 45.0913 | 69.0911 | 0.15939
2018-09-21 05:00 | 40273.8236 | 397 | 211 | 1612 | 2665 | 1.76 | 1.07 | 0.9 | 1.51 | 479.2008 | 1.19% | 8.3138 | 2.6863 | 17.2624 | 47.8816 | 76.1442 | 0.1589
2018-09-21 06:00 | 43390.6927 | 557 | 186 | 2119 | 2614 | 5 | 0.05 | 3 | 4.7 | 525.4848 | 1.211% | 33.7279 | 0.11263 | 76.9867 | 148.7877 | 259.6149 | 0.49405
2018-09-21 07:00 | 44608.4244 | 292 | 212 | 2119 | 2614 | 3.81 | 0.01 | 2.66 | 4.56 | 533.5139 | 1.196% | 13.3057 | 0.025355 | 67.4127 | 142.5605 | 223.3042 | 0.41855
2018-09-21 08:00 | 45321.6591 | 472 | 279 | 2119 | 2614 | 5 | 0.33 | 3 | 5 | 554.8181 | 1.224% | 28.8906 | 1.1271 | 77.821 | 160.0001 | 267.8389 | 0.48275
2018-09-21 09:00 | 47363.7646 | 455 | 329 | 2119 | 2614 | 4.61 | 1 | 3.71 | 4.61 | 579.5674 | 1.224% | 25.6667 | 4.0258 | 96.1972 | 147.4566 | 273.3464 | 0.47164
2018-09-21 10:00 | 49691.1979 | 498 | 284 | 1720 | 2440 | 6.8 | 0.47 | 2.31 | 7 | 621.8958 | 1.252% | 42.3815 | 1.6705 | 49.7254 | 213.7598 | 307.5373 | 0.49452
2018-09-21 11:00 | 51701.1198 | 488 | 246 | 1720 | 2440 | 9.8 | 0.33 | 1.99 | 10 | 654.3115 | 1.266% | 60.5244 | 1.0274 | 43.3178 | 308.798 | 413.6675 | 0.63222
2018-09-21 12:00 | 53482.6295 | 445 | 215 | 1720 | 2440 | 14 | 0.98 | 1.99 | 16.66 | 681.5841 | 1.274% | 79.3953 | 2.6852 | 43.6203 | 518.0498 | 643.7506 | 0.94449
2018-09-21 13:00 | 55214.2307 | 382 | 231 | 1720 | 2440 | 17.36 | 0.87 | 3.44 | 23.58 | 702.3345 | 1.272% | 84.3541 | 2.5564 | 75.2627 | 731.8576 | 894.0307 | 1.2729
2018-09-21 14:00 | 55986.5309 | 298 | 201 | 1375 | 2405 | 19.09 | 1.57 | 1.76 | 31.25 | 725.2218 | 1.295% | 73.6902 | 4.0877 | 31.3475 | 973.5369 | 1082.6622 | 1.4929
2018-09-21 15:00 | 55482.6061 | 257 | 251 | 1375 | 2405 | 20.72 | 2.01 | 1.99 | 27.92 | 744.1369 | 1.341% | 71.4198 | 6.7665 | 36.6988 | 900.5887 | 1015.4738 | 1.3646
2018-09-21 16:00 | 54627.2698 | 239 | 233 | 1375 | 2405 | 19.69 | 1.87 | 2.04 | 27.12 | 748.5361 | 1.37% | 64.4832 | 5.9704 | 38.4358 | 893.7335 | 1002.6229 | 1.3394
2018-09-21 17:00 | 53173.6058 | 222 | 337 | 1375 | 2405 | 11.88 | 1.6 | 1.23 | 19.61 | 729.7315 | 1.372% | 36.194 | 7.3997 | 23.21 | 647.2315 | 714.0352 | 0.97849
2018-09-21 18:00 | 51521.1962 | 259 | 424 | 1473 | 2466 | 7 | 3.5 | 1.99 | 16.06 | 712.2886 | 1.383% | 25.065 | 20.5165 | 40.5253 | 547.5309 | 633.6377 | 0.88958
2018-09-21 19:00 | 50491.4004 | 300 | 411 | 1473 | 2466 | 6 | 3.08 | 0.99 | 10.99 | 669.65 | 1.326% | 23.8728 | 16.7889 | 19.3405 | 359.4357 | 419.438 | 0.62635
2018-09-21 20:00 | 49462.665 | 257 | 496 | 1473 | 2466 | 4.61 | 3.98 | 1.31 | 7.53 | 639.229 | 1.292% | 15.3113 | 25.512 | 24.9375 | 239.9756 | 305.7363 | 0.47829
2018-09-21 21:00 | 47653.3958 | 336 | 564 | 1473 | 2466 | 5.31 | 5.26 | 1.35 | 6.03 | 587.8478 | 1.234% | 22.0092 | 36.5962 | 24.5306 | 183.4347 | 266.5707 | 0.45347
2018-09-21 22:00 | 45391.4479 | 335 | 556 | 1209 | 2665 | 3 | 5 | 0.74 | 2.85 | 527.3219 | 1.162% | 11.6753 | 32.2958 | 10.3935 | 88.2356 | 142.6002 | 0.27042
2018-09-21 23:00 | 42829.6823 | 284 | 495 | 1209 | 2665 | 2.19 | 5 | 0.75 | 2.04 | 473.6355 | 1.106% | 6.878 | 27.37 | 10.0274 | 60.1211 | 104.3964 | 0.22042
2018-09-22 | 40683.2793 | 297 | 385 | 1209 | 2665 | 1.76 | 3.44 | 0.53 | 1.51 | 420.0508 | 1.032% | 5.397 | 13.6743 | 6.6159 | 41.549 | 67.2362 | 0.16007
2018-09-22 01:00 | 39028.136 | 199 | 279 | 1209 | 2665 | 1.41 | 2.61 | 0.53 | 1.41 | 387.2863 | 0.9923% | 2.7844 | 7.226 | 6.3585 | 37.2881 | 53.6571 | 0.13855
2018-09-22 02:00 | 37930.1224 | 161 | 220 | 1612 | 2665 | 1.41 | 2.45 | 0.85 | 1.41 | 366.5431 | 0.9664% | 2.1937 | 5.2087 | 13.2411 | 36.3126 | 56.9561 | 0.15539
2018-09-22 03:00 | 37218.9697 | 167 | 183 | 1612 | 2665 | 1.41 | 2.11 | 0.85 | 1.41 | 358.9989 | 0.9646% | 2.2712 | 3.7245 | 13.2164 | 36.2447 | 55.4568 | 0.15448
2018-09-22 04:00 | 36839.735 | 236 | 183 | 1612 | 2665 | 1.5 | 2.11 | 0.92 | 1.5 | 367.9937 | 0.9989% | 3.5361 | 3.8571 | 14.8142 | 39.9312 | 62.1385 | 0.16886
2018-09-22 05:00 | 37021.6403 | 397 | 211 | 1612 | 2665 | 1.76 | 2.61 | 0.89 | 1.51 | 364.1744 | 0.9837% | 6.8732 | 5.4172 | 14.1127 | 39.5847 | 65.9878 | 0.1812
2018-09-22 06:00 | 37601.7972 | 557 | 186 | 2119 | 2614 | 2.91 | 1.5 | 2.07 | 2.11 | 408.2658 | 1.086% | 17.5988 | 3.0293 | 47.6251 | 59.8856 | 128.1387 | 0.31386
2018-09-22 07:00 | 38315.5566 | 292 | 212 | 2119 | 2614 | 2.11 | 1.5 | 2.7 | 2.11 | 451.3265 | 1.178% | 7.2574 | 3.7458 | 67.3923 | 64.9686 | 143.3642 | 0.31765
2018-09-22 08:00 | 39508.3291 | 472 | 279 | 2119 | 2614 | 3 | 2.11 | 2.7 | 2.4 | 475.0908 | 1.203% | 17.0275 | 7.079 | 68.7991 | 75.4405 | 168.3462 | 0.35435
2018-09-22 09:00 | 41116.3199 | 455 | 329 | 2119 | 2614 | 4.1 | 3.01 | 3.79 | 3.05 | 488.8938 | 1.189% | 22.1817 | 11.775 | 95.4928 | 94.7994 | 224.249 | 0.45869
2018-09-22 10:00 | 42648.4345 | 498 | 284 | 1720 | 2440 | 7.89 | 2.61 | 2.5 | 5 | 494.6591 | 1.16% | 45.5732 | 8.5973 | 49.8737 | 141.502 | 245.5462 | 0.49639
2018-09-22 11:00 | 44111.219 | 488 | 246 | 1720 | 2440 | 7.17 | 0.36 | 2.02 | 4.89 | 507.7528 | 1.151% | 40.2756 | 1.0194 | 39.9929 | 137.3416 | 218.6295 | 0.43058
2018-09-22 12:00 | 45372.3763 | 445 | 215 | 1720 | 2440 | 7 | 0.2 | 1.99 | 5.98 | 522.921 | 1.153% | 35.9007 | 0.49558 | 39.4481 | 168.165 | 244.0093 | 0.46663
2018-09-22 13:00 | 46126.0647 | 382 | 231 | 1720 | 2440 | 7.68 | 0.28 | 2.94 | 6.27 | 533.2736 | 1.156% | 33.9178 | 0.74778 | 58.4628 | 176.8728 | 270.0012 | 0.50631
2018-09-22 14:00 | 45997.9029 | 298 | 201 | 1375 | 2405 | 8.21 | 0.55 | 1.49 | 8.41 | 524.8129 | 1.141% | 27.9142 | 1.2613 | 23.3752 | 230.769 | 283.3198 | 0.53985
2018-09-22 15:00 | 45155.6136 | 257 | 251 | 1375 | 2405 | 10.75 | 0.79 | 1.99 | 10.95 | 516.6992 | 1.144% | 31.6131 | 2.269 | 31.3099 | 301.3389 | 366.5309 | 0.70937
2018-09-22 16:00 | 44186.6728 | 239 | 233 | 1375 | 2405 | 14.4 | 0.7 | 2.05 | 15.52 | 512.6545 | 1.16% | 39.9295 | 1.8923 | 32.7032 | 433.0523 | 507.5772 | 0.9901
2018-09-22 17:00 | 43276.9023 | 222 | 337 | 1375 | 2405 | 9.27 | 1 | 1.99 | 12.05 | 499.0572 | 1.153% | 23.7316 | 3.8862 | 31.5537 | 334.1922 | 393.3636 | 0.78821
2018-09-22 18:00 | 42394.4954 | 259 | 424 | 1473 | 2466 | 7 | 1 | 1.99 | 8.4 | 477.2261 | 1.126% | 20.4086 | 4.7729 | 32.9967 | 233.1777 | 291.3559 | 0.61052
2018-09-22 19:00 | 42354.1888 | 300 | 411 | 1473 | 2466 | 8 | 1 | 1.99 | 9.14 | 482.1213 | 1.138% | 27.3194 | 4.6784 | 33.3669 | 256.5661 | 321.9308 | 0.66774
2018-09-22 20:00 | 42077.735 | 257 | 496 | 1473 | 2466 | 5 | 3.5 | 1.6 | 8.09 | 456.0201 | 1.084% | 13.9263 | 18.814 | 25.542 | 216.2087 | 274.491 | 0.60193
2018-09-22 21:00 | 40775.7047 | 336 | 564 | 1473 | 2466 | 5 | 5.26 | 1.65 | 5.71 | 413.1143 | 1.013% | 17.0207 | 30.0562 | 24.6238 | 142.6586 | 214.3593 | 0.51889
2018-09-22 22:00 | 39181.1171 | 335 | 556 | 1209 | 2665 | 3.44 | 4.56 | 0.73 | 3.76 | 373.2561 | 0.9526% | 10.9783 | 24.1529 | 8.4077 | 95.4586 | 138.9975 | 0.37239
2018-09-22 23:00 | 37215.0758 | 284 | 495 | 1209 | 2665 | 1.95 | 3.98 | 0.9 | 2.61 | 328.4113 | 0.8825% | 4.8871 | 17.3855 | 9.6021 | 61.3814 | 93.2562 | 0.28396
2018-09-23 | 35227.8606 | 297 | 385 | 1209 | 2665 | 1.51 | 3.46 | 0.75 | 1.51 | 300.1342 | 0.852% | 3.8209 | 11.3492 | 7.7253 | 34.2849 | 57.1804 | 0.19052
2018-09-23 01:00 | 33618.0403 | 199 | 279 | 1209 | 2665 | 1.5 | 2.11 | 0.52 | 1.5 | 283.7352 | 0.844% | 2.5193 | 4.9685 | 5.306 | 33.7388 | 46.5327 | 0.164
2018-09-23 02:00 | 32324.5814 | 161 | 220 | 1612 | 2665 | 1.08 | 1.53 | 0.84 | 1.21 | 274.5079 | 0.8492% | 1.4766 | 2.8585 | 11.4992 | 27.3845 | 43.2188 | 0.15744
2018-09-23 03:00 | 31445.0288 | 167 | 183 | 1612 | 2665 | 1.21 | 1.5 | 0.84 | 1.21 | 268.2549 | 0.8531% | 1.7238 | 2.3417 | 11.5515 | 27.5092 | 43.1263 | 0.16077
2018-09-23 04:00 | 31035.9925 | 236 | 183 | 1612 | 2665 | 1.51 | 1.5 | 0.91 | 1.51 | 269.8751 | 0.8696% | 3.0987 | 2.3869 | 12.7557 | 34.9922 | 53.2336 | 0.19725
2018-09-23 05:00 | 31074.3042 | 397 | 211 | 1612 | 2665 | 1.76 | 1.5 | 0.88 | 1.51 | 280.7492 | 0.9035% | 6.3128 | 2.8595 | 12.8164 | 36.3573 | 58.3459 | 0.20782
2018-09-23 06:00 | 31591.191 | 557 | 186 | 2119 | 2614 | 2.86 | 1.5 | 2.11 | 2.61 | 303.2385 | 0.9599% | 15.2911 | 2.6781 | 42.9172 | 65.4884 | 126.3748 | 0.41675
2018-09-23 07:00 | 32179.7882 | 292 | 212 | 2119 | 2614 | 2.11 | 1.5 | 2.11 | 2.11 | 338.0882 | 1.051% | 6.4731 | 3.341 | 46.9743 | 57.9475 | 114.7359 | 0.33937
2018-09-23 08:00 | 33650.7838 | 472 | 279 | 2119 | 2614 | 3 | 2.11 | 2.32 | 2.61 | 375.8441 | 1.117% | 15.8152 | 6.5751 | 54.9075 | 76.2006 | 153.4984 | 0.40841
2018-09-23 09:00 | 35893.3968 | 455 | 329 | 2119 | 2614 | 3.6 | 3.01 | 2.7 | 2.61 | 419.6926 | 1.169% | 19.1527 | 11.5792 | 66.8978 | 79.7743 | 177.404 | 0.4227
2018-09-23 10:00 | 37978.581 | 498 | 284 | 1720 | 2440 | 5 | 1 | 2.5 | 3.21 | 434.1397 | 1.143% | 28.4636 | 3.2465 | 49.154 | 89.5335 | 170.3976 | 0.39249
2018-09-23 11:00 | 39765.4498 | 488 | 246 | 1720 | 2440 | 5.82 | 0.46 | 2 | 4.96 | 448.3029 | 1.127% | 32.019 | 1.2757 | 38.7815 | 136.4386 | 208.5148 | 0.46512
2018-09-23 12:00 | 41338.2223 | 445 | 215 | 1720 | 2440 | 7 | 0.13 | 1.99 | 6.85 | 462.6003 | 1.119% | 34.8588 | 0.31278 | 38.3032 | 187.04 | 260.5148 | 0.56315
2018-09-23 13:00 | 42731.54 | 382 | 231 | 1720 | 2440 | 10.71 | 0.27 | 2.81 | 12.46 | 472.9155 | 1.107% | 45.2781 | 0.69026 | 53.4896 | 336.4673 | 435.9253 | 0.92178
2018-09-23 14:00 | 43886.3297 | 298 | 201 | 1375 | 2405 | 12 | 0.56 | 1.61 | 12.22 | 488.245 | 1.113% | 39.7838 | 1.2523 | 24.6285 | 326.9602 | 392.6247 | 0.80415
2018-09-23 15:00 | 44724.6406 | 257 | 251 | 1375 | 2405 | 15.24 | 0.95 | 1.87 | 17.83 | 510.3095 | 1.141% | 44.6894 | 2.7207 | 29.338 | 489.2752 | 566.0234 | 1.1092
2018-09-23 16:00 | 45224.7763 | 239 | 233 | 1375 | 2405 | 18 | 0.95 | 2.12 | 21.32 | 527.1535 | 1.166% | 50.1454 | 2.5801 | 33.9781 | 597.6721 | 684.3757 | 1.2982
2018-09-23 17:00 | 44975.8991 | 222 | 337 | 1375 | 2405 | 10.6 | 1.19 | 1.99 | 13.96 | 530.4154 | 1.179% | 27.7521 | 4.7295 | 32.2695 | 395.9467 | 460.6977 | 0.86856
2018-09-23 18:00 | 44398.3196 | 259 | 424 | 1473 | 2466 | 7 | 2 | 1.99 | 8.51 | 551.3518 | 1.242% | 22.5144 | 10.5307 | 36.4014 | 260.6063 | 330.0528 | 0.59862
2018-09-23 19:00 | 44564.0553 | 300 | 411 | 1473 | 2466 | 8 | 2 | 1.99 | 10.71 | 554.8064 | 1.245% | 29.8791 | 10.2336 | 36.4933 | 328.8057 | 405.4117 | 0.73073
2018-09-23 20:00 | 44412.6045 | 257 | 496 | 1473 | 2466 | 5.09 | 3.5 | 0.99 | 6 | 517.5227 | 1.165% | 15.2431 | 20.2289 | 16.9926 | 172.412 | 224.8767 | 0.43453
2018-09-23 21:00 | 42736.7334 | 336 | 564 | 1473 | 2466 | 4 | 3.5 | 1.82 | 5 | 440.996 | 1.032% | 13.8686 | 20.3695 | 27.6635 | 127.232 | 189.1337 | 0.42888
2018-09-23 22:00 | 40148.5218 | 335 | 556 | 1209 | 2665 | 3 | 3.98 | 0.98 | 3.22 | 372.0584 | 0.9267% | 9.3134 | 20.5069 | 10.9798 | 79.5233 | 120.3234 | 0.3234
2018-09-23 23:00 | 37141.2793 | 284 | 495 | 1209 | 2665 | 2.76 | 5 | 0.89 | 3 | 333.0694 | 0.8968% | 7.0292 | 22.1949 | 9.6493 | 71.6962 | 110.5696 | 0.33197
2018-09-24 | 34836.4576 | 297 | 385 | 1209 | 2665 | 1.51 | 3.46 | 0.75 | 1.51 | 314.266 | 0.9021% | 4.0457 | 12.0171 | 8.18 | 36.3026 | 60.5454 | 0.19266
2018-09-24 01:00 | 33394.4303 | 199 | 279 | 1209 | 2665 | 1.51 | 2.61 | 0.51 | 1.51 | 302.3428 | 0.9054% | 2.7205 | 6.5928 | 5.5824 | 36.4334 | 51.3292 | 0.16977
2018-09-24 02:00 | 32609.0908 | 161 | 220 | 1612 | 2665 | 1.5 | 1.5 | 0.83 | 1.5 | 295.3209 | 0.9056% | 2.1871 | 2.9886 | 12.1171 | 36.203 | 53.4958 | 0.18114
2018-09-24 03:00 | 32375.5462 | 167 | 183 | 1612 | 2665 | 1.5 | 1.5 | 0.83 | 1.5 | 297.8685 | 0.92% | 2.3047 | 2.5255 | 12.3098 | 36.7787 | 53.9187 | 0.18102
2018-09-24 04:00 | 32871.297 | 236 | 183 | 1612 | 2665 | 1.51 | 1.5 | 0.9 | 1.51 | 316.9976 | 0.9644% | 3.4366 | 2.6472 | 13.9909 | 38.8073 | 58.882 | 0.18575
2018-09-24 05:00 | 34672.3284 | 397 | 211 | 1612 | 2665 | 2 | 1.5 | 0.87 | 1.75 | 362.5769 | 1.046% | 8.303 | 3.3097 | 14.6657 | 48.77 | 75.0484 | 0.20699
2018-09-24 06:00 | 37919.7737 | 557 | 186 | 2119 | 2614 | 3.19 | 0.22 | 2.5 | 2.72 | 387.762 | 1.023% | 18.1696 | 0.41844 | 54.1714 | 72.7066 | 145.4661 | 0.37514
2018-09-24 07:00 | 38999.82 | 292 | 212 | 2119 | 2614 | 2.61 | 0.39 | 2.5 | 2.61 | 392.1444 | 1.006% | 7.6631 | 0.83135 | 53.2665 | 68.6009 | 130.3619 | 0.33243
2018-09-24 08:00 | 39654.9502 | 472 | 279 | 2119 | 2614 | 3 | 2.11 | 2.5 | 2.67 | 406.4425 | 1.025% | 14.5133 | 6.0338 | 54.2966 | 71.535 | 146.3786 | 0.36015
2018-09-24 09:00 | 41524.3261 | 455 | 329 | 2119 | 2614 | 4.64 | 3.01 | 3.29 | 3.59 | 427.8417 | 1.03% | 21.7525 | 10.2034 | 71.8303 | 96.6898 | 200.4759 | 0.46857
2018-09-24 10:00 | 43890.1455 | 498 | 284 | 1720 | 2440 | 6 | 0.63 | 2.5 | 5 | 453.1576 | 1.032% | 30.8505 | 1.8473 | 44.3967 | 125.9627 | 203.0573 | 0.44809
2018-09-24 11:00 | 46325.8252 | 488 | 246 | 1720 | 2440 | 6.48 | 0.22 | 2 | 6.47 | 485.7951 | 1.049% | 33.1608 | 0.56753 | 36.0735 | 165.5481 | 235.3499 | 0.48446
2018-09-24 12:00 | 48449.2415 | 445 | 215 | 1720 | 2440 | 10.41 | 0.55 | 2 | 10.41 | 530.9624 | 1.096% | 50.7677 | 1.2959 | 37.6995 | 278.3667 | 368.1298 | 0.69333
2018-09-24 13:00 | 50558.331 | 382 | 231 | 1720 | 2440 | 13.89 | 0.88 | 3 | 16.9 | 571.0721 | 1.13% | 59.9327 | 2.2961 | 58.2838 | 465.7734 | 586.2861 | 1.0266
2018-09-24 14:00 | 52246.597 | 298 | 201 | 1375 | 2405 | 17.98 | 1.65 | 5.62 | 24.82 | 613.0674 | 1.173% | 62.8718 | 3.8916 | 90.6753 | 700.4337 | 857.8725 | 1.3993
2018-09-24 15:00 | 53679.6878 | 257 | 251 | 1375 | 2405 | 27.39 | 2.68 | 8 | 36.13 | 649.7513 | 1.21% | 85.2045 | 8.1423 | 133.1465 | 1051.7686 | 1278.2618 | 1.9673
2018-09-24 16:00 | 54569.2656 | 239 | 233 | 1375 | 2405 | 21.24 | 3.14 | 8 | 27.51 | 698.8713 | 1.281% | 65.0132 | 9.3699 | 140.8775 | 847.3343 | 1062.5949 | 1.5204
2018-09-24 17:00 | 54480.6507 | 222 | 337 | 1375 | 2405 | 10 | 1.78 | 1.99 | 13.42 | 709.4326 | 1.302% | 28.9083 | 7.8112 | 35.6307 | 420.2778 | 492.628 | 0.6944
2018-09-24 18:00 | 53249.7588 | 259 | 424 | 1473 | 2466 | 7 | 1.31 | 1.99 | 10.5 | 695.2843 | 1.306% | 23.6724 | 7.2524 | 38.2737 | 338.0859 | 407.2845 | 0.58578
2018-09-24 19:00 | 51998.984 | 300 | 411 | 1473 | 2466 | 6.07 | 1.38 | 1.99 | 7 | 668.9156 | 1.286% | 23.4254 | 7.2962 | 37.7079 | 222.0586 | 290.4881 | 0.43427
2018-09-24 20:00 | 50961.5273 | 257 | 496 | 1473 | 2466 | 5 | 4.12 | 1.99 | 7.46 | 593.1696 | 1.164% | 14.9568 | 23.7857 | 34.1187 | 214.1255 | 286.9867 | 0.48382
2018-09-24 21:00 | 48299.7155 | 336 | 564 | 1473 | 2466 | 4 | 4.71 | 1.99 | 6.02 | 504.2611 | 1.044% | 14.0317 | 27.7339 | 30.6032 | 154.9888 | 227.3576 | 0.45087
2018-09-24 22:00 | 44501.5996 | 335 | 556 | 1209 | 2665 | 3.65 | 5 | 0.97 | 3.84 | 428.3562 | 0.9626% | 11.7697 | 26.7593 | 11.2883 | 98.5049 | 148.3222 | 0.34626
2018-09-24 23:00 | 40933.4443 | 284 | 495 | 1209 | 2665 | 3 | 5 | 0.88 | 3 | 385.2718 | 0.9412% | 8.0192 | 23.2951 | 10.0138 | 75.2502 | 116.5782 | 0.30259
2018-09-25 | 38122.8971 | 297 | 385 | 1209 | 2665 | 1.79 | 5.38 | 0.74 | 1.54 | 357.972 | 0.939% | 4.992 | 19.4494 | 8.4008 | 38.5373 | 71.3795 | 0.1994
2018-09-25 01:00 | 36380.6572 | 199 | 279 | 1209 | 2665 | 1.54 | 4.26 | 0.5 | 1.54 | 343.313 | 0.9437% | 2.892 | 11.2159 | 5.7045 | 38.7291 | 58.5415 | 0.17052
2018-09-25 02:00 | 35326.3258 | 161 | 220 | 1612 | 2665 | 1.54 | 3.5 | 0.82 | 1.54 | 337.4372 | 0.9552% | 2.3683 | 7.355 | 12.6262 | 39.2024 | 61.552 | 0.18241
2018-09-25 03:00 | 34847.944 | 167 | 183 | 1612 | 2665 | 1.54 | 3.11 | 0.82 | 1.54 | 338.922 | 0.9726% | 2.5013 | 5.5352 | 12.8559 | 39.9154 | 60.8078 | 0.17942
2018-09-25 04:00 | 35188.1588 | 236 | 183 | 1612 | 2665 | 1.54 | 2.34 | 0.89 | 1.54 | 361.0219 | 1.026% | 3.7288 | 4.3934 | 14.7195 | 42.1071 | 64.9488 | 0.1799
2018-09-25 05:00 | 36931.0371 | 397 | 211 | 1612 | 2665 | 2.11 | 2.07 | 0.86 | 1.86 | 407.8984 | 1.104% | 9.252 | 4.8241 | 15.3117 | 54.7483 | 84.136 | 0.20627
2018-09-25 06:00 | 40041.97 | 557 | 186 | 2119 | 2614 | 2.86 | 1.45 | 2.27 | 2.61 | 428.2343 | 1.069% | 17.0368 | 2.8843 | 51.4426 | 72.9646 | 144.3283 | 0.33703
2018-09-25 07:00 | 41135.5367 | 292 | 212 | 2119 | 2614 | 2.56 | 0.81 | 2.5 | 2.61 | 433.3258 | 1.053% | 7.8744 | 1.8089 | 55.8044 | 71.8693 | 137.3571 | 0.31698
2018-09-25 08:00 | 41805.6884 | 472 | 279 | 2119 | 2614 | 3.19 | 2.11 | 2.89 | 3.06 | 459.4896 | 1.099% | 16.549 | 6.4703 | 67.3084 | 87.9159 | 178.2436 | 0.38792
2018-09-25 09:00 | 43458.0215 | 455 | 329 | 2119 | 2614 | 4.67 | 1.91 | 4.37 | 4.37 | 499.5634 | 1.15% | 24.4258 | 7.2235 | 106.4469 | 131.313 | 269.4093 | 0.53929
2018-09-25 10:00 | 45994.9703 | 498 | 284 | 1720 | 2440 | 6.33 | 0.47 | 3 | 6.33 | 568.7211 | 1.236% | 38.9782 | 1.6505 | 63.8026 | 190.9776 | 295.409 | 0.51943
2018-09-25 11:00 | 48821.1103 | 488 | 246 | 1720 | 2440 | 8.16 | 0.13 | 3 | 8.16 | 632.7224 | 1.296% | 51.6078 | 0.41446 | 66.8737 | 258.0391 | 376.9351 | 0.59574
2018-09-25 12:00 | 51954.7864 | 445 | 215 | 1720 | 2440 | 10.7 | 0.47 | 2.32 | 10.7 | 712.3687 | 1.371% | 65.2864 | 1.3855 | 54.7136 | 357.9751 | 479.3608 | 0.67291
2018-09-25 13:00 | 55161.2529 | 382 | 231 | 1720 | 2440 | 18.91 | 0.89 | 2.69 | 19.11 | 777.815 | 1.41% | 101.8585 | 2.899 | 65.2414 | 657.4954 | 827.4942 | 1.0639
2018-09-25 14:00 | 57585.11 | 298 | 201 | 1375 | 2405 | 25.28 | 1.52 | 8 | 29.38 | 823.2157 | 1.43% | 107.6953 | 4.3676 | 157.252 | 1010.1138 | 1279.4286 | 1.5542
2018-09-25 15:00 | 59406.4475 | 257 | 251 | 1375 | 2405 | 26.19 | 2.64 | 8 | 30.04 | 852.175 | 1.434% | 96.5526 | 9.5055 | 157.7931 | 1036.359 | 1300.21 | 1.5258
2018-09-25 16:00 | 60078.5192 | 239 | 233 | 1375 | 2405 | 25.64 | 2.7 | 7.13 | 29.42 | 866.0415 | 1.442% | 88.3355 | 9.0686 | 141.3226 | 1019.9461 | 1258.6729 | 1.4534
2018-09-25 17:00 | 59428.8994 | 222 | 337 | 1375 | 2405 | 10.46 | 1.67 | 1.99 | 19.73 | 845.0068 | 1.422% | 33.0177 | 8.0022 | 38.9062 | 674.6907 | 754.6167 | 0.89303
2018-09-25 18:00 | 57709.5143 | 259 | 424 | 1473 | 2466 | 6.96 | 1.47 | 1.99 | 13.62 | 810.3487 | 1.404% | 25.3124 | 8.752 | 41.1605 | 471.6227 | 546.8476 | 0.67483
2018-09-25 19:00 | 55889.8603 | 300 | 411 | 1473 | 2466 | 7 | 1.19 | 1.99 | 11.35 | 784.989 | 1.405% | 29.4951 | 6.8694 | 41.1705 | 393.1149 | 470.6499 | 0.59956
2018-09-25 20:00 | 54431.7682 | 257 | 496 | 1473 | 2466 | 5.36 | 3.84 | 1.55 | 6.12 | 714.5336 | 1.313% | 18.0829 | 25.0025 | 29.9712 | 198.1138 | 271.1704 | 0.37951
2018-09-25 21:00 | 51572.4108 | 336 | 564 | 1473 | 2466 | 5 | 3.84 | 1.99 | 5.06 | 625.6666 | 1.213% | 20.3814 | 26.2746 | 35.5616 | 151.3802 | 233.5978 | 0.37336
2018-09-25 22:00 | 47884.209 | 335 | 556 | 1209 | 2665 | 3.01 | 5 | 0.96 | 3.01 | 537.9841 | 1.124% | 11.3289 | 31.2336 | 13.0399 | 90.1241 | 145.7265 | 0.27088
2018-09-25 23:00 | 44083.652 | 284 | 495 | 1209 | 2665 | 2.61 | 5 | 0.87 | 2.61 | 469.8069 | 1.066% | 7.8995 | 26.3765 | 11.2095 | 74.1275 | 119.6131 | 0.2546
2018-09-26 | 41112.6627 | 297 | 385 | 1209 | 2665 | 1.77 | 3.5 | 0.66 | 1.77 | 438.7637 | 1.067% | 5.6103 | 14.3808 | 8.5158 | 50.3414 | 78.8483 | 0.17971
2018-09-26 01:00 | 39026.1175 | 199 | 279 | 1209 | 2665 | 1.57 | 2.75 | 0.49 | 1.57 | 422.0819 | 1.082% | 3.379 | 8.2981 | 6.4071 | 45.252 | 63.3363 | 0.15006
2018-09-26 02:00 | 37790.8646 | 161 | 220 | 1612 | 2665 | 1.57 | 2.11 | 0.81 | 1.57 | 401.7331 | 1.063% | 2.6871 | 4.9346 | 13.8804 | 44.4782 | 65.9803 | 0.16424
2018-09-26 03:00 | 37099.7744 | 167 | 183 | 1612 | 2665 | 1.57 | 2.11 | 0.81 | 1.57 | 395.2292 | 1.065% | 2.7931 | 4.1135 | 13.91 | 44.5733 | 65.3899 | 0.16545
2018-09-26 04:00 | 37277.9319 | 236 | 183 | 1612 | 2665 | 1.57 | 1.84 | 0.88 | 1.57 | 407.2415 | 1.092% | 4.0477 | 3.6785 | 15.497 | 45.7085 | 68.9317 | 0.16927
2018-09-26 05:00 | 39042.5976 | 397 | 211 | 1612 | 2665 | 2.25 | 2.11 | 0.85 | 2 | 443.0284 | 1.135% | 10.136 | 5.0519 | 15.5481 | 60.4812 | 91.2172 | 0.20589
2018-09-26 06:00 | 41898.8173 | 557 | 186 | 2119 | 2614 | 4.16 | 1.5 | 2.26 | 3.91 | 459.297 | 1.096% | 25.4004 | 3.0584 | 52.4966 | 112.0403 | 192.9957 | 0.4202
2018-09-26 07:00 | 42496.6539 | 292 | 212 | 2119 | 2614 | 2.61 | 1.5 | 2.1 | 2.61 | 466.3018 | 1.097% | 8.3625 | 3.4893 | 48.8273 | 74.8615 | 135.5406 | 0.29067
2018-09-26 08:00 | 42806.5944 | 472 | 279 | 2119 | 2614 | 5 | 2.11 | 2.5 | 5 | 496.7417 | 1.16% | 27.3862 | 6.8314 | 61.4739 | 151.6685 | 247.36 | 0.49797
2018-09-26 09:00 | 44135.8424 | 455 | 329 | 2119 | 2614 | 5.68 | 3.01 | 3.05 | 5.6 | 538.7856 | 1.221% | 31.5489 | 12.0889 | 78.8961 | 178.6974 | 301.2312 | 0.55909
2018-09-26 10:00 | 45885.0456 | 498 | 284 | 1720 | 2440 | 9.87 | 2.61 | 2.5 | 9.87 | 585.3169 | 1.276% | 62.6998 | 9.4554 | 54.8515 | 307.204 | 434.2107 | 0.74184
2018-09-26 11:00 | 47516.5107 | 488 | 246 | 1720 | 2440 | 10.09 | 0.12 | 2.37 | 10.49 | 628.2203 | 1.322% | 65.0996 | 0.39029 | 53.8945 | 338.4019 | 457.7863 | 0.7287
2018-09-26 12:00 | 48659.0553 | 445 | 215 | 1720 | 2440 | 7.33 | 0.01 | 2.57 | 8.36 | 649.6098 | 1.335% | 43.5465 | 0.028703 | 59.0134 | 272.3234 | 374.912 | 0.57713
2018-09-26 13:00 | 48935.5117 | 382 | 231 | 1720 | 2440 | 7.87 | 0.5 | 5.95 | 9.04 | 647.4511 | 1.323% | 39.776 | 1.5281 | 135.403 | 291.8375 | 468.5446 | 0.72368
2018-09-26 14:00 | 48483.5989 | 298 | 201 | 1375 | 2405 | 10.6 | 0.27 | 1.59 | 14.25 | 649.9047 | 1.34% | 42.3425 | 0.72747 | 29.3059 | 459.3934 | 531.7693 | 0.81823
2018-09-26 15:00 | 48280.2662 | 257 | 251 | 1375 | 2405 | 13.02 | 1 | 4.51 | 18.02 | 666.2435 | 1.38% | 46.1751 | 3.4637 | 85.5741 | 598.0441 | 733.257 | 1.1006
2018-09-26 16:00 | 48231.4625 | 239 | 233 | 1375 | 2405 | 15.35 | 1 | 5.66 | 17.48 | 680.8405 | 1.412% | 51.7871 | 3.2891 | 109.8586 | 593.4327 | 758.3674 | 1.1139
2018-09-26 17:00 | 47659.2584 | 222 | 337 | 1375 | 2405 | 10 | 2.11 | 1.59 | 14.81 | 656.6087 | 1.378% | 30.5853 | 9.7965 | 30.1203 | 490.7152 | 561.2173 | 0.85472
2018-09-26 18:00 | 46406.789 | 259 | 424 | 1473 | 2466 | 7 | 2.61 | 1.59 | 10.99 | 631.9182 | 1.362% | 24.6875 | 15.069 | 31.8918 | 369.0372 | 440.6856 | 0.69738
2018-09-26 19:00 | 45698.8828 | 300 | 411 | 1473 | 2466 | 8.13 | 2.61 | 1.33 | 11.25 | 607.8692 | 1.33% | 32.4427 | 14.2688 | 26.0591 | 369.0202 | 441.7907 | 0.72679
2018-09-26 20:00 | 45150.0035 | 257 | 496 | 1473 | 2466 | 5.08 | 5.41 | 1.46 | 11.68 | 539.8144 | 1.196% | 15.6093 | 32.0823 | 25.7124 | 344.3678 | 417.7718 | 0.77392
2018-09-26 21:00 | 42958.3401 | 336 | 564 | 1473 | 2466 | 6.63 | 3.98 | 1.59 | 7.97 | 452.0188 | 1.052% | 23.4402 | 23.6195 | 24.6439 | 206.8047 | 278.5083 | 0.61614
2018-09-26 22:00 | 40003.8304 | 335 | 556 | 1209 | 2665 | 3.31 | 3.5 | 0.95 | 4.34 | 379.562 | 0.9488% | 10.5209 | 18.4639 | 10.8976 | 109.7408 | 149.6232 | 0.3942
2018-09-26 23:00 | 36910.1562 | 284 | 495 | 1209 | 2665 | 3 | 2.61 | 0.86 | 3.46 | 332.5341 | 0.9009% | 7.6759 | 11.6395 | 9.3673 | 83.0737 | 111.7565 | 0.33608
2018-09-27 | 34454.3919 | 297 | 385 | 1209 | 2665 | 2.41 | 3.7 | 0.66 | 2.61 | 302.3821 | 0.8776% | 6.2818 | 12.5018 | 7.003 | 61.0449 | 86.8315 | 0.28716
2018-09-27 01:00 | 33011.0187 | 199 | 279 | 1209 | 2665 | 1.6 | 2.61 | 0.5 | 1.8 | 284.6365 | 0.8622% | 2.7454 | 6.2788 | 5.2123 | 41.362 | 55.5985 | 0.19533
2018-09-27 02:00 | 32049.9783 | 161 | 220 | 1612 | 2665 | 1.44 | 1.5 | 0.82 | 1.64 | 274.0467 | 0.8551% | 1.9824 | 2.8217 | 11.3025 | 37.3713 | 53.4779 | 0.19514
2018-09-27 03:00 | 31510.7405 | 167 | 183 | 1612 | 2665 | 1.6 | 0.96 | 0.8 | 1.8 | 273.3387 | 0.8674% | 2.3178 | 1.5239 | 11.1866 | 41.6114 | 56.6397 | 0.20721
2018-09-27 04:00 | 31588.7029 | 236 | 183 | 1612 | 2665 | 1.6 | 1.19 | 0.87 | 1.8 | 293.471 | 0.929% | 3.508 | 2.0232 | 13.0292 | 44.566 | 63.1264 | 0.2151
2018-09-27 05:00 | 33140.7872 | 397 | 211 | 1612 | 2665 | 2.66 | 1.5 | 0.84 | 2.66 | 339.6966 | 1.025% | 10.8243 | 3.2442 | 13.8795 | 72.662 | 100.6099 | 0.29618
2018-09-27 06:00 | 36049.402 | 557 | 186 | 2119 | 2614 | 5.76 | 0.01 | 2.5 | 5.76 | 359.4659 | 0.9971% | 31.9917 | 0.018547 | 52.8239 | 150.137 | 234.9712 | 0.65367
2018-09-27 07:00 | 37053.6839 | 292 | 212 | 2119 | 2614 | 2.72 | 0.01 | 2.53 | 4.43 | 357.8974 | 0.9659% | 7.6715 | 0.020477 | 51.782 | 111.8501 | 171.3241 | 0.4787
2018-09-27 08:00 | 36961.595 | 472 | 279 | 2119 | 2614 | 4.9 | 1 | 3 | 4.9 | 359.4252 | 0.9724% | 22.4903 | 2.7131 | 61.8173 | 124.5545 | 211.5753 | 0.58865
2018-09-27 09:00 | 37690.0358 | 455 | 329 | 2119 | 2614 | 4.18 | 1.85 | 3.28 | 4.39 | 366.3437 | 0.972% | 18.4863 | 5.916 | 67.5565 | 111.5404 | 203.4992 | 0.55549
2018-09-27 10:00 | 38808.8434 | 498 | 284 | 1720 | 2440 | 7.8 | 2.11 | 2.75 | 8 | 378.4409 | 0.9751% | 37.8784 | 5.8434 | 46.1242 | 190.3475 | 280.1935 | 0.74039
2018-09-27 11:00 | 39910.0224 | 488 | 246 | 1720 | 2440 | 7.93 | 0.15 | 3 | 8.1 | 395.2234 | 0.9903% | 38.3225 | 0.36542 | 51.0988 | 195.7202 | 285.5068 | 0.72239
2018-09-27 12:00 | 41283.5579 | 445 | 215 | 1720 | 2440 | 10.82 | 0.13 | 3.16 | 11.3 | 420.2711 | 1.018% | 49.0162 | 0.28453 | 55.3309 | 280.686 | 385.3176 | 0.91683
2018-09-27 13:00 | 43201.5387 | 382 | 231 | 1720 | 2440 | 15.18 | 0.38 | 5.52 | 15.89 | 449.9921 | 1.042% | 60.4005 | 0.91433 | 98.8947 | 403.8493 | 564.0589 | 1.2535
2018-09-27 14:00 | 44727.8108 | 298 | 201 | 1375 | 2405 | 12 | 0.55 | 1.59 | 18.78 | 496.5038 | 1.11% | 39.6956 | 1.2272 | 24.2686 | 501.3668 | 566.5582 | 1.1411
2018-09-27 15:00 | 45869.7034 | 257 | 251 | 1375 | 2405 | 14 | 1 | 4.66 | 20.48 | 544.4783 | 1.187% | 42.7086 | 2.9794 | 76.0577 | 584.655 | 706.4008 | 1.2974
2018-09-27 16:00 | 46953.8548 | 239 | 233 | 1375 | 2405 | 17.64 | 1 | 5.58 | 22.64 | 574.6166 | 1.224% | 51.5945 | 2.8514 | 93.8953 | 666.3439 | 814.6851 | 1.4178
2018-09-27 17:00 | 46931.372 | 222 | 337 | 1375 | 2405 | 12.09 | 2.24 | 2.5 | 17.09 | 577.9413 | 1.231% | 33.0522 | 9.296 | 42.3315 | 506.1481 | 590.8277 | 1.0223
2018-09-27 18:00 | 45950.4674 | 259 | 424 | 1473 | 2466 | 5 | 4.3 | 1.77 | 12.56 | 567.9155 | 1.236% | 16.0053 | 22.5335 | 32.2233 | 382.804 | 453.5661 | 0.79865
2018-09-27 19:00 | 45302.0325 | 300 | 411 | 1473 | 2466 | 6 | 3.5 | 1.6 | 9.18 | 553.3396 | 1.221% | 21.986 | 17.5705 | 28.787 | 276.5094 | 344.8529 | 0.62322
2018-09-27 20:00 | 44698.7421 | 257 | 496 | 1473 | 2466 | 4.46 | 8.61 | 1.59 | 7.88 | 504.719 | 1.129% | 12.9426 | 48.2213 | 26.4456 | 219.4187 | 307.0283 | 0.60832
2018-09-27 21:00 | 42786.347 | 336 | 564 | 1473 | 2466 | 4 | 17.26 | 1.59 | 8 | 436.0033 | 1.019% | 13.6957 | 99.1984 | 23.8663 | 201.0331 | 337.7934 | 0.77475
2018-09-27 22:00 | 39744.7848 | 335 | 556 | 1209 | 2665 | 8.77 | 12 | 0.97 | 9 | 371.9585 | 0.9359% | 27.4953 | 62.4411 | 10.9752 | 224.4678 | 325.3794 | 0.87477
2018-09-27 23:00 | 36454.0547 | 284 | 495 | 1209 | 2665 | 3.03 | 12 | 0.85 | 9 | 327.0936 | 0.8973% | 7.7212 | 53.2982 | 9.2209 | 215.2117 | 285.452 | 0.87269
2018-09-28 | 34026.9879 | 297 | 385 | 1209 | 2665 | 2.98 | 6 | 0.65 | 5 | 299.2221 | 0.8794% | 7.7829 | 20.3134 | 6.9105 | 117.1757 | 152.1825 | 0.50859
2018-09-28 01:00 | 32390.706 | 199 | 279 | 1209 | 2665 | 2.11 | 4.01 | 0.5 | 5.55 | 282.6267 | 0.8726% | 3.6638 | 9.7621 | 5.2746 | 129.0574 | 147.7579 | 0.5228
2018-09-28 02:00 | 31357.4827 | 161 | 220 | 1612 | 2665 | 2.01 | 3.68 | 0.97 | 5 | 272.9796 | 0.8705% | 2.8172 | 7.0479 | 13.6121 | 115.9995 | 139.4767 | 0.51094
2018-09-28 03:00 | 30898.3356 | 167 | 183 | 1612 | 2665 | 2.01 | 3.11 | 0.97 | 5.01 | 273.3755 | 0.8848% | 2.9699 | 5.0354 | 13.8344 | 118.1298 | 139.9695 | 0.512
2018-09-28 04:00 | 31127.6207 | 236 | 183 | 1612 | 2665 | 2.61 | 2.61 | 0.95 | 5 | 289.6148 | 0.9304% | 5.731 | 4.4439 | 14.2483 | 123.9772 | 148.4004 | 0.51241
2018-09-28 05:00 | 32872.8715 | 397 | 211 | 1612 | 2665 | 4 | 2.61 | 0.88 | 5.01 | 334.9461 | 1.019% | 16.1803 | 5.6113 | 14.4539 | 136.0417 | 172.2872 | 0.51437
2018-09-28 06:00 | 35951.3678 | 557 | 186 | 2119 | 2614 | 4.37 | 1.5 | 2.6 | 4.12 | 357.5242 | 0.9945% | 24.2062 | 2.7746 | 54.7891 | 107.1008 | 188.8707 | 0.52827
2018-09-28 07:00 | 37075.9557 | 292 | 212 | 2119 | 2614 | 3.45 | 2.61 | 3.15 | 3.45 | 361.0382 | 0.9738% | 9.8099 | 5.3881 | 64.9983 | 87.8184 | 168.0147 | 0.46537
2018-09-28 08:00 | 37504.5244 | 472 | 279 | 2119 | 2614 | 5 | 3 | 4.26 | 4.56 | 378.3631 | 1.009% | 23.8088 | 8.444 | 91.068 | 120.2529 | 243.5737 | 0.64376
2018-09-28 09:00 | 38743.3265 | 455 | 329 | 2119 | 2614 | 5.24 | 3 | 4.34 | 5 | 402.6804 | 1.039% | 24.7803 | 10.2584 | 95.5838 | 135.8436 | 266.4661 | 0.66173
2018-09-28 10:00 | 40431.8968 | 498 | 284 | 1720 | 2440 | 6 | 2.11 | 2.98 | 5.34 | 431.6385 | 1.068% | 31.899 | 6.3973 | 54.7193 | 139.1 | 232.1156 | 0.53775
2018-09-28 11:00 | 41992.7653 | 488 | 246 | 1720 | 2440 | 4.59 | 0.01 | 2.5 | 4.29 | 458.8588 | 1.093% | 24.4758 | 0.026881 | 46.9865 | 114.3804 | 185.8696 | 0.40507
2018-09-28 12:00 | 43776.4313 | 445 | 215 | 1720 | 2440 | 7 | 0.18 | 3.29 | 7.2 | 493.8158 | 1.128% | 35.1385 | 0.43655 | 63.8336 | 198.1741 | 297.5827 | 0.60262
2018-09-28 13:00 | 45445.5377 | 382 | 231 | 1720 | 2440 | 10.87 | 0.93 | 5.27 | 18.02 | 528.6601 | 1.163% | 48.3035 | 2.4991 | 105.4446 | 511.4815 | 667.7286 | 1.2631
2018-09-28 14:00 | 46731.7002 | 298 | 201 | 1375 | 2405 | 12 | 1.16 | 1.66 | 20.43 | 558.0777 | 1.194% | 42.7052 | 2.7844 | 27.258 | 586.7682 | 659.5158 | 1.1818
2018-09-28 15:00 | 47820.8004 | 257 | 251 | 1375 | 2405 | 15.13 | 2.11 | 3.16 | 28.35 | 586.856 | 1.227% | 47.7185 | 6.4994 | 53.3218 | 836.7252 | 944.2649 | 1.609
2018-09-28 16:00 | 48674.2907 | 239 | 233 | 1375 | 2405 | 17.28 | 2.1 | 3.83 | 30.09 | 608.8766 | 1.251% | 51.662 | 6.1208 | 65.8766 | 905.2466 | 1028.9059 | 1.6898
2018-09-28 17:00 | 48404.4101 | 222 | 337 | 1375 | 2405 | 10.4 | 1.85 | 1.59 | 23.56 | 600.5174 | 1.241% | 28.6436 | 7.7347 | 27.1232 | 702.9607 | 766.4621 | 1.2763
2018-09-28 18:00 | 47010.2913 | 259 | 424 | 1473 | 2466 | 5.27 | 3.5 | 1.59 | 15.64 | 597.3564 | 1.271% | 17.3441 | 18.8571 | 29.7605 | 490.0839 | 556.0456 | 0.93084
2018-09-28 19:00 | 46296.972 | 300 | 411 | 1473 | 2466 | 6.45 | 2.61 | 1.59 | 8 | 580.288 | 1.253% | 24.2534 | 13.4454 | 29.3556 | 247.2715 | 314.3259 | 0.54167
2018-09-28 20:00 | 45618.5878 | 257 | 496 | 1473 | 2466 | 4 | 4.52 | 1.37 | 8 | 530.8422 | 1.164% | 11.9624 | 26.0882 | 23.4826 | 229.5655 | 291.0987 | 0.54837
2018-09-28 21:00 | 44230.5201 | 336 | 564 | 1473 | 2466 | 4 | 8.61 | 1.59 | 8 | 485.434 | 1.098% | 14.7505 | 53.2955 | 25.7044 | 216.5166 | 310.2671 | 0.63915
2018-09-28 22:00 | 42011.1103 | 335 | 556 | 1209 | 2665 | 5.38 | 8.11 | 0.96 | 7 | 435.7603 | 1.037% | 18.6944 | 46.7713 | 12.0387 | 193.499 | 271.0034 | 0.62191
2018-09-28 23:00 | 39419.3922 | 284 | 495 | 1209 | 2665 | 3 | 6 | 0.84 | 7.11 | 390.7761 | 0.9913% | 8.4461 | 29.4425 | 10.0675 | 187.8386 | 235.7948 | 0.6034
2018-09-29 | 37013.7083 | 297 | 385 | 1209 | 2665 | 4 | 4.01 | 0.64 | 6.11 | 362.5329 | 0.9795% | 11.6359 | 15.1213 | 7.5786 | 159.4863 | 193.8222 | 0.53463
2018-09-29 01:00 | 35286.11 | 199 | 279 | 1209 | 2665 | 2.6 | 3.44 | 0.63 | 5 | 342.3022 | 0.9701% | 5.0192 | 9.3104 | 7.3888 | 129.2627 | 150.981 | 0.44108
2018-09-29 02:00 | 34170.582 | 161 | 220 | 1612 | 2665 | 2 | 2.61 | 0.96 | 5 | 330.423 | 0.967% | 3.1137 | 5.5524 | 14.9642 | 128.8502 | 152.4805 | 0.46147
2018-09-29 03:00 | 33466.8388 | 167 | 183 | 1612 | 2665 | 2 | 1.5 | 0.96 | 3 | 325.4568 | 0.9725% | 3.2481 | 2.6694 | 15.0493 | 77.7494 | 98.7162 | 0.30332
2018-09-29 04:00 | 33270.651 | 236 | 183 | 1612 | 2665 | 2.6 | 1.5 | 0.94 | 3 | 329.36 | 0.9899% | 6.0743 | 2.7174 | 15.0004 | 79.1458 | 102.9379 | 0.31254
2018-09-29 05:00 | 33665.0218 | 397 | 211 | 1612 | 2665 | 3 | 1.79 | 0.87 | 3 | 342.7653 | 1.018% | 12.1263 | 3.8455 | 14.2791 | 81.4022 | 111.6532 | 0.32574
2018-09-29 06:00 | 34711.7571 | 557 | 186 | 2119 | 2614 | 4.86 | 1.5 | 2.21 | 5 | 367.1219 | 1.058% | 28.6302 | 2.9508 | 49.5287 | 138.2322 | 219.3419 | 0.59746
2018-09-29 07:00 | 35791.9843 | 292 | 212 | 2119 | 2614 | 3 | 1.34 | 2.5 | 4.51 | 398.0055 | 1.112% | 9.7411 | 3.159 | 58.908 | 131.0948 | 202.9028 | 0.5098
2018-09-29 08:00 | 36878.2874 | 472 | 279 | 2119 | 2614 | 4.61 | 2.11 | 3 | 5.01 | 433.5903 | 1.176% | 25.583 | 6.9214 | 74.7414 | 153.9757 | 261.2215 | 0.60246
2018-09-29 09:00 | 38405.514 | 455 | 329 | 2119 | 2614 | 5.45 | 2.11 | 3.13 | 6.01 | 485.0014 | 1.263% | 31.3154 | 8.7665 | 83.7577 | 198.3944 | 322.234 | 0.6644
2018-09-29 10:00 | 39789.6071 | 498 | 284 | 1720 | 2440 | 6.38 | 0.6 | 2.5 | 7.27 | 520.5421 | 1.308% | 41.5658 | 2.2292 | 56.2542 | 232.0654 | 332.1147 | 0.63802
2018-09-29 11:00 | 40773.7776 | 488 | 246 | 1720 | 2440 | 10.5 | 0.15 | 2.05 | 12.46 | 542.9885 | 1.332% | 68.2368 | 0.4914 | 46.9561 | 404.8718 | 520.5561 | 0.95869
2018-09-29 12:00 | 41506.8203 | 445 | 215 | 1720 | 2440 | 7.86 | 0.17 | 3 | 16.39 | 545.3767 | 1.314% | 45.9578 | 0.48025 | 67.7995 | 525.4675 | 639.7051 | 1.173
2018-09-29 13:00 | 42234.7187 | 382 | 231 | 1720 | 2440 | 11.04 | 0.38 | 5 | 23.55 | 545.8135 | 1.292% | 54.5013 | 1.1344 | 111.1407 | 742.6008 | 909.3772 | 1.6661
2018-09-29 14:00 | 42817.6719 | 298 | 201 | 1375 | 2405 | 10.9 | 0.68 | 1.59 | 26.11 | 544.4825 | 1.272% | 41.3051 | 1.7381 | 27.801 | 798.5145 | 869.3587 | 1.5967
2018-09-29 15:00 | 43309.0182 | 257 | 251 | 1375 | 2405 | 11.39 | 0.83 | 2.35 | 26.85 | 548.5012 | 1.266% | 37.0729 | 2.6385 | 40.9232 | 817.8216 | 898.4562 | 1.638
2018-09-29 16:00 | 43882.9931 | 239 | 233 | 1375 | 2405 | 11.52 | 0.9 | 3.29 | 21.91 | 547.8753 | 1.248% | 34.3745 | 2.6181 | 56.4786 | 657.8743 | 751.3455 | 1.3714
2018-09-29 17:00 | 44079.9095 | 222 | 337 | 1375 | 2405 | 6.4 | 1.2 | 1.59 | 17.23 | 544.8241 | 1.236% | 17.561 | 4.9984 | 27.0219 | 512.1722 | 561.7534 | 1.0311
2018-09-29 18:00 | 43502.8632 | 259 | 424 | 1473 | 2466 | 6.39 | 2.35 | 1.59 | 13.88 | 546.6633 | 1.257% | 20.7971 | 12.5209 | 29.4308 | 430.115 | 492.8638 | 0.90159
2018-09-29 19:00 | 43581.7532 | 300 | 411 | 1473 | 2466 | 5 | 2.11 | 1.64 | 10 | 546.5336 | 1.254% | 18.8106 | 10.8752 | 30.2941 | 309.2468 | 369.2267 | 0.67558
2018-09-29 20:00 | 43204.9912 | 257 | 496 | 1473 | 2466 | 4 | 5.33 | 1.5 | 10 | 518.2668 | 1.2% | 12.3314 | 31.7123 | 26.5041 | 295.8098 | 366.3576 | 0.70689
2018-09-29 21:00 | 42041.7877 | 336 | 564 | 1473 | 2466 | 4 | 8.11 | 1.59 | 9.06 | 477.2451 | 1.135% | 15.2567 | 51.9231 | 26.5864 | 253.6189 | 347.385 | 0.7279
2018-09-29 22:00 | 40344.4111 | 335 | 556 | 1209 | 2665 | 4.94 | 6 | 0.95 | 6 | 422.067 | 1.046% | 17.3129 | 34.8999 | 12.0157 | 167.281 | 231.5094 | 0.54851
2018-09-29 23:00 | 38184.8196 | 284 | 495 | 1209 | 2665 | 3 | 6 | 0.83 | 7.01 | 371.4596 | 0.9728% | 8.2882 | 28.892 | 9.7617 | 181.734 | 228.6758 | 0.61561
2018-09-30 | 36025.261 | 297 | 385 | 1209 | 2665 | 4.32 | 4.01 | 0.78 | 5.43 | 332.9594 | 0.9242% | 11.8584 | 14.2689 | 8.7158 | 133.7461 | 168.5891 | 0.50634
2018-09-30 01:00 | 34434.7692 | 199 | 279 | 1209 | 2665 | 2.6 | 3 | 0.62 | 5.01 | 314.5603 | 0.9135% | 4.7264 | 7.646 | 6.8474 | 121.9668 | 141.1866 | 0.44884
2018-09-30 02:00 | 33350.5941 | 161 | 220 | 1612 | 2665 | 2 | 2.61 | 0.95 | 5.01 | 302.9168 | 0.9083% | 2.9247 | 5.2153 | 13.9094 | 121.2704 | 143.3198 | 0.47313
2018-09-30 03:00 | 32680.1227 | 167 | 183 | 1612 | 2665 | 2 | 2.11 | 0.95 | 5.78 | 296.3272 | 0.9068% | 3.0285 | 3.5012 | 13.886 | 139.6732 | 160.0889 | 0.54024
2018-09-30 04:00 | 32365.8992 | 236 | 183 | 1612 | 2665 | 2.6 | 2.11 | 0.93 | 5.77 | 297.1941 | 0.9182% | 5.6343 | 3.5456 | 13.7658 | 141.197 | 164.1426 | 0.55231
2018-09-30 05:00 | 32429.2838 | 397 | 211 | 1612 | 2665 | 5 | 2.61 | 0.97 | 5.01 | 307.5153 | 0.9483% | 18.823 | 5.2222 | 14.8274 | 126.6089 | 165.4816 | 0.53812
2018-09-30 06:00 | 33142.9348 | 557 | 186 | 2119 | 2614 | 8.11 | 2.11 | 3 | 7.86 | 331.5874 | 1% | 45.1942 | 3.9265 | 63.6003 | 205.5584 | 318.2794 | 0.95987
2018-09-30 07:00 | 33887.3232 | 292 | 212 | 2119 | 2614 | 3.51 | 2.61 | 3 | 7.61 | 374.5333 | 1.105% | 11.3277 | 6.1155 | 70.2596 | 219.8586 | 307.5614 | 0.82119
2018-09-30 08:00 | 35546.8147 | 472 | 279 | 2119 | 2614 | 8.61 | 3 | 4 | 8.11 | 423.5476 | 1.192% | 48.4224 | 9.973 | 100.9933 | 252.5969 | 411.9856 | 0.9727
2018-09-30 09:00 | 38161.206 | 455 | 329 | 2119 | 2614 | 7.17 | 1.69 | 5.75 | 7.61 | 470.5746 | 1.233% | 40.2288 | 6.8563 | 150.2468 | 245.2995 | 442.6313 | 0.94062
2018-09-30 10:00 | 40708.401 | 498 | 284 | 1720 | 2440 | 12.24 | 0.27 | 3 | 11.24 | 517.5102 | 1.271% | 77.49 | 0.9748 | 65.5971 | 348.651 | 492.7129 | 0.95208
2018-09-30 11:00 | 42906.3216 | 488 | 246 | 1720 | 2440 | 9.8 | 0.03 | 2.5 | 10 | 561.1756 | 1.308% | 62.5494 | 0.096524 | 56.2401 | 319.1298 | 438.0158 | 0.78053
2018-09-30 12:00 | 44962.957 | 445 | 215 | 1720 | 2440 | 18.26 | 0.12 | 2.87 | 18.46 | 598.6753 | 1.331% | 108.1925 | 0.34352 | 65.7275 | 599.7331 | 773.9966 | 1.2928
2018-09-30 13:00 | 46770.5882 | 382 | 231 | 1720 | 2440 | 20.26 | 0.29 | 4.92 | 20.46 | 635.5081 | 1.359% | 105.1601 | 0.91024 | 114.9852 | 678.3342 | 899.3898 | 1.4152
2018-09-30 14:00 | 48240.9046 | 298 | 201 | 1375 | 2405 | 26.43 | 0.62 | 1.69 | 31.42 | 673.5526 | 1.396% | 109.9688 | 1.74 | 32.4448 | 1055.0604 | 1199.214 | 1.7804
2018-09-30 15:00 | 49237.4782 | 257 | 251 | 1375 | 2405 | 23.58 | 1.1 | 2.38 | 35.68 | 709.9005 | 1.442% | 87.3733 | 3.9808 | 47.1825 | 1237.2048 | 1375.7414 | 1.9379
2018-09-30 16:00 | 49702.6529 | 239 | 233 | 1375 | 2405 | 17.14 | 1.07 | 4.51 | 31.34 | 735.3562 | 1.48% | 60.6076 | 3.6886 | 91.7482 | 1115.1474 | 1271.1917 | 1.7287
2018-09-30 17:00 | 49514.5465 | 222 | 337 | 1375 | 2405 | 10.36 | 1.3 | 2.78 | 25.36 | 717.6153 | 1.449% | 33.3328 | 6.3494 | 55.3996 | 883.9408 | 979.0226 | 1.3643
2018-09-30 18:00 | 48419.2897 | 259 | 424 | 1473 | 2466 | 7.15 | 2.11 | 1.59 | 16.56 | 688.3875 | 1.422% | 26.3282 | 12.7193 | 33.2977 | 580.5879 | 652.933 | 0.9485
2018-09-30 19:00 | 47800.455 | 300 | 411 | 1473 | 2466 | 12.4 | 2.11 | 1.74 | 16.5 | 648.3434 | 1.356% | 50.4564 | 11.7624 | 34.7636 | 551.8869 | 648.8694 | 1.0008
2018-09-30 20:00 | 47021.3024 | 257 | 496 | 1473 | 2466 | 3.37 | 3.98 | 1.59 | 14.24 | 576.5329 | 1.226% | 10.6192 | 24.2044 | 28.7164 | 430.5588 | 494.0988 | 0.85702
2018-09-30 21:00 | 45001.15 | 336 | 564 | 1473 | 2466 | 7.59 | 6.78 | 1.66 | 8.49 | 492.0734 | 1.093% | 27.8861 | 41.8134 | 26.7373 | 228.9323 | 325.369 | 0.66122
2018-09-30 22:00 | 41972.4541 | 335 | 556 | 1209 | 2665 | 7 | 5.26 | 0.94 | 7.39 | 403.5972 | 0.9616% | 22.549 | 28.1219 | 10.9279 | 189.3762 | 250.975 | 0.62185
2018-09-30 23:00 | 38674.2519 | 284 | 495 | 1209 | 2665 | 3.43 | 8.61 | 0.98 | 7.21 | 357.3989 | 0.9241% | 9.0021 | 39.3858 | 10.9492 | 177.5676 | 236.9048 | 0.66286
2018-10-01 | 36253.6038 | 235 | 347 | 1037 | 2905 | 2.6 | 4.01 | 0.66 | 5 | 332.8271 | 0.9181% | 5.6093 | 12.7744 | 6.2833 | 133.3471 | 158.0142 | 0.47476
2018-10-01 01:00 | 34741.7399 | 174 | 257 | 1037 | 2905 | 2.01 | 3.5 | 0.61 | 4.28 | 319.1723 | 0.9187% | 3.2131 | 8.2637 | 5.8114 | 114.2256 | 131.5138 | 0.41205
2018-10-01 02:00 | 33894.2122 | 193 | 232 | 1637 | 2905 | 2.11 | 3.39 | 0.94 | 4.18 | 316.2638 | 0.9331% | 3.7998 | 7.3386 | 14.3582 | 113.3043 | 138.8009 | 0.43888
2018-10-01 03:00 | 33550.249 | 193 | 184 | 1637 | 2905 | 2.11 | 3 | 0.94 | 5 | 310.4112 | 0.9252% | 3.7677 | 5.1072 | 14.237 | 134.3871 | 157.499 | 0.50739
2018-10-01 04:00 | 34047.8737 | 251 | 195 | 1637 | 2905 | 2.61 | 2.99 | 0.92 | 4.81 | 331.5235 | 0.9737% | 6.3788 | 5.6771 | 14.6643 | 136.0553 | 162.7756 | 0.49099
2018-10-01 05:00 | 35982.7096 | 435 | 328 | 1637 | 2905 | 5 | 3.5 | 0.96 | 5 | 388.4349 | 1.08% | 23.4792 | 12.3927 | 16.9646 | 156.798 | 209.6345 | 0.53969
2018-10-01 06:00 | 39319.221 | 553 | 234 | 2053 | 2842 | 6.08 | 0.17 | 2.5 | 6.08 | 420.478 | 1.069% | 35.9556 | 0.42541 | 54.8867 | 184.7847 | 276.0525 | 0.65652
2018-10-01 07:00 | 40533.0208 | 358 | 230 | 2053 | 2842 | 4.85 | 0.1 | 2.5 | 5.01 | 423.0223 | 1.044% | 18.1209 | 0.24004 | 53.5653 | 148.5991 | 220.5252 | 0.52131
2018-10-01 08:00 | 40996.2369 | 372 | 184 | 2053 | 2842 | 5.72 | 0.01 | 2.5 | 6.04 | 433.4964 | 1.057% | 22.4999 | 0.019456 | 54.2713 | 181.5108 | 258.3015 | 0.59586
2018-10-01 09:00 | 42517.7868 | 423 | 457 | 2053 | 2842 | 7.46 | 3.98 | 2.5 | 8 | 464.2948 | 1.092% | 34.459 | 19.862 | 56.047 | 248.2774 | 358.6453 | 0.77245
2018-10-01 10:00 | 44139.3414 | 401 | 254 | 1860 | 2665 | 7.53 | 0.01 | 2.5 | 7.73 | 488.2429 | 1.106% | 33.4002 | 0.028096 | 51.4355 | 227.8698 | 312.7337 | 0.64053
2018-10-01 11:00 | 45743.4554 | 423 | 271 | 1860 | 2665 | 10.28 | 0.5 | 2.48 | 10.28 | 523.9538 | 1.145% | 49.8078 | 1.552 | 52.8358 | 313.801 | 417.9967 | 0.79777
2018-10-01 12:00 | 47993.6836 | 396 | 201 | 1860 | 2665 | 16.28 | 0.53 | 2.48 | 15.66 | 581.6464 | 1.212% | 78.1312 | 1.2911 | 55.9036 | 505.7826 | 641.1085 | 1.1022
2018-10-01 13:00 | 50184.9847 | 342 | 207 | 1860 | 2665 | 21.77 | 1 | 4.47 | 21.97 | 631.1785 | 1.258% | 93.6403 | 2.6034 | 104.568 | 736.3862 | 937.198 | 1.4848
2018-10-01 14:00 | 52078.7529 | 315 | 185 | 1457 | 2614 | 26.01 | 1.88 | 1.54 | 26.21 | 664.6947 | 1.276% | 104.5713 | 4.4391 | 28.6379 | 874.4485 | 1012.0968 | 1.5226
2018-10-01 15:00 | 53549.2347 | 269 | 183 | 1457 | 2614 | 39.28 | 2.45 | 2.38 | 41.73 | 703.6838 | 1.314% | 138.8507 | 5.8917 | 45.5681 | 1433.4358 | 1623.7463 | 2.3075
2018-10-01 16:00 | 54620.8815 | 206 | 235 | 1457 | 2614 | 28.76 | 2.78 | 3.2 | 39.85 | 726.4196 | 1.33% | 78.7925 | 8.6884 | 62.0067 | 1385.3603 | 1534.8479 | 2.1129
2018-10-01 17:00 | 54323.3694 | 224 | 289 | 1457 | 2614 | 11.95 | 1.74 | 1.59 | 25.39 | 721.4035 | 1.328% | 35.5474 | 6.6779 | 30.7644 | 881.3731 | 954.3628 | 1.3229
2018-10-01 18:00 | 52614.0068 | 352 | 377 | 1375 | 2747 | 19.78 | 1.6 | 1.42 | 21.27 | 705.2253 | 1.34% | 93.3245 | 8.0851 | 26.1708 | 783.1639 | 910.7443 | 1.2914
2018-10-01 19:00 | 51559.511 | 237 | 395 | 1375 | 2747 | 7.61 | 2.11 | 1.59 | 13.01 | 674.9052 | 1.309% | 23.6084 | 10.9097 | 28.6176 | 467.8105 | 530.9463 | 0.7867
2018-10-01 20:00 | 50285.9684 | 157 | 434 | 1375 | 2747 | 4.31 | 3.46 | 1 | 10 | 619.9981 | 1.233% | 8.343 | 18.5144 | 16.953 | 338.6899 | 382.5002 | 0.61694
2018-10-01 21:00 | 47703.8567 | 267 | 455 | 1375 | 2747 | 4.86 | 4.01 | 1.54 | 7.62 | 540.2215 | 1.132% | 14.6949 | 20.6621 | 23.9796 | 237.0457 | 296.3822 | 0.54863
2018-10-01 22:00 | 44228.0556 | 319 | 494 | 1037 | 2905 | 4.26 | 5.26 | 0.75 | 4.39 | 456.1144 | 1.031% | 14.0145 | 26.7972 | 8.0208 | 131.5184 | 180.3508 | 0.39541
2018-10-01 23:00 | 40598.7832 | 311 | 424 | 1037 | 2905 | 3.78 | 8.11 | 0.75 | 3.88 | 402.432 | 0.9912% | 11.6528 | 34.0852 | 7.7094 | 111.7268 | 165.1742 | 0.41044
2018-10-02 | 37810.5612 | 235 | 347 | 1037 | 2905 | 2.6 | 4.04 | 0.52 | 2.6 | 367.505 | 0.972% | 5.9387 | 13.6258 | 5.2412 | 73.4124 | 98.2181 | 0.26726
2018-10-02 01:00 | 35938.527 | 174 | 257 | 1037 | 2905 | 2.11 | 3.5 | 0.52 | 2.11 | 344.593 | 0.9588% | 3.5203 | 8.6248 | 5.1704 | 58.7726 | 76.0881 | 0.22081
2018-10-02 02:00 | 34672.623 | 193 | 232 | 1637 | 2905 | 2.11 | 3.37 | 0.93 | 2.11 | 335.3508 | 0.9672% | 3.9387 | 7.5619 | 14.7246 | 59.2845 | 85.5097 | 0.25499
2018-10-02 03:00 | 34070.6696 | 193 | 184 | 1637 | 2905 | 2.11 | 2.61 | 0.93 | 2.11 | 335.1011 | 0.9835% | 4.0053 | 4.7234 | 14.9736 | 60.287 | 83.9893 | 0.25064
2018-10-02 04:00 | 34396.1741 | 251 | 195 | 1637 | 2905 | 2.01 | 2.11 | 0.91 | 2.01 | 350.0017 | 1.018% | 5.1337 | 4.1868 | 15.1583 | 59.4158 | 83.8946 | 0.2397
2018-10-02 05:00 | 36239.7887 | 435 | 328 | 1637 | 2905 | 2.61 | 3.93 | 0.95 | 2.36 | 428.9514 | 1.184% | 13.4385 | 15.2577 | 18.4075 | 81.1485 | 128.2523 | 0.29899
2018-10-02 06:00 | 39498.3688 | 553 | 234 | 2053 | 2842 | 7.06 | 0.12 | 2.69 | 7.06 | 461.8467 | 1.169% | 45.6508 | 0.32833 | 64.5743 | 234.6105 | 345.164 | 0.74736
2018-10-02 07:00 | 40741.4632 | 358 | 230 | 2053 | 2842 | 5.57 | 0.07 | 4 | 7.11 | 463.9582 | 1.139% | 22.7081 | 0.18334 | 93.5171 | 230.1102 | 346.5188 | 0.74687
2018-10-02 08:00 | 41289.2025 | 372 | 184 | 2053 | 2842 | 6.67 | 0.01 | 4 | 7.34 | 473.1441 | 1.146% | 28.4332 | 0.021085 | 94.1035 | 239.0436 | 361.6014 | 0.76425
2018-10-02 09:00 | 43041.8493 | 423 | 457 | 2053 | 2842 | 8 | 3.98 | 4 | 8 | 494.1994 | 1.148% | 38.8545 | 20.8838 | 94.2888 | 261.051 | 415.0782 | 0.8399
2018-10-02 10:00 | 45598.568 | 401 | 254 | 1860 | 2665 | 9.64 | 0.28 | 2.43 | 10.16 | 521.3686 | 1.143% | 44.1993 | 0.81318 | 51.6789 | 309.5883 | 406.2796 | 0.77926
2018-10-02 11:00 | 48464.5986 | 423 | 271 | 1860 | 2665 | 14.82 | 0.17 | 3.61 | 15.02 | 568.0925 | 1.172% | 73.4823 | 0.54002 | 78.7072 | 469.2039 | 621.9334 | 1.0948
2018-10-02 12:00 | 51277.291 | 396 | 201 | 1860 | 2665 | 15.61 | 0.51 | 5.71 | 15.81 | 619.4086 | 1.208% | 74.6707 | 1.2383 | 128.2925 | 508.9572 | 713.1586 | 1.1514
2018-10-02 13:00 | 53869.9531 | 342 | 207 | 1860 | 2665 | 20.8 | 0.98 | 6.35 | 22.82 | 666.3599 | 1.237% | 87.9937 | 2.5093 | 146.0996 | 752.2724 | 988.875 | 1.484
2018-10-02 14:00 | 55508.4179 | 315 | 185 | 1457 | 2614 | 32.03 | 1.23 | 3.01 | 32.88 | 707.3643 | 1.274% | 128.5736 | 2.8998 | 55.8869 | 1095.2713 | 1282.6316 | 1.8133
2018-10-02 15:00 | 56341.9622 | 269 | 183 | 1457 | 2614 | 47.63 | 1.84 | 4.02 | 52.56 | 727.2518 | 1.291% | 165.381 | 4.3463 | 75.6029 | 1773.4289 | 2018.7591 | 2.7759
2018-10-02 16:00 | 56588.4938 | 206 | 235 | 1457 | 2614 | 32.23 | 2.12 | 3.44 | 42.31 | 737.3403 | 1.303% | 86.5102 | 6.4915 | 65.3067 | 1441.0812 | 1599.3896 | 2.1691
2018-10-02 17:00 | 55900.8001 | 224 | 289 | 1457 | 2614 | 11.71 | 1.67 | 1.59 | 22.53 | 726.8951 | 1.3% | 34.1082 | 6.2758 | 30.1238 | 765.809 | 836.3168 | 1.1505
2018-10-02 18:00 | 54354.5081 | 352 | 377 | 1375 | 2747 | 14.73 | 1.25 | 1.59 | 15.58 | 712.4629 | 1.311% | 67.9629 | 6.177 | 28.6567 | 560.987 | 663.7837 | 0.93167
2018-10-02 19:00 | 53413.2545 | 237 | 395 | 1375 | 2747 | 6.92 | 1.1 | 1.59 | 12.33 | 679.7949 | 1.273% | 20.8729 | 5.5299 | 27.8246 | 431.0728 | 485.3002 | 0.71389
2018-10-02 20:00 | 52479.4247 | 157 | 434 | 1375 | 2747 | 2.11 | 3.46 | 1.53 | 10.44 | 616.8756 | 1.175% | 3.894 | 17.6512 | 24.7288 | 337.1069 | 383.3808 | 0.62149
2018-10-02 21:00 | 50095.291 | 267 | 455 | 1375 | 2747 | 4.93 | 4.01 | 1.59 | 8.26 | 533.4476 | 1.065% | 14.0169 | 19.429 | 23.2806 | 241.6204 | 298.3469 | 0.55928
2018-10-02 22:00 | 46511.3376 | 319 | 494 | 1037 | 2905 | 6.34 | 4.55 | 0.74 | 7 | 461.44 | 0.9921% | 20.0649 | 22.2995 | 7.6132 | 201.744 | 251.7215 | 0.54551
2018-10-02 23:00 | 42740.5442 | 311 | 424 | 1037 | 2905 | 3.11 | 5.23 | 0.74 | 7 | 412.5163 | 0.9652% | 9.3352 | 21.4027 | 7.4065 | 196.2661 | 234.4104 | 0.56825
2018-10-03 | 39955.4329 | 235 | 347 | 1037 | 2905 | 2.61 | 4.5 | 0.88 | 3.11 | 383.7524 | 0.9605% | 5.8909 | 14.9974 | 8.7647 | 86.7724 | 116.4255 | 0.30339
2018-10-03 01:00 | 38022.3352 | 174 | 257 | 1037 | 2905 | 2.01 | 4.01 | 0.74 | 4.73 | 368.7591 | 0.9698% | 3.3919 | 9.995 | 7.4424 | 133.2635 | 154.0928 | 0.41787
2018-10-03 02:00 | 36871.0364 | 193 | 232 | 1637 | 2905 | 2.11 | 4.01 | 0.92 | 3.11 | 361.0501 | 0.9792% | 3.9877 | 9.1099 | 14.7475 | 88.4685 | 116.3136 | 0.32215
2018-10-03 03:00 | 36349.6738 | 193 | 184 | 1637 | 2905 | 2.11 | 3.5 | 0.92 | 3.11 | 358.9826 | 0.9876% | 4.0217 | 6.36 | 14.8734 | 89.2235 | 114.4787 | 0.3189
2018-10-03 04:00 | 36644.0716 | 251 | 195 | 1637 | 2905 | 2.61 | 3.5 | 0.9 | 4.31 | 375.6061 | 1.025% | 6.715 | 6.9957 | 15.1015 | 128.3371 | 157.1493 | 0.41839
2018-10-03 05:00 | 38382.2575 | 435 | 328 | 1637 | 2905 | 5 | 5.17 | 0.94 | 5 | 418.7645 | 1.091% | 23.73 | 18.5014 | 16.7887 | 158.4731 | 217.4932 | 0.51937
2018-10-03 06:00 | 41489.4609 | 553 | 234 | 2053 | 2842 | 8 | 2.43 | 5 | 8 | 443.7031 | 1.069% | 47.3118 | 6.081 | 109.7776 | 243.1469 | 406.3173 | 0.91574
2018-10-03 07:00 | 42586.0742 | 358 | 230 | 2053 | 2842 | 6.39 | 2.11 | 5 | 8 | 445.4646 | 1.046% | 23.9293 | 5.0764 | 107.3753 | 237.8262 | 374.2072 | 0.84004
2018-10-03 08:00 | 43122.4358 | 372 | 184 | 2053 | 2842 | 6.98 | 0.22 | 5 | 8 | 468.5868 | 1.087% | 28.2153 | 0.43987 | 111.5439 | 247.0591 | 387.2582 | 0.82644
2018-10-03 09:00 | 45598.4632 | 423 | 457 | 2053 | 2842 | 11.93 | 4.85 | 11.93 | 11.93 | 504.7029 | 1.107% | 55.8556 | 24.5326 | 271.0909 | 375.2754 | 726.7545 | 1.44
2018-10-03 10:00 | 48587.4694 | 401 | 254 | 1860 | 2665 | 9.24 | 0.45 | 5.75 | 12.39 | 548.4277 | 1.129% | 41.8226 | 1.2902 | 120.7191 | 372.7036 | 536.5355 | 0.97832
2018-10-03 11:00 | 51451.9137 | 423 | 271 | 1860 | 2665 | 11.84 | 0.58 | 8 | 12.04 | 593.8902 | 1.154% | 57.8092 | 1.8143 | 171.7543 | 370.3636 | 601.7413 | 1.0132
2018-10-03 12:00 | 54317.1673 | 396 | 201 | 1860 | 2665 | 15.16 | 0.58 | 8.5 | 17.23 | 648.8831 | 1.195% | 71.7173 | 1.3927 | 188.8692 | 548.5445 | 810.5236 | 1.2491
2018-10-03 13:00 | 56983.0817 | 342 | 207 | 1860 | 2665 | 18.07 | 0.88 | 7.59 | 21.36 | 695.3907 | 1.22% | 75.4166 | 2.223 | 172.2811 | 694.6746 | 944.5953 | 1.3584
2018-10-03 14:00 | 58745.6624 | 315 | 185 | 1457 | 2614 | 28.19 | 1.33 | 2.94 | 30.19 | 731.9785 | 1.246% | 110.6441 | 3.0658 | 53.374 | 983.3117 | 1150.3955 | 1.5716
2018-10-03 15:00 | 59803.276 | 269 | 183 | 1457 | 2614 | 41.72 | 3.09 | 4.46 | 43.72 | 754.8716 | 1.262% | 141.6592 | 7.1377 | 82.0243 | 1442.5599 | 1673.3811 | 2.2168
2018-10-03 16:00 | 60242.0602 | 206 | 235 | 1457 | 2614 | 46.49 | 4.4 | 4.01 | 49.88 | 763.0815 | 1.267% | 121.3104 | 13.0976 | 74.0074 | 1651.5934 | 1860.0088 | 2.4375
2018-10-03 17:00 | 59608.9798 | 224 | 289 | 1457 | 2614 | 25.4 | 2.83 | 1.79 | 30.55 | 748.9353 | 1.256% | 71.4849 | 10.2758 | 32.7676 | 1003.3429 | 1117.8713 | 1.4926
2018-10-03 18:00 | 57346.2548 | 352 | 377 | 1375 | 2747 | 19.99 | 2.11 | 1.59 | 21.99 | 713.2252 | 1.244% | 87.5139 | 9.8934 | 27.1908 | 751.2864 | 875.8844 | 1.2281
2018-10-03 19:00 | 55972.3877 | 237 | 395 | 1375 | 2747 | 8.11 | 2.02 | 1.59 | 13.96 | 680.0908 | 1.215% | 23.3541 | 9.6949 | 26.564 | 465.9477 | 525.5606 | 0.77278
2018-10-03 20:00 | 54448.9235 | 157 | 434 | 1375 | 2747 | 5.52 | 3.7 | 1.59 | 12.16 | 623.3571 | 1.145% | 9.9217 | 18.384 | 25.0292 | 382.4193 | 435.7542 | 0.69904
2018-10-03 21:00 | 51710.1094 | 267 | 455 | 1375 | 2747 | 5 | 3.73 | 1.59 | 8 | 540.6418 | 1.046% | 13.9578 | 17.7441 | 22.8578 | 229.7644 | 284.3241 | 0.5259
2018-10-03 22:00 | 48007.0566 | 319 | 494 | 1037 | 2905 | 6.85 | 8.61 | 0.73 | 7 | 471.8429 | 0.9829% | 21.477 | 41.8044 | 7.4404 | 199.8649 | 270.5867 | 0.57347
2018-10-03 23:00 | 44212.1621 | 311 | 424 | 1037 | 2905 | 4.82 | 7.67 | 0.73 | 7 | 420.5547 | 0.9512% | 14.259 | 30.9344 | 7.2008 | 193.4305 | 245.8247 | 0.58452
2018-10-04 | 41196.441 | 235 | 347 | 1037 | 2905 | 2.61 | 8.01 | 0.88 | 5.01 | 387.6531 | 0.941% | 5.7715 | 26.1544 | 8.5871 | 136.9517 | 177.4648 | 0.45779
2018-10-04 01:00 | 39099.8786 | 174 | 257 | 1037 | 2905 | 2.01 | 4.01 | 0.73 | 5.01 | 371.3604 | 0.9498% | 3.3217 | 9.7881 | 7.1899 | 138.2305 | 158.5302 | 0.42689
2018-10-04 02:00 | 37756.6429 | 193 | 232 | 1637 | 2905 | 2.11 | 4.01 | 0.91 | 5 | 361.172 | 0.9566% | 3.8955 | 8.8992 | 14.2499 | 138.9431 | 165.9877 | 0.45958
2018-10-04 03:00 | 36946.5739 | 193 | 184 | 1637 | 2905 | 2.11 | 3.11 | 0.91 | 5 | 357.8544 | 0.9686% | 3.9443 | 5.5426 | 14.4285 | 140.6852 | 164.6006 | 0.45997
2018-10-04 04:00 | 36886.0355 | 251 | 195 | 1637 | 2905 | 2.9 | 3.21 | 0.89 | 5.01 | 372.5422 | 1.01% | 7.3517 | 6.322 | 14.7147 | 146.9933 | 175.3816 | 0.47077
2018-10-04 05:00 | 38561.7483 | 435 | 328 | 1637 | 2905 | 5 | 5.51 | 0.93 | 5 | 409.0473 | 1.061% | 23.0715 | 19.1709 | 16.1491 | 154.0753 | 212.4668 | 0.51942
2018-10-04 06:00 | 41389.5696 | 553 | 234 | 2053 | 2842 | 11.45 | 0.5 | 6.67 | 10.45 | 423.2854 | 1.023% | 64.755 | 1.1965 | 140.0416 | 303.7265 | 509.7197 | 1.2042
2018-10-04 07:00 | 42386.4205 | 358 | 230 | 2053 | 2842 | 9.43 | 0.36 | 5.75 | 9.67 | 431.453 | 1.018% | 34.3638 | 0.84282 | 120.161 | 279.7418 | 435.1094 | 1.0085
2018-10-04 08:00 | 43254.3935 | 372 | 184 | 2053 | 2842 | 7.31 | 0.06 | 5.75 | 8 | 458.881 | 1.061% | 28.849 | 0.11712 | 125.2353 | 241.2037 | 395.405 | 0.86167
2018-10-04 09:00 | 45897.2792 | 423 | 457 | 2053 | 2842 | 11.55 | 4.83 | 11.23 | 11.23 | 497.2961 | 1.083% | 52.9359 | 23.9162 | 249.8025 | 345.8055 | 672.4601 | 1.3522
2018-10-04 10:00 | 49017.1445 | 401 | 254 | 1860 | 2665 | 11.89 | 0.44 | 5.75 | 12.09 | 570.9028 | 1.165% | 55.5316 | 1.3017 | 124.5647 | 375.2647 | 556.6626 | 0.97506
2018-10-04 11:00 | 51849.8118 | 423 | 271 | 1860 | 2665 | 15.5 | 0.14 | 8 | 15.71 | 635.2508 | 1.225% | 80.3286 | 0.46483 | 182.306 | 512.9457 | 776.0451 | 1.2216
2018-10-04 12:00 | 54740.733 | 396 | 201 | 1860 | 2665 | 16.62 | 0.52 | 8.45 | 20 | 701.1523 | 1.281% | 84.3001 | 1.3388 | 201.3128 | 682.6985 | 969.6501 | 1.3829
2018-10-04 13:00 | 57404.1074 | 342 | 207 | 1860 | 2665 | 27.23 | 1 | 17.02 | 36.05 | 738.6779 | 1.287% | 119.8356 | 2.6637 | 407.3659 | 1236.2737 | 1766.1389 | 2.3909
2018-10-04 14:00 | 59063.3838 | 315 | 185 | 1457 | 2614 | 34.19 | 1.46 | 13.59 | 40.41 | 765.9015 | 1.297% | 139.6575 | 3.5025 | 256.7637 | 1369.7743 | 1769.6979 | 2.3106
2018-10-04 15:00 | 60121.8079 | 269 | 183 | 1457 | 2614 | 43.21 | 2.11 | 18.93 | 55.05 | 776.6863 | 1.292% | 150.1586 | 4.9882 | 356.3065 | 1858.9877 | 2370.4411 | 3.052
2018-10-04 16:00 | 60678.2659 | 206 | 235 | 1457 | 2614 | 28.74 | 3.13 | 18.93 | 45.84 | 789.9187 | 1.302% | 77.0732 | 9.5755 | 359.0537 | 1559.9096 | 2005.6119 | 2.539
2018-10-04 17:00 | 59807.665 | 224 | 289 | 1457 | 2614 | 11.54 | 2.04 | 5.56 | 26.65 | 766.0441 | 1.281% | 33.1094 | 7.5514 | 103.7603 | 892.277 | 1036.698 | 1.3533
2018-10-04 18:00 | 57498.2601 | 352 | 377 | 1375 | 2747 | 16.28 | 1.25 | 1.67 | 21.28 | 737.9251 | 1.283% | 73.5453 | 6.048 | 29.4698 | 750.2187 | 859.2817 | 1.1645
2018-10-04 19:00 | 55938.1992 | 237 | 395 | 1375 | 2747 | 9.09 | 1.48 | 1.59 | 15.55 | 715.2585 | 1.279% | 27.5465 | 7.475 | 27.9547 | 546.1898 | 609.166 | 0.85167
2018-10-04 20:00 | 54187.2516 | 157 | 434 | 1375 | 2747 | 5.75 | 4.01 | 1.59 | 12.8 | 645.1349 | 1.191% | 10.7478 | 20.7199 | 26.0287 | 418.622 | 476.1185 | 0.73801
2018-10-04 21:00 | 51379.9075 | 267 | 455 | 1375 | 2747 | 7.1 | 4.01 | 1.57 | 7.63 | 568.8167 | 1.107% | 20.9869 | 20.1992 | 23.8991 | 232.0397 | 297.1249 | 0.52236
2018-10-04 22:00 | 47819.1002 | 319 | 494 | 1037 | 2905 | 6.09 | 8.11 | 0.72 | 6.13 | 506.5322 | 1.059% | 20.5785 | 42.4379 | 7.9089 | 188.6307 | 259.5559 | 0.51242
2018-10-04 23:00 | 43976.969 | 311 | 424 | 1037 | 2905 | 4.78 | 7.95 | 0.72 | 6.72 | 437.8912 | 0.9957% | 14.8023 | 33.564 | 7.4345 | 194.3821 | 250.1829 | 0.57134
2018-10-05 | 40894.7285 | 235 | 347 | 1037 | 2905 | 3 | 5.79 | 0.66 | 3.61 | 406.2904 | 0.9935% | 7.0042 | 19.9608 | 6.7997 | 104.1892 | 137.9539 | 0.33954
2018-10-05 01:00 | 38939.4358 | 174 | 257 | 1037 | 2905 | 2.61 | 4.01 | 0.52 | 2.61 | 386.7419 | 0.9932% | 4.5105 | 10.2355 | 5.3557 | 75.304 | 95.4057 | 0.24669
2018-10-05 02:00 | 37650.666 | 193 | 232 | 1637 | 2905 | 2.61 | 4.01 | 0.9 | 2.61 | 378.3405 | 1.005% | 5.0618 | 9.3485 | 14.8048 | 76.1898 | 105.4049 | 0.2786
2018-10-05 03:00 | 36974.1608 | 193 | 184 | 1637 | 2905 | 2.61 | 3.09 | 0.9 | 2.61 | 376.0131 | 1.017% | 5.1227 | 5.782 | 14.9829 | 77.1066 | 102.9942 | 0.27391
2018-10-05 04:00 | 37054.5419 | 251 | 195 | 1637 | 2905 | 2.8 | 3.17 | 0.88 | 2.8 | 387.0336 | 1.044% | 7.3407 | 6.4566 | 15.0466 | 84.9594 | 113.8033 | 0.29404
2018-10-05 05:00 | 38581.5022 | 435 | 328 | 1637 | 2905 | 5.25 | 6.55 | 0.92 | 5 | 424.6857 | 1.101% | 25.1384 | 23.6485 | 16.5777 | 159.8839 | 225.2485 | 0.53039
2018-10-05 06:00 | 41650.4463 | 553 | 234 | 2053 | 2842 | 28.27 | 3.5 | 4 | 19.69 | 449.1255 | 1.078% | 168.5773 | 8.8314 | 88.5517 | 603.4174 | 869.3778 | 1.9357
2018-10-05 07:00 | 42714.668 | 358 | 230 | 2053 | 2842 | 9 | 2.99 | 4 | 9.24 | 457.3516 | 1.071% | 34.4984 | 7.3633 | 87.927 | 281.1702 | 410.9588 | 0.89856
2018-10-05 08:00 | 43702.4056 | 372 | 184 | 2053 | 2842 | 10.13 | 0.41 | 4.5 | 10.37 | 486.2694 | 1.113% | 41.9299 | 0.83941 | 102.7953 | 327.925 | 473.4895 | 0.97372
2018-10-05 09:00 | 46432.9195 | 423 | 457 | 2053 | 2842 | 10.63 | 6.74 | 10.36 | 10.65 | 522.0303 | 1.124% | 50.5526 | 34.6295 | 239.1214 | 340.2855 | 664.5889 | 1.2731
2018-10-05 10:00 | 49467.402 | 401 | 254 | 1860 | 2665 | 12.33 | 0.19 | 4.5 | 12.95 | 574.4279 | 1.161% | 57.4148 | 0.56041 | 97.1945 | 400.7591 | 555.9288 | 0.9678
2018-10-05 11:00 | 52459.5862 | 423 | 271 | 1860 | 2665 | 12.35 | 0.39 | 6.75 | 13.13 | 619.7844 | 1.181% | 61.7196 | 1.2487 | 148.3312 | 413.4069 | 624.7064 | 1.0079
2018-10-05 12:00 | 55083.2093 | 396 | 201 | 1860 | 2665 | 11.69 | 0.63 | 7.12 | 14.75 | 669.6049 | 1.216% | 56.2742 | 1.5393 | 160.9876 | 477.8467 | 696.6478 | 1.0404
2018-10-05 13:00 | 57659.01 | 342 | 207 | 1860 | 2665 | 19.93 | 1 | 13.92 | 23.4 | 708.6956 | 1.229% | 83.7772 | 2.5443 | 318.2327 | 766.4885 | 1171.0427 | 1.6524
2018-10-05 14:00 | 59305.6933 | 315 | 185 | 1457 | 2614 | 31.19 | 1.3 | 10 | 37 | 739.4014 | 1.247% | 122.4926 | 2.9985 | 181.6534 | 1205.8442 | 1512.9886 | 2.0462
2018-10-05 15:00 | 60273.3571 | 269 | 183 | 1457 | 2614 | 52.56 | 2.42 | 20.61 | 58.73 | 754.2429 | 1.251% | 176.9267 | 5.5418 | 375.7711 | 1921.1064 | 2479.3461 | 3.2872
2018-10-05 16:00 | 60344.2975 | 206 | 235 | 1457 | 2614 | 41.44 | 2.9 | 23.26 | 59.6 | 760.4667 | 1.26% | 107.5799 | 8.5884 | 427.0839 | 1963.3414 | 2506.5935 | 3.2961
2018-10-05 17:00 | 59324.5205 | 224 | 289 | 1457 | 2614 | 13.74 | 1.12 | 5.48 | 29.39 | 734.8179 | 1.239% | 38.1224 | 4.0092 | 98.8976 | 951.5917 | 1092.6209 | 1.4869
2018-10-05 18:00 | 56624.8135 | 352 | 377 | 1375 | 2747 | 15.54 | 1.28 | 1.65 | 19.06 | 702.9779 | 1.241% | 67.9092 | 5.9908 | 28.1658 | 650.0046 | 752.0704 | 1.0698
2018-10-05 19:00 | 54819.8672 | 237 | 395 | 1375 | 2747 | 7.62 | 2.11 | 1.59 | 17.61 | 656.9488 | 1.198% | 21.642 | 9.9879 | 26.1995 | 579.711 | 637.5404 | 0.97046
2018-10-05 20:00 | 53200.5664 | 157 | 434 | 1375 | 2747 | 1.88 | 3.5 | 1.59 | 16.37 | 612.0136 | 1.15% | 3.3955 | 17.4744 | 25.1504 | 517.3115 | 563.3318 | 0.92046
2018-10-05 21:00 | 50842.2516 | 267 | 455 | 1375 | 2747 | 8.43 | 4.01 | 1.49 | 12.24 | 563.5518 | 1.108% | 24.9487 | 20.2239 | 22.709 | 372.6912 | 440.5728 | 0.78178
2018-10-05 22:00 | 47987.0084 | 319 | 494 | 1037 | 2905 | 7.04 | 4.58 | 0.66 | 9.15 | 507.677 | 1.058% | 23.7589 | 23.9363 | 7.2408 | 281.2102 | 336.1462 | 0.66213
2018-10-05 23:00 | 44636.346 | 311 | 424 | 1037 | 2905 | 7 | 6.73 | 0.61 | 7 | 488.292 | 1.094% | 23.8149 | 31.2156 | 6.9199 | 222.4514 | 284.4018 | 0.58244
2018-10-06 | 41808.0699 | 235 | 347 | 1037 | 2905 | 3.98 | 4.01 | 0.65 | 5 | 492.3382 | 1.178% | 11.0142 | 16.3862 | 7.9377 | 171.0486 | 206.3867 | 0.4192
2018-10-06 01:00 | 39466.8141 | 174 | 257 | 1037 | 2905 | 2.8 | 3.5 | 0.74 | 5 | 446.7689 | 1.132% | 5.5152 | 10.1824 | 8.6868 | 164.4247 | 188.8091 | 0.42261
2018-10-06 02:00 | 38178.499 | 193 | 232 | 1637 | 2905 | 2.8 | 3.64 | 0.89 | 5 | 414.1665 | 1.085% | 5.8623 | 9.1611 | 15.805 | 157.5695 | 188.398 | 0.45488
2018-10-06 03:00 | 37236.4984 | 193 | 184 | 1637 | 2905 | 2.8 | 3.11 | 0.89 | 5 | 396.0541 | 1.064% | 5.7478 | 6.0864 | 15.4962 | 154.4905 | 181.8209 | 0.45908
2018-10-06 04:00 | 36842.3268 | 251 | 195 | 1637 | 2905 | 3.18 | 3 | 0.87 | 5 | 386.7953 | 1.05% | 8.3798 | 6.1417 | 14.9521 | 152.4931 | 181.9668 | 0.47045
2018-10-06 05:00 | 37004.8203 | 435 | 328 | 1637 | 2905 | 5.25 | 4.01 | 0.91 | 5 | 389.1204 | 1.052% | 24.0145 | 13.8307 | 15.6645 | 152.7361 | 206.2458 | 0.53003
2018-10-06 06:00 | 37795.4293 | 553 | 234 | 2053 | 2842 | 9 | 2.61 | 5.75 | 8 | 409.6157 | 1.084% | 53.9393 | 6.619 | 127.9364 | 246.406 | 434.9007 | 1.0617
2018-10-06 07:00 | 38448.4902 | 358 | 230 | 2053 | 2842 | 5.05 | 1.04 | 5.75 | 5.96 | 456.1609 | 1.186% | 21.4493 | 2.8379 | 140.054 | 200.9597 | 365.301 | 0.80082
2018-10-06 08:00 | 40291.5894 | 372 | 184 | 2053 | 2842 | 7.45 | 0.16 | 7.31 | 9.39 | 521.0165 | 1.293% | 35.8374 | 0.38069 | 194.0633 | 345.0855 | 575.3669 | 1.1043
2018-10-06 09:00 | 43396.1917 | 423 | 457 | 2053 | 2842 | 10.75 | 4.01 | 10.75 | 11.86 | 571.5283 | 1.317% | 59.8873 | 24.135 | 290.6588 | 443.9099 | 818.5911 | 1.4323
2018-10-06 10:00 | 46731.6295 | 401 | 254 | 1860 | 2665 | 14.47 | 0.59 | 5.75 | 15.98 | 602.275 | 1.289% | 74.782 | 1.9314 | 137.8367 | 548.8554 | 763.4054 | 1.2675
2018-10-06 11:00 | 49558.3838 | 423 | 271 | 1860 | 2665 | 9.21 | 2.13 | 8 | 17.67 | 636.8793 | 1.285% | 50.0657 | 7.418 | 191.2242 | 605.1649 | 853.8728 | 1.3407
2018-10-06 12:00 | 51837.123 | 396 | 201 | 1860 | 2665 | 17.42 | 0.89 | 14.3 | 31.69 | 698.9329 | 1.348% | 93.0118 | 2.412 | 358.6275 | 1138.7125 | 1592.7638 | 2.2789
2018-10-06 13:00 | 54058.9759 | 342 | 207 | 1860 | 2665 | 24.95 | 1 | 24.81 | 44.09 | 733.159 | 1.356% | 115.725 | 2.8074 | 625.8497 | 1593.5573 | 2337.9394 | 3.1889
2018-10-06 14:00 | 55593.9986 | 315 | 185 | 1457 | 2614 | 40 | 1.46 | 30 | 57.86 | 771.0573 | 1.387% | 174.7549 | 3.7461 | 606.233 | 2097.697 | 2882.431 | 3.7383
2018-10-06 15:00 | 56637.9111 | 269 | 183 | 1457 | 2614 | 54.81 | 1.79 | 39.23 | 78.93 | 790.4077 | 1.396% | 205.7577 | 4.5714 | 797.6673 | 2879.331 | 3887.3274 | 4.9181
2018-10-06 16:00 | 57020.9508 | 206 | 235 | 1457 | 2614 | 62.97 | 1.64 | 39.23 | 83.88 | 773.8863 | 1.357% | 176.0531 | 5.2306 | 775.7478 | 2975.8202 | 3932.8516 | 5.082
2018-10-06 17:00 | 56022.3395 | 224 | 289 | 1457 | 2614 | 18.68 | 1.45 | 22.91 | 44.12 | 738.289 | 1.318% | 55.143 | 5.5224 | 439.8958 | 1519.8693 | 2020.4304 | 2.7366
2018-10-06 18:00 | 53687.0227 | 352 | 377 | 1375 | 2747 | 20.07 | 1.03 | 4.92 | 38.2 | 713.1597 | 1.328% | 93.8442 | 5.1582 | 89.8639 | 1393.9252 | 1582.7915 | 2.2194
2018-10-06 19:00 | 52242.7708 | 237 | 395 | 1375 | 2747 | 10 | 1.89 | 1.78 | 23.96 | 670.0386 | 1.283% | 30.3964 | 9.5749 | 31.3904 | 844.149 | 915.5106 | 1.3664
2018-10-06 20:00 | 50224.3632 | 157 | 434 | 1375 | 2747 | 3.07 | 3.11 | 1.59 | 18.48 | 630.4389 | 1.255% | 6.0502 | 16.9425 | 27.4428 | 637.2197 | 687.6552 | 1.0908
2018-10-06 21:00 | 47749.3391 | 267 | 455 | 1375 | 2747 | 4.54 | 1.93 | 1.59 | 16.46 | 592.5156 | 1.241% | 15.0418 | 10.8969 | 27.1289 | 561.075 | 614.1426 | 1.0365
2018-10-06 22:00 | 45205.0875 | 319 | 494 | 1037 | 2905 | 11.04 | 4.01 | 0.83 | 11.66 | 540.5196 | 1.196% | 42.1099 | 23.6862 | 10.2916 | 405.0128 | 481.1005 | 0.89007
2018-10-06 23:00 | 42583.0651 | 311 | 424 | 1037 | 2905 | 7.14 | 3.5 | 0.71 | 7.26 | 468.9359 | 1.101% | 24.4532 | 16.3422 | 8.108 | 232.2519 | 281.1553 | 0.59956
2018-10-07 | 40393.1989 | 235 | 347 | 1037 | 2905 | 5 | 2.61 | 0.64 | 8.73 | 418.4829 | 1.036% | 12.1733 | 9.383 | 6.8759 | 262.7422 | 291.1743 | 0.69579
2018-10-07 01:00 | 38624.0175 | 174 | 257 | 1037 | 2905 | 2.01 | 0.18 | 0.73 | 5.45 | 399.6622 | 1.035% | 3.6189 | 0.47868 | 7.8332 | 163.8243 | 175.7551 | 0.43976
2018-10-07 02:00 | 37379.1611 | 193 | 232 | 1637 | 2905 | 2.01 | 0.66 | 1.11 | 5.01 | 367.8119 | 0.984% | 3.8172 | 1.5067 | 17.88 | 143.2122 | 166.4162 | 0.45245
2018-10-07 03:00 | 36462.2226 | 193 | 184 | 1637 | 2905 | 2.01 | 0.26 | 1.1 | 3.5 | 357.9526 | 0.9817% | 3.8083 | 0.46965 | 17.6776 | 99.8152 | 121.7708 | 0.34019
2018-10-07 04:00 | 35951.9209 | 251 | 195 | 1637 | 2905 | 2.8 | 0.01 | 0.86 | 2.91 | 355.6447 | 0.9892% | 6.9523 | 0.01929 | 13.9265 | 83.6245 | 104.5225 | 0.2939
2018-10-07 05:00 | 35981.7809 | 435 | 328 | 1637 | 2905 | 4.3 | 2.61 | 0.9 | 4.05 | 362.9985 | 1.009% | 18.8703 | 8.6365 | 14.8632 | 118.6925 | 161.0626 | 0.4437
2018-10-07 06:00 | 36497.7665 | 553 | 234 | 2053 | 2842 | 14.01 | 0.09 | 5.75 | 9 | 384.9111 | 1.055% | 81.7066 | 0.2221 | 124.4947 | 269.7495 | 476.173 | 1.2371
2018-10-07 07:00 | 37169.4593 | 358 | 230 | 2053 | 2842 | 7.25 | 0.19 | 5.33 | 7.4 | 417.7837 | 1.124% | 29.1733 | 0.49119 | 122.9933 | 236.3856 | 389.0435 | 0.93121
2018-10-07 08:00 | 38942.5218 | 372 | 184 | 2053 | 2842 | 9.86 | 0.19 | 5.77 | 10.35 | 463.0358 | 1.189% | 43.6124 | 0.41568 | 140.8495 | 349.7478 | 534.6254 | 1.1546
2018-10-07 09:00 | 42184.9967 | 423 | 457 | 2053 | 2842 | 12.2 | 8.11 | 8.82 | 12.77 | 516.0926 | 1.223% | 63.135 | 45.3426 | 221.5273 | 444.0017 | 774.0065 | 1.4997
2018-10-07 10:00 | 45515.6318 | 401 | 254 | 1860 | 2665 | 15.89 | 0.49 | 5.75 | 16.84 | 556.3669 | 1.222% | 77.8877 | 1.5214 | 130.7319 | 548.58 | 758.721 | 1.3637
2018-10-07 11:00 | 48611.3828 | 423 | 271 | 1860 | 2665 | 17.04 | 0.75 | 8.07 | 19.22 | 602.6397 | 1.24% | 89.3572 | 2.5197 | 186.0828 | 634.9951 | 912.9548 | 1.5149
2018-10-07 12:00 | 51013.3551 | 396 | 201 | 1860 | 2665 | 17.11 | 0.35 | 12.49 | 17.96 | 628.9034 | 1.233% | 83.5305 | 0.86729 | 286.4016 | 590.0701 | 960.8696 | 1.5278
2018-10-07 13:00 | 52894.2614 | 342 | 207 | 1860 | 2665 | 26.01 | 0.62 | 21.56 | 28.51 | 661.8617 | 1.251% | 111.3077 | 1.6059 | 501.7882 | 950.7211 | 1565.4229 | 2.3652
2018-10-07 14:00 | 54142.6019 | 315 | 185 | 1457 | 2614 | 33.8 | 2.11 | 23.03 | 38.28 | 675.051 | 1.247% | 132.747 | 4.8669 | 418.3608 | 1247.5988 | 1803.5735 | 2.6718
2018-10-07 15:00 | 54400.6227 | 269 | 183 | 1457 | 2614 | 46.87 | 1.58 | 32.47 | 52.57 | 682.6338 | 1.255% | 158.209 | 3.6282 | 593.6435 | 1724.3581 | 2479.8389 | 3.6328
2018-10-07 16:00 | 53653.912 | 206 | 235 | 1457 | 2614 | 36.89 | 1.83 | 30.51 | 51.33 | 716.3154 | 1.335% | 101.4562 | 5.7415 | 593.478 | 1791.347 | 2492.0227 | 3.4789
2018-10-07 17:00 | 52532.8151 | 224 | 289 | 1457 | 2614 | 12.85 | 1.38 | 17.03 | 27.88 | 667.6356 | 1.271% | 36.5814 | 5.0686 | 315.3429 | 926.2051 | 1283.198 | 1.922
2018-10-07 18:00 | 51017.7343 | 352 | 377 | 1375 | 2747 | 10.27 | 1 | 4.4 | 21.29 | 652.2988 | 1.279% | 46.2209 | 4.8202 | 77.3537 | 747.7557 | 876.1505 | 1.3432
2018-10-07 19:00 | 50512.4199 | 237 | 395 | 1375 | 2747 | 2.31 | 1 | 1.88 | 15.14 | 633.3033 | 1.254% | 6.8639 | 4.9523 | 32.4096 | 521.4325 | 565.6584 | 0.89319
2018-10-07 20:00 | 49172.4567 | 157 | 434 | 1375 | 2747 | 3.32 | 3.5 | 1.59 | 17.7 | 584.9078 | 1.19% | 6.2002 | 18.0685 | 26.0055 | 578.3589 | 628.6331 | 1.0748
2018-10-07 21:00 | 47482.9254 | 267 | 455 | 1375 | 2747 | 15.33 | 4.01 | 1.59 | 16.44 | 506.633 | 1.067% | 43.6726 | 19.4676 | 23.3268 | 481.8551 | 568.3221 | 1.1218
2018-10-07 22:00 | 44927.0335 | 319 | 494 | 1037 | 2905 | 10 | 4.01 | 0.82 | 10 | 456.0035 | 1.015% | 32.3781 | 20.1063 | 8.6308 | 294.8537 | 355.9689 | 0.78063
2018-10-07 23:00 | 42285.4192 | 311 | 424 | 1037 | 2905 | 8.06 | 3.37 | 0.7 | 8.14 | 413.0516 | 0.9768% | 24.4855 | 13.9576 | 7.0907 | 230.9852 | 276.519 | 0.66945
2018-10-08 | 39689.2506 | 235 | 347 | 1037 | 2905 | 2.86 | 6 | 0.63 | 2.86 | 387.176 | 0.9755% | 6.5565 | 20.3103 | 6.3732 | 81.049 | 114.2889 | 0.29519
2018-10-08 01:00 | 38089.8782 | 174 | 257 | 1037 | 2905 | 3 | 4.01 | 0.72 | 3.32 | 372.9094 | 0.979% | 5.1105 | 10.0895 | 7.3098 | 94.423 | 116.9329 | 0.31357
2018-10-08 02:00 | 37052.527 | 193 | 232 | 1637 | 2905 | 3.16 | 4.01 | 1.5 | 5 | 364.2828 | 0.9832% | 5.9961 | 9.1465 | 24.1413 | 142.8029 | 182.0867 | 0.49985
2018-10-08 03:00 | 36664.9804 | 193 | 184 | 1637 | 2905 | 3.22 | 3.5 | 0.99 | 4.5 | 364.4697 | 0.9941% | 6.1776 | 6.4017 | 16.1099 | 129.9477 | 158.637 | 0.43525
2018-10-08 04:00 | 37182.8447 | 251 | 195 | 1637 | 2905 | 3 | 3.5 | 0.97 | 4.5 | 378.0829 | 1.017% | 7.6567 | 6.9398 | 16.146 | 132.9239 | 163.6663 | 0.43288
2018-10-08 05:00 | 38698.0332 | 435 | 328 | 1637 | 2905 | 6 | 6 | 0.97 | 5 | 403.9561 | 1.044% | 27.2449 | 20.5433 | 16.5755 | 151.6217 | 215.9854 | 0.53468
2018-10-08 06:00 | 41037.9515 | 553 | 234 | 2053 | 2842 | 10.75 | 2.61 | 6.33 | 9.75 | 426.2298 | 1.039% | 61.7436 | 6.3433 | 134.9742 | 287.7973 | 490.8584 | 1.1516
2018-10-08 07:00 | 42229.0521 | 358 | 230 | 2053 | 2842 | 7.95 | 2.11 | 6.75 | 9.75 | 441.4674 | 1.045% | 29.7535 | 5.0734 | 144.8705 | 289.6783 | 469.3757 | 1.0632
2018-10-08 08:00 | 43177.2252 | 372 | 184 | 2053 | 2842 | 7.05 | 0.13 | 6.09 | 9.98 | 461.5523 | 1.069% | 28.0348 | 0.2557 | 133.6511 | 303.1941 | 465.1357 | 1.0078
2018-10-08 09:00 | 45405.7516 | 423 | 457 | 2053 | 2842 | 9.27 | 9.11 | 8.31 | 10.43 | 487.5161 | 1.074% | 42.1016 | 44.7005 | 183.1758 | 318.2632 | 588.2411 | 1.2066
2018-10-08 10:00 | 48034.8014 | 401 | 254 | 1860 | 2665 | 6.82 | 0.86 | 5.38 | 10.32 | 517.0925 | 1.076% | 29.4402 | 2.3515 | 107.7227 | 296.0664 | 435.5809 | 0.84237
2018-10-08 11:00 | 50184.4157 | 423 | 271 | 1860 | 2665 | 10.28 | 1 | 8.36 | 12.76 | 527.4599 | 1.051% | 45.704 | 2.8483 | 163.433 | 357.4115 | 569.3968 | 1.0795
2018-10-08 12:00 | 51809.8639 | 396 | 201 | 1860 | 2665 | 11.35 | 0.68 | 9.95 | 15.08 | 514.2772 | 0.9926% | 44.6145 | 1.3567 | 183.705 | 398.9178 | 628.5939 | 1.2223
2018-10-08 13:00 | 52770.9912 | 342 | 207 | 1860 | 2665 | 18.55 | 0.94 | 18.27 | 29.36 | 494.5847 | 0.9372% | 59.4587 | 1.8237 | 318.4908 | 733.3287 | 1113.1019 | 2.2506
2018-10-08 14:00 | 53179.8307 | 315 | 185 | 1457 | 2614 | 27.11 | 1.13 | 16.34 | 45.68 | 484.7638 | 0.9116% | 77.8437 | 1.9056 | 217.0176 | 1088.4662 | 1385.233 | 2.8575
2018-10-08 15:00 | 53000.4592 | 269 | 183 | 1457 | 2614 | 44.67 | 1.81 | 29.77 | 76.41 | 487.3471 | 0.9195% | 110.491 | 3.0457 | 398.8385 | 1836.5997 | 2348.9749 | 4.8199
2018-10-08 16:00 | 52051.2689 | 206 | 235 | 1457 | 2614 | 41.08 | 2.11 | 27.28 | 75.08 | 501.0977 | 0.9627% | 81.4683 | 4.7735 | 382.6441 | 1889.387 | 2358.2729 | 4.7062
2018-10-08 17:00 | 50788.0602 | 224 | 289 | 1457 | 2614 | 14.21 | 1.26 | 11.51 | 34.84 | 510.062 | 1.004% | 31.9671 | 3.657 | 168.421 | 914.6292 | 1118.6744 | 2.1932
2018-10-08 18:00 | 49344.1194 | 352 | 377 | 1375 | 2747 | 13.08 | 1.29 | 4.51 | 24.56 | 520.0905 | 1.054% | 48.5282 | 5.126 | 65.3616 | 711.0997 | 830.1154 | 1.5961
2018-10-08 19:00 | 49267.3815 | 237 | 395 | 1375 | 2747 | 6.4 | 1.17 | 4.5 | 22.28 | 528.0893 | 1.072% | 16.2583 | 4.9537 | 66.3228 | 656.027 | 743.5619 | 1.408
2018-10-08 20:00 | 48120.0687 | 157 | 434 | 1375 | 2747 | 2.7 | 8.61 | 1.59 | 18.39 | 534.4925 | 1.111% | 4.7085 | 41.5058 | 24.2837 | 561.1201 | 631.618 | 1.1817
2018-10-08 21:00 | 45902.6347 | 267 | 455 | 1375 | 2747 | 5 | 4.01 | 1.59 | 15 | 491.7721 | 1.071% | 14.3024 | 19.5471 | 23.4221 | 441.4446 | 498.7162 | 1.0141
2018-10-08 22:00 | 42879.055 | 319 | 494 | 1037 | 2905 | 6 | 6 | 0.81 | 10 | 443.5251 | 1.034% | 19.7977 | 30.6585 | 8.6883 | 300.4825 | 359.6271 | 0.81084
2018-10-08 23:00 | 39907.4661 | 311 | 424 | 1037 | 2905 | 5.38 | 3.9 | 0.69 | 7.69 | 397.7171 | 0.9966% | 16.6749 | 16.4797 | 7.131 | 222.6345 | 262.9201 | 0.66107
2018-10-09 | 37494.8349 | 235 | 347 | 1037 | 2905 | 2.62 | 3 | 0.62 | 3.9 | 381.1825 | 1.017% | 6.2594 | 10.5831 | 6.5363 | 115.1787 | 138.5575 | 0.36349
2018-10-09 01:00 | 35907.0071 | 174 | 257 | 1037 | 2905 | 2.01 | 1.46 | 0.71 | 2.75 | 356.9295 | 0.994% | 3.4766 | 3.7298 | 7.3188 | 79.4113 | 93.9364 | 0.26318
2018-10-09 02:00 | 35068.4166 | 193 | 232 | 1637 | 2905 | 2.01 | 0.09 | 1.73 | 2.75 | 364.6523 | 1.04% | 4.0338 | 0.21712 | 29.4481 | 83.0695 | 116.7686 | 0.32022
2018-10-09 03:00 | 34857.1529 | 193 | 184 | 1637 | 2905 | 2.01 | 0.05 | 1.38 | 2.61 | 373.543 | 1.072% | 4.1572 | 0.098591 | 24.209 | 81.2522 | 109.717 | 0.29372
2018-10-09 04:00 | 35289.9632 | 251 | 195 | 1637 | 2905 | 2.61 | 0.01 | 1.41 | 2.75 | 398.3199 | 1.129% | 7.3943 | 0.02201 | 26.0524 | 90.1695 | 123.6382 | 0.3104
2018-10-09 05:00 | 37210.9153 | 435 | 328 | 1637 | 2905 | 4.37 | 2.61 | 1.38 | 4.36 | 438.8895 | 1.179% | 22.421 | 10.0972 | 26.6448 | 149.3886 | 208.5516 | 0.47518
2018-10-09 06:00 | 40490.2994 | 553 | 234 | 2053 | 2842 | 9.24 | 0.78 | 5.5 | 9.5 | 469.1443 | 1.159% | 59.2042 | 2.1148 | 130.8299 | 312.8262 | 504.9751 | 1.0764
2018-10-09 07:00 | 41697.8258 | 358 | 230 | 2053 | 2842 | 6.5 | 0.18 | 5.6 | 11.5 | 475.2902 | 1.14% | 26.5242 | 0.4719 | 131.0456 | 372.5353 | 530.5769 | 1.1163
2018-10-09 08:00 | 42154.7298 | 372 | 184 | 2053 | 2842 | 6.41 | 0.17 | 5.64 | 9.87 | 499.4959 | 1.185% | 28.2544 | 0.37064 | 137.1999 | 332.3739 | 498.1988 | 0.9974
2018-10-09 09:00 | 43201.2265 | 423 | 457 | 2053 | 2842 | 8.9 | 4.01 | 7.94 | 13.04 | 523.9269 | 1.213% | 45.6568 | 22.2247 | 197.6897 | 449.4447 | 715.0159 | 1.3647
2018-10-09 10:00 | 44915.5807 | 401 | 254 | 1860 | 2665 | 11.14 | 1.18 | 5.5 | 20.07 | 540.3584 | 1.203% | 53.7421 | 3.6058 | 123.0724 | 643.4717 | 823.892 | 1.5247
2018-10-09 11:00 | 46374.8626 | 423 | 271 | 1860 | 2665 | 12.22 | 1 | 7.67 | 13.98 | 533.1874 | 1.15% | 59.4304 | 3.1158 | 164.0233 | 428.3528 | 654.9223 | 1.2283
2018-10-09 12:00 | 47456.8772 | 396 | 201 | 1860 | 2665 | 14.58 | 1 | 9.75 | 19.58 | 513.5921 | 1.082% | 62.4844 | 2.1753 | 196.2622 | 564.7147 | 825.6367 | 1.6076
2018-10-09 13:00 | 47883.0527 | 342 | 207 | 1860 | 2665 | 18.5 | 1.28 | 18.5 | 24.5 | 490.5467 | 1.024% | 64.8181 | 2.7144 | 352.5196 | 668.901 | 1088.9531 | 2.2199
2018-10-09 14:00 | 47963.4495 | 315 | 185 | 1457 | 2614 | 29.37 | 2.42 | 27 | 46.98 | 487.5572 | 1.017% | 94.0437 | 4.551 | 399.8881 | 1248.3424 | 1746.8251 | 3.5828
2018-10-09 15:00 | 48022.2903 | 269 | 183 | 1457 | 2614 | 40.19 | 2.31 | 37 | 59.34 | 501.8564 | 1.045% | 112.9814 | 4.4177 | 563.3754 | 1621.0249 | 2301.7994 | 4.5866
2018-10-09 16:00 | 48341.0377 | 206 | 235 | 1457 | 2614 | 37 | 3.92 | 37 | 55 | 545.1107 | 1.128% | 85.9484 | 10.3878 | 607.897 | 1621.2014 | 2325.4345 | 4.266
2018-10-09 17:00 | 47956.2288 | 224 | 289 | 1457 | 2614 | 15 | 2.56 | 15 | 28.22 | 565.3934 | 1.179% | 39.6137 | 8.7226 | 257.6657 | 869.6977 | 1175.6996 | 2.0794
2018-10-09 18:00 | 47099.9433 | 352 | 377 | 1375 | 2747 | 12.82 | 2.11 | 6 | 24.19 | 575.8774 | 1.223% | 55.1747 | 9.726 | 100.8704 | 812.4641 | 978.2352 | 1.6987
2018-10-09 19:00 | 46929.4423 | 237 | 395 | 1375 | 2747 | 10 | 2.23 | 7.5 | 25.42 | 569.8142 | 1.214% | 28.7764 | 10.6952 | 125.2137 | 847.856 | 1012.5413 | 1.777
2018-10-09 20:00 | 45827.7347 | 157 | 434 | 1375 | 2747 | 8.83 | 3.29 | 4.38 | 26.14 | 529.6502 | 1.156% | 16.0222 | 16.5024 | 69.6045 | 829.8985 | 932.0276 | 1.7597
2018-10-09 21:00 | 43457.6575 | 267 | 455 | 1375 | 2747 | 6.54 | 4.04 | 3 | 18.85 | 448.8115 | 1.033% | 18.0338 | 18.9841 | 42.6012 | 534.7707 | 614.3898 | 1.3689
2018-10-09 22:00 | 40293.0999 | 319 | 494 | 1037 | 2905 | 6.36 | 6 | 0.8 | 10 | 362.6303 | 0.9% | 18.2592 | 26.6754 | 7.4662 | 261.4445 | 313.8454 | 0.86547
2018-10-09 23:00 | 37224.9664 | 311 | 424 | 1037 | 2905 | 6 | 3.11 | 0.87 | 6.68 | 322.4108 | 0.8661% | 16.1617 | 11.4209 | 7.814 | 168.073 | 203.4696 | 0.63109
2018-10-10 | 34741.5667 | 235 | 347 | 1037 | 2905 | 3 | 2.67 | 0.61 | 4.25 | 297.3473 | 0.8559% | 6.034 | 7.9297 | 5.4141 | 105.6695 | 125.0472 | 0.42054
2018-10-10 01:00 | 33081.604 | 174 | 257 | 1037 | 2905 | 2 | 2.11 | 0.7 | 2.75 | 299.8626 | 0.9064% | 3.1544 | 4.9153 | 6.5798 | 72.4127 | 87.0622 | 0.29034
2018-10-10 02:00 | 32224.978 | 193 | 232 | 1637 | 2905 | 2.01 | 1.1 | 1.84 | 4.25 | 293.987 | 0.9123% | 3.5391 | 2.3282 | 27.4791 | 112.6343 | 145.9806 | 0.49655
2018-10-10 03:00 | 31779.9905 | 193 | 184 | 1637 | 2905 | 2.01 | 0.01 | 1.64 | 4.25 | 285.0605 | 0.897% | 3.4797 | 0.016504 | 24.0811 | 110.7435 | 138.3207 | 0.48523
2018-10-10 04:00 | 32088.9982 | 251 | 195 | 1637 | 2905 | 3 | 0.01 | 1.43 | 3.82 | 311.1556 | 0.9697% | 7.3016 | 0.018908 | 22.699 | 107.6046 | 137.6241 | 0.4423
2018-10-10 05:00 | 33754.5989 | 435 | 328 | 1637 | 2905 | 6.05 | 2.9 | 1.43 | 5.8 | 366.5384 | 1.086% | 28.578 | 10.329 | 25.4197 | 182.9619 | 247.2886 | 0.67466
2018-10-10 06:00 | 36738.9501 | 553 | 234 | 2053 | 2842 | 9.34 | 0.26 | 5.5 | 9.5 | 379.9849 | 1.034% | 53.4209 | 0.62926 | 116.7861 | 279.2462 | 450.0825 | 1.1845
2018-10-10 07:00 | 37770.2324 | 358 | 230 | 2053 | 2842 | 6.4 | 0.14 | 5.5 | 11.5 | 377.0225 | 0.9982% | 22.8708 | 0.32142 | 112.7118 | 326.2417 | 462.1457 | 1.2258
2018-10-10 08:00 | 37949.9117 | 372 | 184 | 2053 | 2842 | 6.67 | 0.01 | 5.71 | 9.46 | 408.9188 | 1.078% | 26.7359 | 0.019826 | 126.314 | 289.6953 | 442.765 | 1.0828
2018-10-10 09:00 | 39327.6406 | 423 | 457 | 2053 | 2842 | 10.96 | 7.76 | 10 | 12.17 | 426.3404 | 1.084% | 50.2585 | 38.4447 | 222.5602 | 374.9499 | 686.2133 | 1.6095
2018-10-10 10:00 | 41075.4743 | 401 | 254 | 1860 | 2665 | 8.19 | 0.43 | 6.75 | 11.9 | 434.8893 | 1.059% | 34.7716 | 1.1564 | 132.9269 | 335.7688 | 504.6236 | 1.1603
2018-10-10 11:00 | 42477.6019 | 423 | 271 | 1860 | 2665 | 10.42 | 0.4 | 8.5 | 15.27 | 443.9051 | 1.045% | 46.0615 | 1.1328 | 165.2198 | 425.2716 | 637.6857 | 1.4365
2018-10-10 12:00 | 43829.8828 | 396 | 201 | 1860 | 2665 | 11.15 | 0.35 | 9.75 | 18.43 | 464.5347 | 1.06% | 46.797 | 0.74561 | 192.2053 | 520.5596 | 760.3075 | 1.6367
2018-10-10 13:00 | 45337.9892 | 342 | 207 | 1860 | 2665 | 18.69 | 0.68 | 18.41 | 23.69 | 495.0201 | 1.092% | 69.7904 | 1.5369 | 373.8757 | 689.3231 | 1134.5262 | 2.2919
2018-10-10 14:00 | 46655.706 | 315 | 185 | 1457 | 2614 | 22.54 | 1.01 | 15 | 34.7 | 531.8292 | 1.14% | 80.9342 | 2.1299 | 249.1255 | 1033.9569 | 1366.1465 | 2.5688
2018-10-10 15:00 | 47770.5895 | 269 | 183 | 1457 | 2614 | 33.35 | 1.52 | 25 | 55 | 573.7557 | 1.201% | 107.7493 | 3.3409 | 437.4878 | 1726.7707 | 2275.3487 | 3.9657
2018-10-10 16:00 | 48481.639 | 206 | 235 | 1457 | 2614 | 31.94 | 2.27 | 25 | 55.6 | 596.1433 | 1.23% | 80.905 | 6.5594 | 447.8916 | 1787.1202 | 2322.4763 | 3.8958
2018-10-10 17:00 | 47846.8964 | 224 | 289 | 1457 | 2614 | 14.21 | 1.38 | 10.81 | 30.66 | 590.3358 | 1.234% | 39.2724 | 4.9206 | 194.3259 | 988.8333 | 1227.3522 | 2.0791
2018-10-10 18:00 | 46157.0982 | 352 | 377 | 1375 | 2747 | 11.7 | 1.87 | 1.59 | 23.57 | 580.7431 | 1.258% | 51.8172 | 8.8701 | 27.5071 | 814.6363 | 902.8308 | 1.5546
2018-10-10 19:00 | 45408.3388 | 237 | 395 | 1375 | 2747 | 6.39 | 1.51 | 3.49 | 19.74 | 562.2213 | 1.238% | 18.7508 | 7.3849 | 59.4155 | 671.3941 | 756.9454 | 1.3463
2018-10-10 20:00 | 44145.0784 | 157 | 434 | 1375 | 2747 | 4.33 | 8.61 | 3.43 | 19.97 | 516.7257 | 1.171% | 7.9573 | 43.7392 | 55.2045 | 642.1175 | 749.0185 | 1.4495
2018-10-10 21:00 | 41768.5195 | 267 | 455 | 1375 | 2747 | 5 | 10.53 | 2.49 | 15 | 445.7521 | 1.067% | 14.2471 | 51.131 | 36.5381 | 439.7383 | 541.6544 | 1.2151
2018-10-10 22:00 | 38542.3678 | 319 | 494 | 1037 | 2905 | 6 | 6 | 0.82 | 7.86 | 377.0328 | 0.9782% | 18.7233 | 28.9947 | 8.3183 | 223.3621 | 279.3984 | 0.74105
2018-10-10 23:00 | 35301.5266 | 311 | 424 | 1037 | 2905 | 6 | 4.01 | 0.91 | 8 | 326.5638 | 0.9251% | 17.2618 | 15.7284 | 8.7296 | 214.9862 | 256.706 | 0.78608
2018-10-11 | 32763.1764 | 235 | 347 | 1037 | 2905 | 4.09 | 6 | 0.6 | 6.69 | 294.7173 | 0.8995% | 8.6459 | 18.7284 | 5.5969 | 174.8203 | 207.7915 | 0.70505
2018-10-11 01:00 | 31168.5849 | 174 | 257 | 1037 | 2905 | 3 | 4.01 | 0.69 | 5.01 | 278.8874 | 0.8948% | 4.6707 | 9.2212 | 6.4024 | 130.2254 | 150.5197 | 0.53971
2018-10-11 02:00 | 30110.7566 | 193 | 232 | 1637 | 2905 | 3 | 4.01 | 0.99 | 5 | 259.3103 | 0.8612% | 4.9863 | 8.0118 | 13.9567 | 125.0876 | 152.0423 | 0.58633
2018-10-11 03:00 | 29657.1834 | 193 | 184 | 1637 | 2905 | 3 | 3.5 | 1.22 | 5 | 277.6475 | 0.9362% | 5.4205 | 6.0291 | 18.697 | 135.9816 | 166.1282 | 0.59834
2018-10-11 04:00 | 29917.7524 | 251 | 195 | 1637 | 2905 | 3 | 3.5 | 1.33 | 5 | 298.95 | 0.9992% | 7.5243 | 6.8198 | 21.7555 | 145.1396 | 181.2392 | 0.60625
2018-10-11 05:00 | 31511.3335 | 435 | 328 | 1637 | 2905 | 5.26 | 6 | 1.35 | 5.01 | 356.8936 | 1.133% | 25.9147 | 22.2893 | 25.0296 | 164.8374 | 238.0711 | 0.66706
2018-10-11 06:00 | 34465.8177 | 553 | 234 | 2053 | 2842 | 14.21 | 2.61 | 5 | 14.18 | 379.5242 | 1.101% | 86.5307 | 6.7252 | 113.0342 | 443.7631 | 650.0532 | 1.7128
2018-10-11 07:00 | 35515.7216 | 358 | 230 | 2053 | 2842 | 6.65 | 2.77 | 5.75 | 9.22 | 388.129 | 1.093% | 26.0172 | 6.9625 | 129.0067 | 286.3588 | 448.3451 | 1.1551
2018-10-11 08:00 | 35602.1019 | 372 | 184 | 2053 | 2842 | 6.91 | 2.61 | 5.95 | 8.31 | 397.0954 | 1.115% | 28.6708 | 5.3565 | 136.2464 | 263.4173 | 433.691 | 1.0922
2018-10-11 09:00 | 36475.0794 | 423 | 457 | 2053 | 2842 | 9.45 | 23.34 | 8.01 | 9.97 | 405.2291 | 1.111% | 44.4096 | 118.5008 | 182.6947 | 314.7919 | 660.397 | 1.6297
2018-10-11 10:00 | 37524.178 | 401 | 254 | 1860 | 2665 | 6.35 | 3.42 | 4.91 | 9.58 | 414.5415 | 1.105% | 28.1303 | 9.5966 | 100.8907 | 282.0457 | 420.6634 | 1.0148
2018-10-11 11:00 | 38626.9921 | 423 | 271 | 1860 | 2665 | 8.44 | 3.11 | 6.52 | 10.18 | 416.0658 | 1.077% | 38.4551 | 9.0782 | 130.6266 | 292.2241 | 470.3841 | 1.1306
2018-10-11 12:00 | 39672.2724 | 396 | 201 | 1860 | 2665 | 8 | 2.11 | 5.71 | 15.38 | 420.1031 | 1.059% | 33.547 | 4.491 | 112.4651 | 434.0326 | 584.5358 | 1.3914
2018-10-11 13:00 | 40824.1357 | 342 | 207 | 1860 | 2665 | 9.44 | 0.37 | 9.22 | 20 | 431.7853 | 1.058% | 34.1467 | 0.81007 | 181.3822 | 563.739 | 780.078 | 1.8066
2018-10-11 14:00 | 41893.5732 | 315 | 185 | 1457 | 2614 | 11.06 | 0.35 | 5.54 | 30.61 | 449.4762 | 1.073% | 37.3788 | 0.6947 | 86.6021 | 858.476 | 983.1516 | 2.1873
2018-10-11 15:00 | 42907.3655 | 269 | 183 | 1457 | 2614 | 10 | 0.89 | 4.5 | 30.34 | 469.646 | 1.095% | 29.4436 | 1.7827 | 71.7647 | 868.0804 | 971.0714 | 2.0677
2018-10-11 16:00 | 43607.5696 | 206 | 235 | 1457 | 2614 | 10.01 | 1.9 | 4.51 | 21.45 | 483.5575 | 1.109% | 22.8659 | 4.9512 | 72.8656 | 621.7547 | 722.4373 | 1.494
2018-10-11 17:00 | 43200.4808 | 224 | 289 | 1457 | 2614 | 7 | 2.35 | 2.8 | 18.65 | 492.4895 | 1.14% | 17.8753 | 7.7424 | 46.5078 | 555.7671 | 627.8926 | 1.2749
2018-10-11 18:00 | 42170.7041 | 352 | 377 | 1375 | 2747 | 8 | 4.01 | 1.59 | 18.8 | 513.7941 | 1.218% | 34.3092 | 18.4189 | 26.6366 | 629.2088 | 708.5735 | 1.3791
2018-10-11 19:00 | 42469.3141 | 237 | 395 | 1375 | 2747 | 4 | 4.01 | 2.55 | 16.07 | 495.2467 | 1.166% | 11.0549 | 18.4709 | 40.8874 | 514.7791 | 585.1923 | 1.1816
2018-10-11 20:00 | 41895.209 | 157 | 434 | 1375 | 2747 | 3 | 8.61 | 1.59 | 12.85 | 466.4135 | 1.113% | 5.2436 | 41.6006 | 24.3392 | 392.9782 | 464.1616 | 0.99517
2018-10-11 21:00 | 40153.5781 | 267 | 455 | 1375 | 2747 | 6 | 20 | 1.59 | 15 | 413.0055 | 1.029% | 16.4776 | 93.5994 | 22.487 | 423.8201 | 556.3841 | 1.3472
2018-10-11 22:00 | 37391.164 | 319 | 494 | 1037 | 2905 | 7 | 17.21 | 0.74 | 8.76 | 343.5547 | 0.9188% | 20.5171 | 78.1151 | 7.0508 | 233.8176 | 339.5005 | 0.9882
2018-10-11 23:00 | 34462.3554 | 311 | 424 | 1037 | 2905 | 6 | 10.03 | 0.74 | 9.46 | 299.1462 | 0.868% | 16.1976 | 36.9152 | 6.6611 | 238.548 | 298.3219 | 0.99724
2018-10-12 | 32210.6575 | 235 | 347 | 1037 | 2905 | 4 | 6 | 0.59 | 8.01 | 281.3994 | 0.8736% | 8.212 | 18.1888 | 5.3451 | 203.2835 | 235.0295 | 0.83522
2018-10-12 01:00 | 30675.2809 | 174 | 257 | 1037 | 2905 | 2.61 | 4.59 | 0.74 | 5.45 | 266.3715 | 0.8684% | 3.9436 | 10.2434 | 6.6636 | 137.4808 | 158.3314 | 0.5944
2018-10-12 02:00 | 29866.2236 | 193 | 232 | 1637 | 2905 | 2.61 | 4.01 | 0.98 | 5.78 | 257.9858 | 0.8638% | 4.3512 | 8.0361 | 13.8577 | 145.0405 | 171.2856 | 0.66393
2018-10-12 03:00 | 29532.3315 | 193 | 184 | 1637 | 2905 | 2.61 | 3.11 | 1.31 | 5.09 | 260.3999 | 0.8817% | 4.4416 | 5.0457 | 18.9088 | 130.3788 | 158.7749 | 0.60973
2018-10-12 04:00 | 29880.4138 | 251 | 195 | 1637 | 2905 | 3 | 3.5 | 1.36 | 5.74 | 280.5612 | 0.9389% | 7.0703 | 6.4083 | 20.904 | 156.5666 | 190.9491 | 0.6806
2018-10-12 05:00 | 31524.7806 | 435 | 328 | 1637 | 2905 | 6.71 | 5.53 | 1.35 | 6.61 | 337.2366 | 1.07% | 31.2244 | 19.4036 | 23.641 | 205.4141 | 279.6831 | 0.82934
2018-10-12 06:00 | 34500.222 | 553 | 234 | 2053 | 2842 | 9.82 | 2.61 | 4.63 | 9.82 | 353.9914 | 1.026% | 55.7195 | 6.2665 | 97.5306 | 286.3561 | 445.8727 | 1.2596
2018-10-12 07:00 | 35799.7653 | 358 | 230 | 2053 | 2842 | 5.43 | 2.61 | 4.53 | 8.8 | 368.9506 | 1.031% | 20.0341 | 6.1867 | 95.8463 | 257.7477 | 379.8147 | 1.0294
2018-10-12 08:00 | 36307.402 | 372 | 184 | 2053 | 2842 | 6.46 | 0.83 | 5.5 | 10.94 | 378.5356 | 1.043% | 25.0546 | 1.5922 | 117.7235 | 324.1552 | 468.5255 | 1.2377
2018-10-12 09:00 | 37689.1269 | 423 | 457 | 2053 | 2842 | 7.71 | 13.9 | 6.75 | 9.58 | 394.7473 | 1.047% | 34.1584 | 66.5325 | 145.1429 | 285.1626 | 530.9965 | 1.3452
2018-10-12 10:00 | 39334.584 | 401 | 254 | 1860 | 2665 | 5.44 | 0.88 | 4 | 9.19 | 419.513 | 1.067% | 23.2656 | 2.3839 | 79.3494 | 261.2062 | 366.2051 | 0.87293
2018-10-12 11:00 | 41012.6412 | 423 | 271 | 1860 | 2665 | 7.5 | 0.59 | 4 | 9.5 | 447.1692 | 1.09% | 34.5904 | 1.7433 | 81.1198 | 276.0419 | 393.4954 | 0.87997
2018-10-12 12:00 | 42579.237 | 396 | 201 | 1860 | 2665 | 7 | 0.04 | 5.05 | 8.39 | 510.3633 | 1.199% | 33.2258 | 0.096369 | 112.5864 | 268.0037 | 413.9122 | 0.81101
2018-10-12 13:00 | 44258.276 | 342 | 207 | 1860 | 2665 | 8.93 | 0.35 | 8.65 | 13.19 | 574.634 | 1.298% | 39.6528 | 0.94067 | 208.894 | 456.3928 | 705.8803 | 1.2284
2018-10-12 14:00 | 45509.3636 | 315 | 185 | 1457 | 2614 | 11.19 | 1.02 | 4.07 | 23.7 | 602.0239 | 1.323% | 46.6287 | 2.4962 | 78.4453 | 819.5338 | 947.104 | 1.5732
2018-10-12 15:00 | 46217.9707 | 269 | 183 | 1457 | 2614 | 16.56 | 1.28 | 4.04 | 31.14 | 612.2205 | 1.325% | 59.0078 | 3.1028 | 77.9719 | 1078.2543 | 1218.3368 | 1.99
2018-10-12 16:00 | 46508.9384 | 206 | 235 | 1457 | 2614 | 19.8 | 1.81 | 4.51 | 34.16 | 607.1407 | 1.305% | 53.2458 | 5.5526 | 85.7806 | 1165.672 | 1310.251 | 2.1581
2018-10-12 17:00 | 46073.1432 | 224 | 289 | 1457 | 2614 | 8.32 | 1.11 | 2.97 | 21.85 | 596.9889 | 1.296% | 24.1485 | 4.1566 | 56.0705 | 740.0745 | 824.45 | 1.381
2018-10-12 18:00 | 44746.4495 | 352 | 377 | 1375 | 2747 | 13.27 | 1.66 | 1.58 | 26.02 | 599.9171 | 1.341% | 62.6248 | 8.3904 | 29.1268 | 958.2937 | 1058.4356 | 1.7643
2018-10-12 19:00 | 44344.0335 | 237 | 395 | 1375 | 2747 | 5.78 | 1.67 | 1.98 | 21.49 | 578.9527 | 1.306% | 17.8848 | 8.6123 | 35.5448 | 770.7312 | 832.7731 | 1.4384
2018-10-12 20:00 | 43121.2653 | 157 | 434 | 1375 | 2747 | 2.67 | 2.61 | 1.59 | 12.76 | 553.4292 | 1.283% | 5.38 | 14.5379 | 28.0589 | 449.8626 | 497.8393 | 0.89955
2018-10-12 21:00 | 41648.8479 | 267 | 455 | 1375 | 2747 | 6 | 4.01 | 1.53 | 13.12 | 513.2775 | 1.232% | 19.7429 | 22.4856 | 25.9265 | 444.1624 | 512.3174 | 0.99813
2018-10-12 22:00 | 39596.9974 | 319 | 494 | 1037 | 2905 | 6.29 | 6 | 0.73 | 8.41 | 459.0632 | 1.159% | 23.2622 | 34.3628 | 8.7763 | 283.2385 | 349.6399 | 0.76164
2018-10-12 23:00 | 37343.0722 | 311 | 424 | 1037 | 2905 | 6 | 3.5 | 0.73 | 10 | 425.0073 | 1.138% | 21.2372 | 16.8896 | 8.6156 | 330.6225 | 377.3651 | 0.8879
2018-10-13 | 35258.0703 | 235 | 347 | 1037 | 2905 | 4 | 2.11 | 0.58 | 13 | 392.4083 | 1.113% | 10.4618 | 8.1488 | 6.694 | 420.3094 | 445.614 | 1.1356
2018-10-13 01:00 | 33676.8375 | 174 | 257 | 1037 | 2905 | 2.01 | 1.27 | 0.73 | 10 | 372.062 | 1.105% | 3.8639 | 3.606 | 8.3635 | 320.9446 | 336.778 | 0.90517
2018-10-13 02:00 | 32559.6323 | 193 | 232 | 1637 | 2905 | 3.51 | 0.16 | 1.05 | 10 | 354.6264 | 1.089% | 7.3783 | 0.4043 | 18.721 | 316.4009 | 342.9045 | 0.96695
2018-10-13 03:00 | 32054.6417 | 193 | 184 | 1637 | 2905 | 3 | 0.01 | 1.22 | 5.5 | 357.5828 | 1.116% | 6.459 | 0.020526 | 22.2789 | 178.2356 | 206.994 | 0.57887
2018-10-13 04:00 | 31885.3743 | 251 | 195 | 1637 | 2905 | 3 | 0.37 | 1.25 | 6.39 | 365.5527 | 1.146% | 8.6328 | 0.82717 | 23.4594 | 212.8166 | 245.736 | 0.67223
2018-10-13 05:00 | 32346.9279 | 435 | 328 | 1637 | 2905 | 8.06 | 4.01 | 1.26 | 8.06 | 375.9854 | 1.162% | 40.7532 | 15.2882 | 23.9749 | 272.1567 | 352.1731 | 0.93667
2018-10-13 06:00 | 33458.2497 | 553 | 234 | 2053 | 2842 | 15.23 | 2.61 | 6.15 | 15.06 | 418.8817 | 1.252% | 105.4419 | 7.6462 | 158.071 | 535.8426 | 807.0017 | 1.9266
2018-10-13 07:00 | 34803.8183 | 358 | 230 | 2053 | 2842 | 8.13 | 1.3 | 5.5 | 13.81 | 469.7794 | 1.35% | 39.2863 | 4.0359 | 152.4118 | 529.7669 | 725.5009 | 1.5443
2018-10-13 08:00 | 36448.028 | 372 | 184 | 2053 | 2842 | 5.69 | 0.01 | 4.73 | 12.83 | 500.6474 | 1.374% | 29.0746 | 0.025274 | 133.3853 | 500.8511 | 663.3363 | 1.325
2018-10-13 09:00 | 38918.4365 | 423 | 457 | 2053 | 2842 | 8.83 | 9.11 | 5.76 | 14.69 | 528.1008 | 1.357% | 50.683 | 56.4932 | 160.4622 | 566.5096 | 834.148 | 1.5795
2018-10-13 10:00 | 41146.4824 | 401 | 254 | 1860 | 2665 | 7.16 | 0.2 | 2.75 | 18.67 | 569.6136 | 1.384% | 39.7471 | 0.70325 | 70.8098 | 688.7936 | 800.0537 | 1.4046
2018-10-13 11:00 | 43152.3278 | 423 | 271 | 1860 | 2665 | 9.91 | 0.64 | 2.87 | 18.7 | 624.8652 | 1.448% | 60.701 | 2.5115 | 77.2995 | 721.6405 | 862.1526 | 1.3797
2018-10-13 12:00 | 44635.7402 | 396 | 201 | 1860 | 2665 | 10.49 | 0.73 | 4.91 | 17.06 | 683.0074 | 1.53% | 63.5643 | 2.2452 | 139.7453 | 695.695 | 901.2499 | 1.3195
2018-10-13 13:00 | 45409.9163 | 342 | 207 | 1860 | 2665 | 7.93 | 1.16 | 7.35 | 17.74 | 727.2946 | 1.602% | 43.4369 | 3.8458 | 218.9576 | 757.1998 | 1023.4401 | 1.4072
2018-10-13 14:00 | 45779.7129 | 315 | 185 | 1457 | 2614 | 12.25 | 2.28 | 2.67 | 22.71 | 759.9274 | 1.66% | 64.0539 | 7.0017 | 64.5758 | 985.4209 | 1121.0524 | 1.4752
2018-10-13 15:00 | 46346.1399 | 269 | 183 | 1457 | 2614 | 18.83 | 2.61 | 3.59 | 26.82 | 775.1348 | 1.672% | 84.7162 | 7.9883 | 87.4818 | 1172.541 | 1352.7272 | 1.7452
2018-10-13 16:00 | 46416.8157 | 206 | 235 | 1457 | 2614 | 18.69 | 3.11 | 2.5 | 30.25 | 767.1093 | 1.653% | 63.6295 | 12.0784 | 60.1979 | 1306.8112 | 1442.717 | 1.8807
2018-10-13 17:00 | 46277.8421 | 224 | 289 | 1457 | 2614 | 11.95 | 2.18 | 2.99 | 28.8 | 731.8901 | 1.582% | 42.3339 | 9.9638 | 68.8975 | 1190.6136 | 1311.8089 | 1.7924
2018-10-13 18:00 | 45153.8434 | 352 | 377 | 1375 | 2747 | 19.19 | 2.43 | 1.59 | 31.22 | 703.847 | 1.559% | 105.2934 | 14.2801 | 34.0787 | 1336.8266 | 1490.4788 | 2.1176
2018-10-13 19:00 | 44925.7483 | 237 | 395 | 1375 | 2747 | 13.72 | 2.61 | 1.6 | 31.11 | 672.1522 | 1.496% | 48.6491 | 15.4245 | 32.9151 | 1278.589 | 1375.5777 | 2.0465
2018-10-13 20:00 | 43858.178 | 157 | 434 | 1375 | 2747 | 3 | 3.5 | 1.59 | 18 | 634.3604 | 1.446% | 6.8125 | 21.9707 | 31.6217 | 715.1821 | 775.587 | 1.2226
2018-10-13 21:00 | 42288.9957 | 267 | 455 | 1375 | 2747 | 6 | 4.01 | 1.59 | 13.75 | 584.3108 | 1.382% | 22.135 | 25.21 | 30.2076 | 521.8887 | 599.4413 | 1.0259
2018-10-13 22:00 | 40354.541 | 319 | 494 | 1037 | 2905 | 7 | 4.01 | 0.72 | 11.65 | 521.7652 | 1.293% | 28.8716 | 25.6126 | 9.6537 | 437.5773 | 501.7152 | 0.96157
2018-10-13 23:00 | 38178.0986 | 311 | 424 | 1037 | 2905 | 6 | 4.01 | 0.72 | 11.16 | 461.5325 | 1.209% | 22.558 | 20.5541 | 9.0261 | 391.9208 | 444.059 | 0.96214
2018-10-14 | 36188.2353 | 235 | 347 | 1037 | 2905 | 4 | 2.11 | 0.52 | 9.75 | 386.0496 | 1.067% | 10.0278 | 7.8107 | 5.7525 | 302.1527 | 325.7436 | 0.84379
2018-10-14 01:00 | 34576.4661 | 174 | 257 | 1037 | 2905 | 2 | 0.15 | 0.52 | 6.75 | 341.1133 | 0.9865% | 3.4332 | 0.38031 | 5.3199 | 193.4497 | 202.583 | 0.59389
2018-10-14 02:00 | 33474.6787 | 193 | 232 | 1637 | 2905 | 2.01 | 0.01 | 1.22 | 5.68 | 323.4928 | 0.9664% | 3.7489 | 0.02242 | 19.3 | 159.4567 | 182.528 | 0.56424
2018-10-14 03:00 | 32772.7299 | 193 | 184 | 1637 | 2905 | 2.01 | 0.01 | 0.99 | 4.08 | 312.0294 | 0.9521% | 3.6935 | 0.017519 | 15.43 | 112.8468 | 131.9878 | 0.423
2018-10-14 04:00 | 32352.2863 | 251 | 195 | 1637 | 2905 | 2.61 | 0.01 | 0.99 | 3 | 308.7176 | 0.9542% | 6.2513 | 0.018608 | 15.4647 | 83.1618 | 104.8964 | 0.33978
2018-10-14 05:00 | 32381.7921 | 435 | 328 | 1637 | 2905 | 5.01 | 3 | 0.99 | 5.01 | 317.1205 | 0.9793% | 21.3428 | 9.6365 | 15.8711 | 142.5303 | 189.3807 | 0.59719
2018-10-14 06:00 | 32868.7085 | 553 | 234 | 2053 | 2842 | 12 | 0.24 | 4.58 | 12 | 341.1334 | 1.038% | 68.8728 | 0.58287 | 97.5879 | 353.9541 | 520.9977 | 1.5273
2018-10-14 07:00 | 33477.499 | 358 | 230 | 2053 | 2842 | 4.9 | 0.01 | 4 | 11.33 | 393.9623 | 1.177% | 20.6434 | 0.027066 | 96.6386 | 378.9271 | 496.2362 | 1.2596
2018-10-14 08:00 | 35177.7252 | 372 | 184 | 2053 | 2842 | 5 | 0.01 | 4 | 15.08 | 471.6115 | 1.341% | 24.9362 | 0.024668 | 110.0945 | 574.5688 | 709.6241 | 1.5047
2018-10-14 09:00 | 37915.5566 | 423 | 457 | 2053 | 2842 | 8.25 | 6 | 5.87 | 16.77 | 493.9429 | 1.303% | 45.4625 | 35.7213 | 156.9952 | 620.8925 | 859.0715 | 1.7392
2018-10-14 10:00 | 40333.7939 | 401 | 254 | 1860 | 2665 | 8.87 | 0.25 | 4 | 20.02 | 539.5211 | 1.338% | 47.5781 | 0.8494 | 99.5204 | 713.6752 | 861.6232 | 1.597
2018-10-14 11:00 | 42768.5839 | 423 | 271 | 1860 | 2665 | 13.82 | 0.53 | 4.75 | 20.61 | 598.7356 | 1.4% | 81.8387 | 2.0107 | 123.6849 | 768.9276 | 976.4619 | 1.6309
2018-10-14 12:00 | 45151.2148 | 396 | 201 | 1860 | 2665 | 17.59 | 0.51 | 6.04 | 23.75 | 665.9886 | 1.475% | 102.7445 | 1.512 | 165.7094 | 933.5943 | 1203.5603 | 1.8072
2018-10-14 13:00 | 47307.9489 | 342 | 207 | 1860 | 2665 | 24.54 | 0.74 | 12 | 36.17 | 732.4529 | 1.548% | 129.941 | 2.3716 | 345.573 | 1492.4209 | 1970.3066 | 2.69
2018-10-14 14:00 | 49213.387 | 315 | 185 | 1457 | 2614 | 28.21 | 1.82 | 10 | 36.94 | 728.9351 | 1.481% | 131.6192 | 4.9871 | 215.8068 | 1430.2372 | 1782.6503 | 2.4456
2018-10-14 15:00 | 50776.4791 | 269 | 183 | 1457 | 2614 | 27.27 | 2.32 | 10 | 43.43 | 734.074 | 1.446% | 106.051 | 6.1379 | 210.638 | 1641.2422 | 1964.069 | 2.6756
2018-10-14 16:00 | 51261.1865 | 206 | 235 | 1457 | 2614 | 23.05 | 2.3 | 9.98 | 40.89 | 734.3762 | 1.433% | 68.0249 | 7.7433 | 208.3148 | 1531.2731 | 1815.3561 | 2.472
2018-10-14 17:00 | 50689.8554 | 224 | 289 | 1457 | 2614 | 10.37 | 2.11 | 3.25 | 23.44 | 705.7984 | 1.392% | 32.3435 | 8.4906 | 65.933 | 853.1449 | 959.912 | 1.36
2018-10-14 18:00 | 49053.5664 | 352 | 377 | 1375 | 2747 | 10.41 | 3.11 | 1.59 | 18.52 | 690.0948 | 1.407% | 51.5503 | 16.4945 | 30.7566 | 715.7112 | 814.5126 | 1.1803
2018-10-14 19:00 | 48689.996 | 237 | 395 | 1375 | 2747 | 5 | 8.11 | 1.59 | 16.86 | 653.5587 | 1.342% | 15.9061 | 42.9994 | 29.3457 | 621.6717 | 709.9229 | 1.0862
2018-10-14 20:00 | 47322.3698 | 157 | 434 | 1375 | 2747 | 3 | 11.88 | 1.46 | 19.29 | 599.3829 | 1.267% | 5.9657 | 65.3046 | 25.4269 | 671.1642 | 767.8614 | 1.2811
2018-10-14 21:00 | 44960.5791 | 267 | 455 | 1375 | 2747 | 6.93 | 11.75 | 1.48 | 17.17 | 533.1091 | 1.186% | 21.9396 | 63.3919 | 24.1295 | 559.2593 | 668.7202 | 1.2544
2018-10-14 22:00 | 41783.2972 | 319 | 494 | 1037 | 2905 | 8.72 | 12.91 | 0.66 | 11.31 | 457.6668 | 1.095% | 30.4687 | 69.8554 | 7.4967 | 359.8781 | 467.6989 | 1.0219
2018-10-14 23:00 | 38488.8108 | 311 | 424 | 1037 | 2905 | 11.02 | 20 | 0.66 | 11.28 | 388.7194 | 1.01% | 34.6134 | 85.6441 | 6.9123 | 330.9459 | 458.1157 | 1.1785
2018-10-15 | 35956.2269 | 235 | 347 | 1037 | 2905 | 4 | 6 | 0.61 | 7.28 | 333.8761 | 0.9286% | 8.7285 | 19.3327 | 5.8738 | 196.3761 | 230.3111 | 0.68981
2018-10-15 01:00 | 34278.0182 | 174 | 257 | 1037 | 2905 | 2.61 | 4.01 | 0.61 | 4.5 | 292.1221 | 0.8522% | 3.8702 | 8.7827 | 5.3909 | 111.4057 | 129.4494 | 0.44313
2018-10-15 02:00 | 33273.6477 | 193 | 232 | 1637 | 2905 | 3.11 | 4.01 | 1.19 | 5.05 | 267.9662 | 0.8053% | 4.8339 | 7.4922 | 15.6883 | 118.1455 | 146.1599 | 0.54544
2018-10-15 03:00 | 32631.8636 | 193 | 184 | 1637 | 2905 | 3.11 | 3 | 1.17 | 4.5 | 261.6229 | 0.8017% | 4.8123 | 4.4256 | 15.3557 | 104.8075 | 129.4011 | 0.49461
2018-10-15 04:00 | 32965.3588 | 251 | 195 | 1637 | 2905 | 3 | 3 | 1.2 | 4.71 | 281.0781 | 0.8526% | 6.4204 | 4.988 | 16.7494 | 116.6638 | 144.8217 | 0.51524
2018-10-15 05:00 | 34648.5234 | 435 | 328 | 1637 | 2905 | 8.16 | 5.51 | 0.98 | 7.91 | 329.7808 | 0.9518% | 33.7847 | 17.2015 | 15.2692 | 218.7073 | 284.9626 | 0.8641
2018-10-15 06:00 | 37758.5218 | 553 | 234 | 2053 | 2842 | 12.6 | 0.88 | 4 | 15.72 | 363.2207 | 0.962% | 67.0272 | 1.9809 | 78.9959 | 429.7661 | 577.7701 | 1.5907
2018-10-15 07:00 | 39284.6321 | 358 | 230 | 2053 | 2842 | 4.61 | 0.68 | 3.71 | 13.69 | 378.2836 | 0.9629% | 15.892 | 1.506 | 73.3428 | 374.647 | 465.3879 | 1.2303
2018-10-15 08:00 | 39711.3232 | 372 | 184 | 2053 | 2842 | 5 | 0.01 | 4 | 13.41 | 392.7219 | 0.9889% | 18.3943 | 0.018197 | 81.2119 | 376.8978 | 476.5222 | 1.2134
2018-10-15 09:00 | 40432.1071 | 423 | 457 | 2053 | 2842 | 5.01 | 8.61 | 4.05 | 11.29 | 407.8914 | 1.009% | 21.3794 | 39.6952 | 83.8807 | 323.6951 | 468.6504 | 1.149
2018-10-15 10:00 | 40875.2252 | 401 | 254 | 1860 | 2665 | 5.01 | 0.76 | 3 | 13.04 | 421.5603 | 1.031% | 20.7196 | 1.9909 | 57.5485 | 358.4052 | 438.6642 | 1.0406
2018-10-15 11:00 | 40834.6803 | 423 | 271 | 1860 | 2665 | 7.53 | 1 | 2.69 | 15.84 | 426.6984 | 1.045% | 33.2834 | 2.8318 | 52.2826 | 441.1073 | 529.505 | 1.2409
2018-10-15 12:00 | 40538.3476 | 396 | 201 | 1860 | 2665 | 14.99 | 0.53 | 3.66 | 18.25 | 426.8165 | 1.053% | 62.4988 | 1.1216 | 71.6752 | 512.0769 | 647.3726 | 1.5167
2018-10-15 13:00 | 40083.8427 | 342 | 207 | 1860 | 2665 | 11.52 | 1.2 | 4.46 | 24.68 | 429.4801 | 1.071% | 42.2136 | 2.6615 | 88.8836 | 704.7192 | 838.4779 | 1.9523
2018-10-15 14:00 | 39577.9202 | 315 | 185 | 1457 | 2614 | 12.67 | 1.33 | 1.59 | 27.89 | 437.0787 | 1.104% | 44.0752 | 2.7173 | 25.5837 | 805.1203 | 877.4964 | 2.0076
2018-10-15 15:00 | 39431.1188 | 269 | 183 | 1457 | 2614 | 10.74 | 3.05 | 1.59 | 35.95 | 450.5982 | 1.143% | 33.0147 | 6.3782 | 26.4732 | 1073.8778 | 1139.744 | 2.5294
2018-10-15 16:00 | 39936.1842 | 206 | 235 | 1457 | 2614 | 10 | 1.4 | 1.59 | 38.44 | 480.7489 | 1.204% | 24.7981 | 3.9605 | 27.8874 | 1209.597 | 1266.243 | 2.6339
2018-10-15 17:00 | 40437.0364 | 224 | 289 | 1457 | 2614 | 14.36 | 2.26 | 2.44 | 30.65 | 511.7649 | 1.266% | 40.7093 | 8.266 | 44.9925 | 1013.975 | 1107.9429 | 2.1649
2018-10-15 18:00 | 41140.7268 | 352 | 377 | 1375 | 2747 | 17.6 | 7.93 | 1.27 | 34.98 | 528.0339 | 1.283% | 79.5143 | 38.3711 | 22.4128 | 1233.2988 | 1373.597 | 2.6013
2018-10-15 19:00 | 41863.373 | 237 | 395 | 1375 | 2747 | 8.92 | 8.61 | 0.99 | 31.5 | 529.2104 | 1.264% | 26.7244 | 42.9927 | 17.2081 | 1093.864 | 1180.7891 | 2.2312
2018-10-15 20:00 | 41205.6855 | 157 | 434 | 1375 | 2747 | 2.01 | 9.11 | 0.99 | 22.92 | 483.881 | 1.174% | 3.7058 | 46.429 | 15.9852 | 739.3579 | 805.478 | 1.6646
2018-10-15 21:00 | 39517.4147 | 267 | 455 | 1375 | 2747 | 7.7 | 4.01 | 0.99 | 17.34 | 431.7483 | 1.093% | 22.4618 | 19.9342 | 14.8724 | 520.4151 | 577.6834 | 1.338
2018-10-15 22:00 | 36808.8789 | 319 | 494 | 1037 | 2905 | 6.75 | 6 | 0.65 | 12.65 | 391.0416 | 1.062% | 22.8752 | 31.4883 | 7.1608 | 390.3975 | 451.9218 | 1.1557
2018-10-15 23:00 | 34467.7848 | 311 | 424 | 1037 | 2905 | 6 | 4.01 | 0.65 | 11.57 | 370.2031 | 1.074% | 20.0419 | 18.2615 | 7.2397 | 360.9991 | 406.5422 | 1.0982
2018-10-16 | 32790.9532 | 235 | 347 | 1037 | 2905 | 2.61 | 2.61 | 0.74 | 4.5 | 346.633 | 1.057% | 6.4837 | 9.5738 | 8.112 | 138.1893 | 162.3589 | 0.46839
2018-10-16 01:00 | 31827.0931 | 174 | 257 | 1037 | 2905 | 1 | 0.54 | 0.74 | 4.5 | 338.9556 | 1.065% | 1.8531 | 1.478 | 8.1725 | 139.2209 | 150.7245 | 0.44467
2018-10-16 02:00 | 31424.2628 | 193 | 232 | 1637 | 2905 | 2 | 0.01 | 0.99 | 4.5 | 341.9452 | 1.088% | 4.2003 | 0.025245 | 17.635 | 142.2493 | 164.1098 | 0.47993
2018-10-16 03:00 | 31405.8647 | 193 | 184 | 1637 | 2905 | 2 | 0.01 | 1.2 | 4.5 | 351.8458 | 1.12% | 4.3244 | 0.020614 | 22.0075 | 146.4537 | 172.8063 | 0.49114
2018-10-16 04:00 | 32116.0368 | 251 | 195 | 1637 | 2905 | 2.61 | 0.01 | 1.3 | 4.5 | 388.9729 | 1.211% | 7.9344 | 0.023617 | 25.7744 | 158.3274 | 192.0598 | 0.49376
2018-10-16 05:00 | 34284.5814 | 435 | 328 | 1637 | 2905 | 7.23 | 2.61 | 0.97 | 7.06 | 442.8455 | 1.292% | 40.6238 | 11.0578 | 20.5104 | 264.9136 | 337.1056 | 0.76123
2018-10-16 06:00 | 37804.9697 | 553 | 234 | 2053 | 2842 | 15.56 | 0.92 | 4.05 | 20.09 | 473.4291 | 1.252% | 107.7558 | 2.6959 | 104.1238 | 715.0066 | 929.5822 | 1.9635
2018-10-16 07:00 | 39436.8919 | 358 | 230 | 2053 | 2842 | 6.29 | 0.39 | 4.06 | 16.66 | 475.8611 | 1.207% | 27.1713 | 1.0824 | 100.5756 | 571.3162 | 700.1455 | 1.4713
2018-10-16 08:00 | 39494.7041 | 372 | 184 | 2053 | 2842 | 6.33 | 0.01 | 4 | 15.23 | 491.8108 | 1.245% | 29.3228 | 0.022913 | 102.2606 | 538.9931 | 670.5994 | 1.3635
2018-10-16 09:00 | 39962.1722 | 423 | 457 | 2053 | 2842 | 11.42 | 4.01 | 5 | 17.29 | 510.1189 | 1.277% | 61.6636 | 23.3928 | 131.0332 | 627.2511 | 843.3407 | 1.6532
2018-10-16 10:00 | 40278.8571 | 401 | 254 | 1860 | 2665 | 7.84 | 0.46 | 3.3 | 17.41 | 494.4867 | 1.228% | 38.5956 | 1.4344 | 75.3537 | 569.6046 | 684.9882 | 1.3853
2018-10-16 11:00 | 40237.4046 | 423 | 271 | 1860 | 2665 | 10.06 | 0.55 | 4.45 | 16.43 | 493.4495 | 1.226% | 52.1856 | 1.8279 | 101.5046 | 536.9669 | 692.485 | 1.4034
2018-10-16 12:00 | 39980.5667 | 396 | 201 | 1860 | 2665 | 10.22 | 0.1 | 5.1 | 19.63 | 489.678 | 1.225% | 49.5687 | 0.24618 | 116.1836 | 640.736 | 806.7345 | 1.6475
2018-10-16 13:00 | 39768.2135 | 342 | 207 | 1860 | 2665 | 10.07 | 0.51 | 5 | 23.58 | 481.4931 | 1.211% | 41.6975 | 1.2782 | 112.5996 | 760.8429 | 916.4182 | 1.9033
2018-10-16 14:00 | 39409.8704 | 315 | 185 | 1457 | 2614 | 10 | 1.11 | 1.82 | 24.76 | 475.1737 | 1.206% | 37.9803 | 2.476 | 31.9726 | 780.3755 | 852.8043 | 1.7947
2018-10-16 15:00 | 39134.9049 | 269 | 183 | 1457 | 2614 | 10 | 1.49 | 1.87 | 23.59 | 489.0286 | 1.25% | 33.6142 | 3.4073 | 34.0464 | 770.5547 | 841.6225 | 1.721
2018-10-16 16:00 | 39538.152 | 206 | 235 | 1457 | 2614 | 10 | 1.84 | 3.25 | 21.81 | 518.8764 | 1.312% | 27.0343 | 5.6746 | 62.1428 | 748.1847 | 843.0363 | 1.6247
2018-10-16 17:00 | 39714.2689 | 224 | 289 | 1457 | 2614 | 9.71 | 1.59 | 4.51 | 25.64 | 562.7313 | 1.417% | 30.8192 | 6.511 | 93.1088 | 949.6818 | 1080.1208 | 1.9194
2018-10-16 18:00 | 40177.6816 | 352 | 377 | 1375 | 2747 | 20.3 | 2.51 | 1.59 | 34.51 | 575.4485 | 1.432% | 102.3435 | 13.553 | 31.3128 | 1357.7668 | 1504.9761 | 2.6153
2018-10-16 19:00 | 40911.9938 | 237 | 395 | 1375 | 2747 | 24.64 | 2.61 | 1.59 | 38.45 | 557.2906 | 1.362% | 79.5463 | 14.0433 | 29.7804 | 1438.7525 | 1562.1226 | 2.8031
2018-10-16 20:00 | 40257.9472 | 157 | 434 | 1375 | 2747 | 5.05 | 8.11 | 1.52 | 19.55 | 508.2774 | 1.263% | 10.0101 | 44.4385 | 26.3873 | 678.0389 | 758.8749 | 1.493
2018-10-16 21:00 | 38579.9726 | 267 | 455 | 1375 | 2747 | 7.47 | 4.68 | 1.49 | 18.17 | 438.6655 | 1.137% | 22.6779 | 24.2119 | 23.2949 | 567.5253 | 637.71 | 1.4537
2018-10-16 22:00 | 36023.6868 | 319 | 494 | 1037 | 2905 | 7.26 | 5.21 | 0.64 | 10.76 | 401.6716 | 1.115% | 25.8232 | 28.6977 | 7.4002 | 348.531 | 410.4521 | 1.0219
2018-10-16 23:00 | 33611.8317 | 311 | 424 | 1037 | 2905 | 9.68 | 4.01 | 0.64 | 11.71 | 375.7417 | 1.118% | 33.6537 | 19.0067 | 7.4192 | 380.2771 | 440.3567 | 1.172
2018-10-17 | 31957.2618 | 235 | 347 | 1037 | 2905 | 2.98 | 3 | 0.73 | 5.03 | 356.9435 | 1.117% | 7.8219 | 11.6273 | 8.4553 | 163.209 | 191.1136 | 0.53542
2018-10-17 01:00 | 31019.5289 | 174 | 257 | 1037 | 2905 | 1 | 2.11 | 0.73 | 4.08 | 353.5455 | 1.14% | 1.9832 | 6.1805 | 8.628 | 135.0879 | 151.8796 | 0.42959
2018-10-17 02:00 | 30558.6343 | 193 | 232 | 1637 | 2905 | 2 | 0.35 | 1.31 | 3.09 | 345.1005 | 1.129% | 4.3591 | 0.917 | 24.2176 | 101.3716 | 130.8653 | 0.37921
2018-10-17 03:00 | 30464.2076 | 193 | 184 | 1637 | 2905 | 2 | 0.01 | 0.99 | 3 | 360.0854 | 1.182% | 4.5625 | 0.021749 | 19.1558 | 103.0109 | 126.7509 | 0.352
2018-10-17 04:00 | 31080.9697 | 251 | 195 | 1637 | 2905 | 2.61 | 0.03 | 1.17 | 3.49 | 389.7521 | 1.254% | 8.215 | 0.073358 | 24.0175 | 127.1351 | 159.441 | 0.40908
2018-10-17 05:00 | 33167.7003 | 435 | 328 | 1637 | 2905 | 6.91 | 3 | 0.97 | 6.91 | 458.68 | 1.383% | 41.5683 | 13.6079 | 21.9591 | 277.5995 | 354.7347 | 0.77338
2018-10-17 06:00 | 36628.5569 | 553 | 234 | 2053 | 2842 | 23.15 | 1.47 | 6 | 28.15 | 468.9539 | 1.28% | 163.9028 | 4.404 | 157.7068 | 1024.2661 | 1350.2798 | 2.8793
2018-10-17 07:00 | 38028.8561 | 358 | 230 | 2053 | 2842 | 9.71 | 0.72 | 5.61 | 21.75 | 466.1766 | 1.226% | 42.6127 | 2.03 | 141.1852 | 757.7406 | 943.5686 | 2.0241
2018-10-17 08:00 | 37901.75 | 372 | 184 | 2053 | 2842 | 7.32 | 0.01 | 4 | 16.87 | 458.6618 | 1.21% | 32.9524 | 0.022266 | 99.3762 | 580.1929 | 712.5438 | 1.5535
2018-10-17 09:00 | 38100.9215 | 423 | 457 | 2053 | 2842 | 12 | 5.26 | 5.5 | 18.07 | 467.5223 | 1.227% | 62.2857 | 29.4964 | 138.5538 | 630.1574 | 860.4933 | 1.8405
2018-10-17 10:00 | 38240.053 | 401 | 254 | 1860 | 2665 | 8.43 | 0.65 | 3.71 | 18.94 | 455.306 | 1.191% | 40.2492 | 1.9658 | 82.1621 | 600.9828 | 725.3599 | 1.5931
2018-10-17 11:00 | 38089.4531 | 423 | 271 | 1860 | 2665 | 9.22 | 0.94 | 3.97 | 17.01 | 446.2954 | 1.172% | 45.6971 | 2.9848 | 86.5209 | 531.1525 | 666.3553 | 1.4931
2018-10-17 12:00 | 37829.3789 | 396 | 201 | 1860 | 2665 | 8.83 | 0.27 | 5 | 20.66 | 440.375 | 1.164% | 40.7051 | 0.63176 | 108.2621 | 640.9453 | 790.5443 | 1.7952
2018-10-17 13:00 | 37737.6058 | 342 | 207 | 1860 | 2665 | 8.92 | 0.45 | 5 | 22.47 | 422.4065 | 1.119% | 34.1466 | 1.0427 | 104.0972 | 670.2804 | 809.5668 | 1.9166
2018-10-17 14:00 | 37498.8128 | 315 | 185 | 1457 | 2614 | 9.43 | 0.55 | 1.59 | 31.09 | 409.8757 | 1.093% | 32.4681 | 1.1122 | 25.3216 | 888.3027 | 947.2046 | 2.311
2018-10-17 15:00 | 37421.4404 | 269 | 183 | 1457 | 2614 | 9.3 | 0.69 | 1.59 | 24.93 | 406.1219 | 1.085% | 27.1501 | 1.3704 | 25.1416 | 707.235 | 760.897 | 1.8736
2018-10-17 16:00 | 37808.6595 | 206 | 235 | 1457 | 2614 | 10 | 1 | 1.59 | 20.3 | 432.0679 | 1.143% | 23.5412 | 2.6855 | 26.4739 | 606.4044 | 659.105 | 1.5255
2018-10-17 17:00 | 38264.6686 | 224 | 289 | 1457 | 2614 | 9.98 | 1.75 | 4.78 | 30.11 | 466.9687 | 1.22% | 27.2815 | 6.172 | 84.9918 | 960.5194 | 1078.9647 | 2.3106
2018-10-17 18:00 | 38955.121 | 352 | 377 | 1375 | 2747 | 20 | 2.27 | 1.59 | 36.6 | 502.1784 | 1.289% | 90.7541 | 11.0322 | 28.1834 | 1296.0842 | 1426.0539 | 2.8397
2018-10-17 19:00 | 39735.0738 | 237 | 395 | 1375 | 2747 | 16.15 | 3.11 | 1.59 | 34.99 | 488.9868 | 1.231% | 47.1025 | 15.1175 | 26.9044 | 1182.8391 | 1271.9635 | 2.6012
2018-10-17 20:00 | 39198.0406 | 157 | 434 | 1375 | 2747 | 3.67 | 6.47 | 1.28 | 21.95 | 470.6779 | 1.201% | 6.9187 | 33.7173 | 21.1335 | 724.0234 | 785.793 | 1.6695
2018-10-17 21:00 | 37679.2633 | 267 | 455 | 1375 | 2747 | 8.18 | 6 | 1.37 | 16.78 | 421.4889 | 1.119% | 24.4314 | 30.5384 | 21.0721 | 515.6254 | 591.6673 | 1.4038
2018-10-17 22:00 | 35302.5872 | 319 | 494 | 1037 | 2905 | 9.38 | 6 | 0.63 | 12.1 | 377.6664 | 1.07% | 32.0107 | 31.7088 | 6.9891 | 376.0394 | 446.748 | 1.1829
2018-10-17 23:00 | 32962.0541 | 311 | 424 | 1037 | 2905 | 7.28 | 3.98 | 0.63 | 10 | 360.7226 | 1.094% | 24.7771 | 18.4675 | 7.1495 | 317.9107 | 368.3049 | 1.021
2018-10-18 | 31297.6896 | 235 | 347 | 1037 | 2905 | 3 | 2.61 | 0.72 | 4.5 | 343.616 | 1.098% | 7.7402 | 9.9433 | 8.1973 | 143.5224 | 169.4032 | 0.493
2018-10-18 01:00 | 30328.9345 | 174 | 257 | 1037 | 2905 | 2.01 | 1.09 | 0.72 | 4.03 | 338.956 | 1.118% | 3.9087 | 3.1307 | 8.3444 | 130.839 | 146.2229 | 0.43139
2018-10-18 02:00 | 29827.5905 | 193 | 232 | 1637 | 2905 | 2.11 | 0.01 | 1.05 | 3 | 336.9017 | 1.129% | 4.5997 | 0.026204 | 19.4144 | 98.4357 | 122.4759 | 0.36354
2018-10-18 03:00 | 29708.716 | 193 | 184 | 1637 | 2905 | 2.11 | 0.01 | 0.98 | 3 | 356.1213 | 1.199% | 4.8815 | 0.022056 | 19.2304 | 104.4676 | 128.6016 | 0.36112
2018-10-18 04:00 | 30314.8937 | 251 | 195 | 1637 | 2905 | 2.86 | 0.01 | 0.99 | 3.06 | 392.0135 | 1.293% | 9.2829 | 0.025216 | 20.957 | 114.9509 | 145.2161 | 0.37044
2018-10-18 05:00 | 32296.5055 | 435 | 328 | 1637 | 2905 | 6.41 | 2.11 | 1.4 | 6.41 | 457.5466 | 1.417% | 39.5027 | 9.8047 | 32.4681 | 263.8056 | 345.5811 | 0.75529
2018-10-18 06:00 | 35734.274 | 553 | 234 | 2053 | 2842 | 11.45 | 0.75 | 5.5 | 16.76 | 481.0037 | 1.346% | 85.2303 | 2.3623 | 151.99 | 641.1528 | 880.7354 | 1.831
2018-10-18 07:00 | 37156.0761 | 358 | 230 | 2053 | 2842 | 5.9 | 0.35 | 5 | 11.31 | 476.1343 | 1.281% | 27.0667 | 1.0316 | 131.5402 | 411.8948 | 571.5333 | 1.2004
2018-10-18 08:00 | 37001.4 | 372 | 184 | 2053 | 2842 | 5.98 | 0.01 | 4 | 13.84 | 475.6772 | 1.286% | 28.5982 | 0.023654 | 105.5706 | 505.655 | 639.8475 | 1.3451
2018-10-18 09:00 | 37255.1338 | 423 | 457 | 2053 | 2842 | 9.65 | 4.01 | 3.5 | 13.05 | 471.1959 | 1.265% | 51.6277 | 23.178 | 90.8808 | 469.0833 | 634.7699 | 1.3471
2018-10-18 10:00 | 37441.3212 | 401 | 254 | 1860 | 2665 | 8 | 0.68 | 1.69 | 13.24 | 461.0948 | 1.232% | 39.5069 | 2.1271 | 38.7114 | 434.5345 | 514.8799 | 1.1166
2018-10-18 11:00 | 37314.7434 | 423 | 271 | 1860 | 2665 | 9.34 | 0.72 | 2.02 | 14.12 | 450.6855 | 1.208% | 47.7178 | 2.3566 | 45.3793 | 454.4908 | 549.9445 | 1.2202
2018-10-18 12:00 | 37082.373 | 396 | 201 | 1860 | 2665 | 7.61 | 0.08 | 3.98 | 15.1 | 439.647 | 1.186% | 35.7286 | 0.19064 | 87.7673 | 477.1015 | 600.7881 | 1.3665
2018-10-18 13:00 | 36903.7753 | 342 | 207 | 1860 | 2665 | 7.04 | 0.69 | 3.53 | 17.84 | 432.3306 | 1.172% | 28.2062 | 1.6733 | 76.9189 | 556.977 | 663.7752 | 1.5353
2018-10-18 14:00 | 36721.5839 | 315 | 185 | 1457 | 2614 | 8.3 | 0.56 | 1.34 | 26.55 | 435.4809 | 1.186% | 31.0053 | 1.2286 | 23.1533 | 823.034 | 878.4212 | 2.0171
2018-10-18 15:00 | 36570.5843 | 269 | 183 | 1457 | 2614 | 10 | 1 | 1.59 | 21.86 | 444.0808 | 1.214% | 32.665 | 2.2222 | 28.1311 | 693.8824 | 756.9006 | 1.7044
2018-10-18 16:00 | 36678.0807 | 206 | 235 | 1457 | 2614 | 7.36 | 1 | 1.59 | 19.44 | 462.5253 | 1.261% | 19.1194 | 2.9634 | 29.2136 | 640.8121 | 692.1086 | 1.4964
2018-10-18 17:00 | 36763.04 | 224 | 289 | 1457 | 2614 | 9.57 | 1.89 | 4.37 | 22.11 | 482.0212 | 1.311% | 28.107 | 7.1617 | 83.4826 | 757.7904 | 876.5416 | 1.8185
2018-10-18 18:00 | 37250.15 | 352 | 377 | 1375 | 2747 | 16.31 | 2.11 | 1.59 | 26.05 | 499.4629 | 1.341% | 76.9789 | 10.6659 | 29.314 | 959.4926 | 1076.4515 | 2.1552
2018-10-18 19:00 | 38255.1982 | 237 | 395 | 1375 | 2747 | 15.14 | 2.61 | 1.59 | 33.1 | 486.9859 | 1.273% | 45.6773 | 13.1239 | 27.8308 | 1157.4775 | 1244.1095 | 2.5547
2018-10-18 20:00 | 37857.1875 | 157 | 434 | 1375 | 2747 | 4 | 3.11 | 1.44 | 20 | 456.5509 | 1.206% | 7.5736 | 16.2776 | 23.8784 | 662.5666 | 710.2963 | 1.5558
2018-10-18 21:00 | 36626.5426 | 267 | 455 | 1375 | 2747 | 8 | 4.01 | 1.28 | 15 | 406.0024 | 1.108% | 23.6774 | 20.225 | 19.5095 | 456.7543 | 520.1662 | 1.2812
2018-10-18 22:00 | 34501.5723 | 319 | 494 | 1037 | 2905 | 6.11 | 6 | 0.79 | 10.91 | 354.9746 | 1.029% | 20.0535 | 30.4956 | 8.4288 | 326.0838 | 385.0616 | 1.0848
2018-10-18 23:00 | 32273.2145 | 311 | 424 | 1037 | 2905 | 6.8 | 3.5 | 0.78 | 11.09 | 323.5065 | 1.002% | 21.1987 | 14.8756 | 8.108 | 322.9375 | 367.1198 | 1.1348
2018-10-19 | 30551.2514 | 235 | 347 | 1037 | 2905 | 3.71 | 4.01 | 0.71 | 5.39 | 307.4425 | 1.006% | 8.7736 | 14.0026 | 7.4092 | 157.5687 | 187.7541 | 0.6107
2018-10-19 01:00 | 29492.8147 | 174 | 257 | 1037 | 2905 | 2.61 | 3.44 | 0.71 | 3 | 299.4425 | 1.015% | 4.6109 | 8.9761 | 7.4754 | 88.484 | 109.5464 | 0.36583
2018-10-19 02:00 | 28882.3924 | 193 | 232 | 1637 | 2905 | 2.61 | 3 | 0.99 | 3 | 298.4457 | 1.033% | 5.2051 | 7.1919 | 16.7462 | 90.0533 | 119.1965 | 0.39939
2018-10-19 03:00 | 28747.2557 | 193 | 184 | 1637 | 2905 | 2.61 | 2.61 | 0.97 | 3 | 305.1153 | 1.061% | 5.3464 | 5.0971 | 16.8534 | 92.4986 | 119.7956 | 0.39262
2018-10-19 04:00 | 29252.7965 | 251 | 195 | 1637 | 2905 | 2.61 | 2.61 | 0.98 | 3 | 333.1999 | 1.139% | 7.4619 | 5.7971 | 18.2731 | 99.267 | 130.7992 | 0.39255
2018-10-19 05:00 | 31050.0581 | 435 | 328 | 1637 | 2905 | 6.41 | 3.98 | 0.99 | 6.61 | 391.4757 | 1.261% | 35.1552 | 16.4588 | 20.4327 | 242.0973 | 314.1441 | 0.80246
2018-10-19 06:00 | 34110.0465 | 553 | 234 | 2053 | 2842 | 16.18 | 1.15 | 4 | 16.74 | 424.0527 | 1.243% | 111.2349 | 3.3454 | 102.0908 | 591.4486 | 808.1197 | 1.9057
2018-10-19 07:00 | 35648.0494 | 358 | 230 | 2053 | 2842 | 7.62 | 0.56 | 3.39 | 12.62 | 429.9555 | 1.206% | 32.9023 | 1.5535 | 83.9414 | 432.5847 | 550.9819 | 1.2815
2018-10-19 08:00 | 35888.9602 | 372 | 184 | 2053 | 2842 | 7.58 | 0.25 | 2.75 | 12.58 | 436.2328 | 1.216% | 34.2744 | 0.55913 | 68.6245 | 434.5724 | 538.0304 | 1.2334
2018-10-19 09:00 | 36556.1465 | 423 | 457 | 2053 | 2842 | 8.47 | 4.01 | 3.49 | 12.77 | 439.5307 | 1.202% | 43.0777 | 22.0338 | 86.1476 | 436.3588 | 587.6179 | 1.3369
2018-10-19 10:00 | 37269.4915 | 401 | 254 | 1860 | 2665 | 7.28 | 0.43 | 1.59 | 12 | 436.3182 | 1.171% | 34.1763 | 1.2787 | 34.6226 | 374.3935 | 444.4712 | 1.0187
2018-10-19 11:00 | 37704.4137 | 423 | 271 | 1860 | 2665 | 9.16 | 0.5 | 1.59 | 14.03 | 430.2693 | 1.141% | 44.2165 | 1.5463 | 33.7488 | 426.6808 | 506.1923 | 1.1765
2018-10-19 12:00 | 37940.3659 | 396 | 201 | 1860 | 2665 | 7.97 | 0.08 | 4 | 16.16 | 423.1917 | 1.115% | 35.2038 | 0.17936 | 82.9867 | 480.3681 | 598.7379 | 1.4148
2018-10-19 13:00 | 38339.0221 | 342 | 207 | 1860 | 2665 | 7 | 0.32 | 3.62 | 21.05 | 416.3527 | 1.086% | 25.9983 | 0.71935 | 73.121 | 609.2137 | 709.0522 | 1.703
2018-10-19 14:00 | 38459.3284 | 315 | 185 | 1457 | 2614 | 10 | 0.7 | 1.58 | 21.03 | 409.9539 | 1.066% | 33.5772 | 1.3804 | 24.5386 | 585.9737 | 645.4699 | 1.5745
2018-10-19 15:00 | 38739.7598 | 269 | 183 | 1457 | 2614 | 10 | 1.23 | 1.59 | 24.62 | 408.3762 | 1.054% | 28.3567 | 2.3728 | 24.4208 | 678.4176 | 733.5679 | 1.7963
2018-10-19 16:00 | 38353.9264 | 206 | 235 | 1457 | 2614 | 8.97 | 1 | 1.67 | 22.22 | 420.0065 | 1.095% | 20.2351 | 2.5734 | 26.6454 | 636.0567 | 685.5106 | 1.6321
2018-10-19 17:00 | 38159.4231 | 224 | 289 | 1457 | 2614 | 7.77 | 1.93 | 4.1 | 18.82 | 434.9273 | 1.14% | 19.8374 | 6.3573 | 68.0861 | 560.7122 | 654.9929 | 1.506
2018-10-19 18:00 | 38132.622 | 352 | 377 | 1375 | 2747 | 13.52 | 2.11 | 1.59 | 20.86 | 442.0404 | 1.159% | 55.1677 | 9.2212 | 25.3434 | 664.2603 | 753.9926 | 1.7057
2018-10-19 19:00 | 38555.8958 | 237 | 395 | 1375 | 2747 | 9.16 | 2.61 | 1.59 | 25 | 433.7486 | 1.125% | 24.4226 | 11.598 | 24.595 | 772.5844 | 833.2 | 1.9209
2018-10-19 20:00 | 37978.8535 | 157 | 434 | 1375 | 2747 | 3 | 5.07 | 1.5 | 16.12 | 416.5369 | 1.097% | 5.1657 | 24.1329 | 22.6207 | 485.6634 | 537.5827 | 1.2906
2018-10-19 21:00 | 36801.3248 | 267 | 455 | 1375 | 2747 | 7.78 | 5.83 | 1.48 | 15.53 | 387.8906 | 1.054% | 21.8946 | 27.9593 | 21.4492 | 449.6514 | 520.9544 | 1.343
2018-10-19 22:00 | 35034.164 | 319 | 494 | 1037 | 2905 | 8.87 | 6 | 0.78 | 11.56 | 348.0963 | 0.9936% | 28.114 | 29.45 | 8.0368 | 333.6657 | 399.2664 | 1.147
2018-10-19 23:00 | 33284.1669 | 311 | 424 | 1037 | 2905 | 6 | 3.01 | 0.77 | 10.44 | 314.7932 | 0.9458% | 17.6482 | 12.0704 | 7.5519 | 286.8364 | 324.1069 | 1.0296
2018-10-20 | 31561.1009 | 235 | 347 | 1037 | 2905 | 4 | 3 | 0.74 | 9.16 | 287.3103 | 0.9103% | 8.5571 | 9.4765 | 6.9857 | 242.2371 | 267.2564 | 0.9302
2018-10-20 01:00 | 30304.4458 | 174 | 257 | 1037 | 2905 | 2.61 | 3.5 | 0.74 | 6.72 | 269.3751 | 0.8889% | 4.0368 | 7.9956 | 6.8212 | 173.5268 | 192.3804 | 0.71417
2018-10-20 02:00 | 29368.6577 | 193 | 232 | 1637 | 2905 | 2.61 | 3.5 | 0.98 | 6 | 268.3075 | 0.9136% | 4.602 | 7.4183 | 14.6563 | 159.2378 | 185.9143 | 0.69292
2018-10-20 03:00 | 28860.8138 | 193 | 184 | 1637 | 2905 | 2.61 | 2.61 | 0.96 | 4 | 268.4248 | 0.9301% | 4.685 | 4.4666 | 14.6162 | 108.0737 | 131.8415 | 0.49117
2018-10-20 04:00 | 28810.3702 | 251 | 195 | 1637 | 2905 | 2.9 | 3 | 0.97 | 4 | 265.6704 | 0.9221% | 6.7122 | 5.3945 | 14.6425 | 107.1521 | 133.9012 | 0.50401
2018-10-20 05:00 | 29371.2916 | 435 | 328 | 1637 | 2905 | 4.81 | 4.72 | 1.13 | 5.01 | 278.8613 | 0.9494% | 19.8655 | 14.6988 | 17.5627 | 138.1812 | 190.3082 | 0.68245
2018-10-20 06:00 | 30511.4666 | 553 | 234 | 2053 | 2842 | 13.29 | 3.01 | 4 | 13.49 | 313.1439 | 1.026% | 75.4277 | 7.2288 | 84.281 | 393.4748 | 560.4123 | 1.7896
2018-10-20 07:00 | 31858.1848 | 358 | 230 | 2053 | 2842 | 6.99 | 2.61 | 4 | 12.3 | 361.8401 | 1.136% | 28.4221 | 6.8181 | 93.2706 | 397.0314 | 525.5422 | 1.4524
2018-10-20 08:00 | 33066.166 | 372 | 184 | 2053 | 2842 | 7.01 | 0.22 | 4 | 13.51 | 399.8283 | 1.209% | 31.5319 | 0.48947 | 99.2976 | 464.2684 | 595.5874 | 1.4896
2018-10-20 09:00 | 34528.372 | 423 | 457 | 2053 | 2842 | 7.21 | 4.58 | 4 | 13.85 | 415.7977 | 1.204% | 36.7267 | 25.2051 | 98.8906 | 474.0017 | 634.824 | 1.5268
2018-10-20 10:00 | 35443.5904 | 401 | 254 | 1860 | 2665 | 7.04 | 1.21 | 2.75 | 16.38 | 417.7873 | 1.179% | 33.2763 | 3.6227 | 60.2925 | 514.5513 | 611.7428 | 1.4642
2018-10-20 11:00 | 35764.3857 | 423 | 271 | 1860 | 2665 | 8.61 | 0.57 | 3.75 | 19.99 | 410.6745 | 1.148% | 41.8206 | 1.7737 | 80.0924 | 611.7261 | 735.4129 | 1.7907
2018-10-20 12:00 | 35728.6305 | 396 | 201 | 1860 | 2665 | 7 | 0.08 | 4.12 | 20 | 401.2473 | 1.123% | 31.1307 | 0.18059 | 86.0609 | 598.5811 | 715.9533 | 1.7843
2018-10-20 13:00 | 35665.8864 | 342 | 207 | 1860 | 2665 | 7 | 0.24 | 3.91 | 23.85 | 379.5007 | 1.064% | 25.4732 | 0.52862 | 77.3837 | 676.309 | 779.6945 | 2.0545
2018-10-20 14:00 | 35578.9873 | 315 | 185 | 1457 | 2614 | 8.61 | 0.36 | 1.59 | 24.29 | 373.5275 | 1.05% | 28.4736 | 0.6992 | 24.3212 | 666.5951 | 720.0891 | 1.9278
2018-10-20 15:00 | 35373.0198 | 269 | 183 | 1457 | 2614 | 8.74 | 0.49 | 1.55 | 28.46 | 364.9209 | 1.032% | 24.2544 | 0.92507 | 23.298 | 767.48 | 815.9575 | 2.236
2018-10-20 16:00 | 35276.206 | 206 | 235 | 1457 | 2614 | 8.16 | 1.22 | 1.62 | 31.13 | 370.1902 | 1.049% | 17.6401 | 3.0086 | 24.7695 | 853.9408 | 899.359 | 2.4295
2018-10-20 17:00 | 35112.9772 | 224 | 289 | 1457 | 2614 | 7 | 1.59 | 3.27 | 26.35 | 391.978 | 1.116% | 17.5041 | 5.1297 | 53.1865 | 768.9185 | 844.7387 | 2.1551
2018-10-20 18:00 | 35185.1559 | 352 | 377 | 1375 | 2747 | 8 | 3.46 | 1.53 | 29.1 | 406.2678 | 1.155% | 32.5151 | 15.0616 | 24.2911 | 923.0062 | 994.874 | 2.4488
2018-10-20 19:00 | 35878.54 | 237 | 395 | 1375 | 2747 | 5 | 4.97 | 1.45 | 25 | 389.6921 | 1.086% | 12.8708 | 21.3226 | 21.655 | 745.9085 | 801.7569 | 2.0574
2018-10-20 20:00 | 35394.6572 | 157 | 434 | 1375 | 2747 | 3 | 5.26 | 1.42 | 17.09 | 375.7838 | 1.062% | 5.0006 | 24.2368 | 20.7296 | 498.4264 | 548.3934 | 1.4593
2018-10-20 21:00 | 34553.3187 | 267 | 455 | 1375 | 2747 | 6 | 5.94 | 1.47 | 15.72 | 362.1642 | 1.048% | 16.7911 | 28.3278 | 21.1854 | 452.6129 | 518.9172 | 1.4328
2018-10-20 22:00 | 33229.7036 | 319 | 494 | 1037 | 2905 | 7.12 | 6 | 0.74 | 10.56 | 337.6113 | 1.016% | 23.076 | 30.114 | 7.7965 | 311.674 | 372.6606 | 1.1038
2018-10-20 23:00 | 31581.0952 | 311 | 424 | 1037 | 2905 | 6.64 | 6 | 0.74 | 10 | 310.1492 | 0.9821% | 20.2802 | 24.9839 | 7.5362 | 285.292 | 338.0923 | 1.0901
2018-10-21 | 30062.3043 | 235 | 347 | 1037 | 2905 | 4.27 | 5.57 | 0.73 | 9.27 | 296.8445 | 0.9874% | 9.9084 | 19.085 | 7.475 | 265.9087 | 302.377 | 1.0186
2018-10-21 01:00 | 28952.8966 | 174 | 257 | 1037 | 2905 | 2.62 | 4.01 | 0.73 | 7.75 | 287.3409 | 0.9924% | 4.5243 | 10.2278 | 7.5129 | 223.436 | 245.7011 | 0.85509
2018-10-21 02:00 | 28275.5495 | 193 | 232 | 1637 | 2905 | 2.78 | 4.01 | 0.97 | 7.75 | 282.6305 | 0.9996% | 5.363 | 9.2991 | 15.8719 | 225.038 | 255.572 | 0.90426
2018-10-21 03:00 | 27899.152 | 193 | 184 | 1637 | 2905 | 2.61 | 3 | 0.95 | 7.61 | 286.9539 | 1.029% | 5.1811 | 5.6775 | 15.9953 | 227.3798 | 254.2337 | 0.88597
2018-10-21 04:00 | 27877.0399 | 251 | 195 | 1637 | 2905 | 3 | 3.46 | 0.96 | 7.75 | 300.2492 | 1.077% | 8.1102 | 7.2668 | 16.926 | 242.484 | 274.787 | 0.9152
2018-10-21 05:00 | 28220.0506 | 435 | 328 | 1637 | 2905 | 7.55 | 4.7 | 1.35 | 7.75 | 323.1545 | 1.145% | 37.6087 | 17.6532 | 25.3067 | 257.8103 | 338.3789 | 1.0471
2018-10-21 06:00 | 29091.8867 | 553 | 234 | 2053 | 2842 | 18 | 2.11 | 5.5 | 24 | 360.6502 | 1.24% | 123.3991 | 6.1209 | 139.98 | 845.57 | 1115.0699 | 3.0918
2018-10-21 07:00 | 30074.5499 | 358 | 230 | 2053 | 2842 | 5.79 | 2.11 | 4.99 | 20 | 398.6627 | 1.326% | 27.4769 | 6.433 | 135.7988 | 753.4605 | 923.1693 | 2.3157
2018-10-21 08:00 | 31164.1699 | 372 | 184 | 2053 | 2842 | 5.64 | 0.07 | 4.32 | 21 | 418.2414 | 1.342% | 28.1575 | 0.17286 | 119.0266 | 800.9674 | 948.3243 | 2.2674
2018-10-21 09:00 | 32378.7452 | 423 | 457 | 2053 | 2842 | 9.47 | 5.23 | 4.99 | 20 | 418.7669 | 1.293% | 51.8087 | 30.9122 | 132.4957 | 735.1339 | 950.3505 | 2.2694
2018-10-21 10:00 | 33102.0839 | 401 | 254 | 1860 | 2665 | 8.57 | 0.96 | 2.98 | 20 | 410.2631 | 1.239% | 42.5924 | 3.0221 | 68.6968 | 660.5936 | 774.9049 | 1.8888
2018-10-21 11:00 | 33455.7715 | 423 | 271 | 1860 | 2665 | 10.32 | 0.57 | 4.26 | 18.51 | 412.2154 | 1.232% | 53.7865 | 1.9033 | 97.6283 | 607.7945 | 761.1125 | 1.8464
2018-10-21 12:00 | 33698.9693 | 396 | 201 | 1860 | 2665 | 9.6 | 0.12 | 5 | 19.82 | 410.4118 | 1.218% | 46.2988 | 0.29375 | 113.2625 | 643.286 | 803.1411 | 1.9569
2018-10-21 13:00 | 33879.6611 | 342 | 207 | 1860 | 2665 | 8.92 | 0.04 | 4.18 | 30 | 407.674 | 1.203% | 36.7084 | 0.099633 | 93.5542 | 962.0385 | 1092.4007 | 2.6796
2018-10-21 14:00 | 34086.9528 | 315 | 185 | 1457 | 2614 | 8.86 | 0.01 | 1.59 | 45 | 413.0448 | 1.212% | 33.8184 | 0.022417 | 28.0715 | 1425.3682 | 1487.2806 | 3.6008
2018-10-21 15:00 | 34377.2721 | 269 | 183 | 1457 | 2614 | 10 | 0.09 | 1.59 | 55 | 421.1981 | 1.225% | 32.9585 | 0.20179 | 28.3839 | 1761.5023 | 1823.0465 | 4.3282
2018-10-21 16:00 | 34644.083 | 206 | 235 | 1457 | 2614 | 6.45 | 0.77 | 1.59 | 55 | 436.6199 | 1.26% | 16.7456 | 2.2805 | 29.1965 | 1811.9354 | 1860.158 | 4.2604
2018-10-21 17:00 | 34777.431 | 224 | 289 | 1457 | 2614 | 7 | 2.11 | 2.85 | 45 | 447.5444 | 1.287% | 20.1783 | 7.8473 | 53.4371 | 1513.7591 | 1595.2218 | 3.5644
2018-10-21 18:00 | 34989.5133 | 352 | 377 | 1375 | 2747 | 12.16 | 4.26 | 1.42 | 35 | 478.6025 | 1.368% | 58.5482 | 21.9679 | 26.7072 | 1315.1152 | 1422.3384 | 2.9719
2018-10-21 19:00 | 36533.2786 | 237 | 395 | 1375 | 2747 | 7.87 | 3.5 | 1.51 | 32.41 | 461.8479 | 1.264% | 23.5794 | 17.4773 | 26.2476 | 1125.5065 | 1192.8109 | 2.5827
2018-10-21 20:00 | 36204.9629 | 157 | 434 | 1375 | 2747 | 4 | 4.01 | 1.43 | 25.59 | 429.5962 | 1.187% | 7.4516 | 20.6503 | 23.3309 | 834.106 | 885.5388 | 2.0613
2018-10-21 21:00 | 35053.7064 | 267 | 455 | 1375 | 2747 | 5.18 | 4.01 | 1.46 | 19.82 | 377.5618 | 1.077% | 14.8969 | 19.6521 | 21.6227 | 586.4303 | 642.602 | 1.702
2018-10-21 22:00 | 32956.728 | 319 | 494 | 1037 | 2905 | 9.04 | 4.01 | 0.73 | 15.61 | 323.2261 | 0.9808% | 28.2827 | 19.4282 | 7.4244 | 444.7453 | 499.8807 | 1.5465
2018-10-21 23:00 | 30669.6461 | 311 | 424 | 1037 | 2905 | 7.65 | 4.81 | 0.73 | 12.65 | 284.9076 | 0.929% | 22.1013 | 18.9455 | 7.0323 | 341.3752 | 389.4542 | 1.3669
2018-10-22 | 29070.5289 | 235 | 347 | 1037 | 2905 | 2.96 | 6 | 0.72 | 10 | 269.7565 | 0.9279% | 6.4547 | 19.3197 | 6.9284 | 269.566 | 302.2688 | 1.1205
2018-10-22 01:00 | 28124.6001 | 174 | 257 | 1037 | 2905 | 2.31 | 4.01 | 0.72 | 9.38 | 256.0013 | 0.9102% | 3.6586 | 9.3807 | 6.7962 | 248.0303 | 267.8658 | 1.0463
2018-10-22 02:00 | 27747.3761 | 193 | 232 | 1637 | 2905 | 2.61 | 4.01 | 0.97 | 11.61 | 249.9219 | 0.9007% | 4.5371 | 8.3794 | 14.3022 | 303.7811 | 330.9998 | 1.3244
2018-10-22 03:00 | 27778.9326 | 193 | 184 | 1637 | 2905 | 2.61 | 3 | 0.97 | 7.75 | 262.328 | 0.9443% | 4.7569 | 5.2128 | 14.9951 | 212.6067 | 237.5715 | 0.90563
2018-10-22 04:00 | 28517.9564 | 251 | 195 | 1637 | 2905 | 3 | 3.41 | 0.97 | 7.75 | 293.9941 | 1.031% | 7.7627 | 6.855 | 16.3697 | 232.0963 | 263.0837 | 0.89486
2018-10-22 05:00 | 30610.5885 | 435 | 328 | 1637 | 2905 | 9.14 | 5.61 | 1.39 | 10 | 361.304 | 1.18% | 46.9285 | 21.7189 | 26.8574 | 342.884 | 438.3888 | 1.2134
2018-10-22 06:00 | 34129.4979 | 553 | 234 | 2053 | 2842 | 16.29 | 2.61 | 5.47 | 42 | 398.5303 | 1.168% | 105.1908 | 7.1316 | 131.1317 | 1393.8139 | 1637.268 | 4.1083
2018-10-22 07:00 | 35967.5237 | 358 | 230 | 2053 | 2842 | 6.01 | 2.11 | 4.99 | 20 | 402.7939 | 1.12% | 24.0952 | 5.4348 | 114.726 | 636.5411 | 780.797 | 1.9385
2018-10-22 08:00 | 35893.7083 | 372 | 184 | 2053 | 2842 | 7.34 | 0.35 | 4.99 | 21 | 406.294 | 1.132% | 30.9073 | 0.72897 | 115.9609 | 675.5624 | 823.1596 | 2.026
2018-10-22 09:00 | 36110.5354 | 423 | 457 | 2053 | 2842 | 10.63 | 4.58 | 5.5 | 23.34 | 411.4918 | 1.14% | 51.239 | 23.8511 | 128.6705 | 755.8789 | 959.6395 | 2.3321
2018-10-22 10:00 | 36278.4114 | 401 | 254 | 1860 | 2665 | 11 | 0.44 | 3.5 | 18.45 | 412.0138 | 1.136% | 50.0957 | 1.2693 | 73.9341 | 558.4151 | 683.7141 | 1.6594
2018-10-22 11:00 | 36212.3538 | 423 | 271 | 1860 | 2665 | 13.42 | 0.72 | 5.25 | 19.45 | 403.1834 | 1.113% | 63.2032 | 2.1724 | 108.7222 | 577.1155 | 751.2133 | 1.8632
2018-10-22 12:00 | 36053.7714 | 396 | 201 | 1860 | 2665 | 12.16 | 0.14 | 5.27 | 20.34 | 401.5534 | 1.114% | 53.6317 | 0.31341 | 109.1732 | 603.7273 | 766.8456 | 1.9097
2018-10-22 13:00 | 36102.7412 | 342 | 207 | 1860 | 2665 | 11.52 | 0.26 | 5.39 | 27.5 | 396.2175 | 1.097% | 43.2386 | 0.59066 | 110.026 | 804.3099 | 958.1652 | 2.4183
2018-10-22 14:00 | 35904.3707 | 315 | 185 | 1457 | 2614 | 9.75 | 0.36 | 1.59 | 40.44 | 386.5477 | 1.077% | 33.0652 | 0.71702 | 24.9409 | 1138.0793 | 1196.8025 | 3.0961
2018-10-22 15:00 | 35777.2584 | 269 | 183 | 1457 | 2614 | 10 | 0.57 | 1.59 | 30.76 | 397.7224 | 1.112% | 29.9037 | 1.1596 | 25.7531 | 893.8506 | 950.667 | 2.3903
2018-10-22 16:00 | 35735.5846 | 206 | 235 | 1457 | 2614 | 7.44 | 1.1 | 1.59 | 31.5 | 424.4161 | 1.188% | 18.2025 | 3.0701 | 27.5136 | 977.9286 | 1026.7148 | 2.4191
2018-10-22 17:00 | 35714.25 | 224 | 289 | 1457 | 2614 | 7 | 2.11 | 2.29 | 57 | 447.8263 | 1.254% | 19.6614 | 7.6462 | 41.8372 | 1868.3082 | 1937.4531 | 4.3263
2018-10-22 18:00 | 36497.8893 | 352 | 377 | 1375 | 2747 | 13.62 | 4.29 | 1.28 | 47 | 451.1596 | 1.236% | 59.2628 | 19.9922 | 21.7558 | 1595.9488 | 1696.9597 | 3.7613
2018-10-22 19:00 | 37599.8314 | 237 | 395 | 1375 | 2747 | 11.99 | 4.01 | 1.53 | 37.5 | 418.7968 | 1.114% | 31.6508 | 17.6425 | 23.4321 | 1147.3803 | 1220.1057 | 2.9134
2018-10-22 20:00 | 37176.3391 | 157 | 434 | 1375 | 2747 | 4 | 5.22 | 1.27 | 29.47 | 383.7181 | 1.032% | 6.4819 | 23.3833 | 18.024 | 835.5732 | 883.4625 | 2.3024
2018-10-22 21:00 | 35650.431 | 267 | 455 | 1375 | 2747 | 5 | 4.01 | 1.29 | 17.8 | 340.0353 | 0.9538% | 12.7333 | 17.4026 | 16.9181 | 466.3778 | 513.4318 | 1.5099
2018-10-22 22:00 | 33281.0527 | 319 | 494 | 1037 | 2905 | 9.62 | 5.42 | 0.74 | 13.99 | 311.8781 | 0.9371% | 28.7577 | 25.0908 | 7.1911 | 380.848 | 441.8876 | 1.4169
2018-10-22 23:00 | 30893.6544 | 311 | 424 | 1037 | 2905 | 6.99 | 4.01 | 0.74 | 12.01 | 293.4214 | 0.9498% | 20.6471 | 16.1485 | 7.2884 | 331.3688 | 375.4528 | 1.2796
2018-10-23 | 29306.1733 | 235 | 347 | 1037 | 2905 | 4 | 4.6 | 0.71 | 14.25 | 273.8745 | 0.9345% | 8.7846 | 14.9169 | 6.8807 | 386.8597 | 417.4419 | 1.5242
2018-10-23 01:00 | 28440.6505 | 174 | 257 | 1037 | 2905 | 2.61 | 3 | 0.71 | 14.25 | 260.6683 | 0.9165% | 4.1623 | 7.0665 | 6.7482 | 379.4109 | 397.3879 | 1.5245
2018-10-23 02:00 | 28031.2589 | 193 | 232 | 1637 | 2905 | 3.7 | 2.61 | 1.18 | 14.25 | 267.9344 | 0.9558% | 6.8257 | 5.7878 | 18.4636 | 395.6825 | 426.7596 | 1.5928
2018-10-23 03:00 | 28048.394 | 193 | 184 | 1637 | 2905 | 4 | 0.33 | 1.2 | 14.25 | 297.2063 | 1.06% | 8.1803 | 0.6434 | 20.8152 | 438.6429 | 468.2817 | 1.5756
2018-10-23 04:00 | 28751.3707 | 251 | 195 | 1637 | 2905 | 4 | 0.52 | 1.19 | 14.25 | 332.4808 | 1.156% | 11.6103 | 1.1726 | 22.527 | 478.7062 | 514.016 | 1.546
2018-10-23 05:00 | 30801.8395 | 435 | 328 | 1637 | 2905 | 13.12 | 4.63 | 2.25 | 20 | 393.7095 | 1.278% | 72.9495 | 19.4113 | 47.0794 | 742.635 | 882.0751 | 2.2404
2018-10-23 06:00 | 34292.0202 | 553 | 234 | 2053 | 2842 | 20.89 | 0.93 | 13.75 | 25.33 | 433.9675 | 1.266% | 146.1934 | 2.754 | 357.2365 | 911.0106 | 1417.1945 | 3.2657
2018-10-23 07:00 | 35977.2526 | 358 | 230 | 2053 | 2842 | 10.8 | 0.7 | 10 | 20 | 447.3634 | 1.243% | 48.0772 | 2.002 | 255.2827 | 706.7838 | 1012.1457 | 2.2625
2018-10-23 08:00 | 35886.9576 | 372 | 184 | 2053 | 2842 | 11.53 | 0.01 | 10.73 | 21 | 454.4048 | 1.266% | 54.3098 | 0.023298 | 278.9298 | 755.7004 | 1088.9633 | 2.3965
2018-10-23 09:00 | 36116.9954 | 423 | 457 | 2053 | 2842 | 15.25 | 7.01 | 14.45 | 23.34 | 448.8868 | 1.243% | 80.1743 | 39.8162 | 368.7075 | 824.4231 | 1313.1211 | 2.9253
2018-10-23 10:00 | 36362.219 | 401 | 254 | 1860 | 2665 | 13.11 | 0.67 | 8 | 24.71 | 439.0886 | 1.208% | 63.4817 | 2.055 | 179.682 | 795.1915 | 1040.4102 | 2.3695
2018-10-23 11:00 | 36272.3922 | 423 | 271 | 1860 | 2665 | 15.54 | 0.57 | 8 | 25.15 | 427.5267 | 1.179% | 77.478 | 1.8207 | 175.384 | 789.9912 | 1044.6739 | 2.4435
2018-10-23 12:00 | 36079.9407 | 396 | 201 | 1860 | 2665 | 14.28 | 0.01 | 8.75 | 25.35 | 410.6243 | 1.138% | 64.358 | 0.022876 | 185.2251 | 768.872 | 1018.4779 | 2.4803
2018-10-23 13:00 | 36022.6044 | 342 | 207 | 1860 | 2665 | 11.97 | 0.17 | 9.67 | 27.28 | 398.9623 | 1.108% | 45.3395 | 0.38974 | 199.2032 | 805.19 | 1050.1224 | 2.6321
2018-10-23 14:00 | 35940.9922 | 315 | 185 | 1457 | 2614 | 10 | 0.09 | 8 | 41.92 | 395.9315 | 1.102% | 34.7009 | 0.18342 | 128.4043 | 1207.1379 | 1370.4265 | 3.4613
2018-10-23 15:00 | 35934.8977 | 269 | 183 | 1457 | 2614 | 10.19 | 0.37 | 6 | 32.17 | 400.6495 | 1.115% | 30.5615 | 0.75492 | 97.4673 | 937.5726 | 1066.3563 | 2.6616
2018-10-23 16:00 | 36009.0908 | 206 | 235 | 1457 | 2614 | 7.24 | 0.92 | 6.4 | 54.81 | 417.8229 | 1.16% | 17.3056 | 2.5086 | 108.1981 | 1662.438 | 1790.4502 | 4.2852
2018-10-23 17:00 | 36046.928 | 224 | 289 | 1457 | 2614 | 8.16 | 2.11 | 6.76 | 45 | 444.1059 | 1.232% | 22.5194 | 7.5127 | 121.3457 | 1449.227 | 1600.6049 | 3.6041
2018-10-23 18:00 | 36617.664 | 352 | 377 | 1375 | 2747 | 15.62 | 5.89 | 1.59 | 41.83 | 467.5378 | 1.277% | 70.202 | 28.3519 | 27.9142 | 1467.1435 | 1593.6118 | 3.4085
2018-10-23 19:00 | 37738.5416 | 237 | 395 | 1375 | 2747 | 7 | 4.2 | 1.61 | 39.21 | 454.9565 | 1.206% | 20.0001 | 20.0001 | 26.6878 | 1298.4949 | 1365.1828 | 3.0007
2018-10-23 20:00 | 37248.8404 | 157 | 434 | 1375 | 2747 | 4.09 | 6.67 | 1.59 | 29.08 | 417.3423 | 1.12% | 7.1945 | 32.4336 | 24.4951 | 895.0199 | 959.1432 | 2.2982
2018-10-23 21:00 | 35742.9762 | 267 | 455 | 1375 | 2747 | 5 | 8.61 | 1.59 | 40 | 365.4491 | 1.022% | 13.6495 | 40.0544 | 22.353 | 1123.4527 | 1199.5096 | 3.2823
2018-10-23 22:00 | 33420.5584 | 319 | 494 | 1037 | 2905 | 13.06 | 6 | 0.73 | 19.48 | 317.7284 | 0.9507% | 39.6074 | 28.1787 | 7.1969 | 537.9941 | 612.977 | 1.9292
2018-10-23 23:00 | 31120.6141 | 311 | 424 | 1037 | 2905 | 11.58 | 8.11 | 0.73 | 22.24 | 275.3096 | 0.8847% | 31.8597 | 30.42 | 6.6969 | 571.5499 | 640.5266 | 2.3266
2018-10-24 | 29483.3515 | 235 | 347 | 1037 | 2905 | 4 | 5.51 | 0.7 | 13 | 262.0709 | 0.8889% | 8.3555 | 16.9951 | 6.4524 | 335.6847 | 367.4876 | 1.4022
2018-10-24 01:00 | 28576.9339 | 174 | 257 | 1037 | 2905 | 3.22 | 4.01 | 0.7 | 11.39 | 264.0476 | 0.924% | 5.1769 | 9.5224 | 6.7072 | 305.7289 | 327.1354 | 1.2389
2018-10-24 02:00 | 28152.1828 | 193 | 232 | 1637 | 2905 | 3.89 | 4.01 | 1.55 | 11.53 | 260.6641 | 0.9259% | 6.9515 | 8.6139 | 23.4936 | 310.1305 | 349.1895 | 1.3396
2018-10-24 03:00 | 28095.5475 | 193 | 184 | 1637 | 2905 | 3.51 | 3 | 1.57 | 11.25 | 263.9432 | 0.9394% | 6.3641 | 5.1858 | 24.1447 | 307.0235 | 342.718 | 1.2985
2018-10-24 04:00 | 28676.0813 | 251 | 195 | 1637 | 2905 | 4 | 3.5 | 1.59 | 11.53 | 306.6594 | 1.069% | 10.7367 | 7.2986 | 27.8344 | 358.1888 | 404.0585 | 1.3176
2018-10-24 05:00 | 30676.9756 | 435 | 328 | 1637 | 2905 | 13.08 | 4.01 | 2.23 | 22.08 | 364.5612 | 1.188% | 67.6168 | 15.6306 | 43.3822 | 762.26 | 888.8896 | 2.4382
2018-10-24 06:00 | 34044.9301 | 553 | 234 | 2053 | 2842 | 19.69 | 0.62 | 13.08 | 20.09 | 403.2925 | 1.185% | 128.9848 | 1.7186 | 318.1005 | 676.3503 | 1125.1543 | 2.7899
2018-10-24 07:00 | 35712.5677 | 358 | 230 | 2053 | 2842 | 11.25 | 0.61 | 10.45 | 20 | 419.248 | 1.174% | 47.2809 | 1.6471 | 251.8577 | 667.2737 | 968.0593 | 2.309
2018-10-24 08:00 | 35781.0973 | 372 | 184 | 2053 | 2842 | 12.18 | 0.01 | 11.38 | 21 | 431.7456 | 1.207% | 54.6719 | 0.022202 | 281.9067 | 720.1411 | 1056.742 | 2.4476
2018-10-24 09:00 | 36301.206 | 423 | 457 | 2053 | 2842 | 14.21 | 21.87 | 13.41 | 19.63 | 444.2291 | 1.224% | 73.5564 | 122.3069 | 336.902 | 682.7006 | 1215.4659 | 2.7361
2018-10-24 10:00 | 36910.5035 | 401 | 254 | 1860 | 2665 | 8.6 | 0.53 | 6 | 18.05 | 442.6143 | 1.199% | 41.3541 | 1.6143 | 133.8257 | 576.8327 | 753.6268 | 1.7027
2018-10-24 11:00 | 37183.0732 | 423 | 271 | 1860 | 2665 | 11.27 | 0.53 | 6 | 19.06 | 435.6006 | 1.172% | 55.848 | 1.6826 | 130.7397 | 595.0635 | 783.3338 | 1.7983
2018-10-24 12:00 | 37224.972 | 396 | 201 | 1860 | 2665 | 10.32 | 0.03 | 7 | 19.95 | 435.6924 | 1.17% | 47.8322 | 0.070577 | 152.39 | 622.2798 | 822.5726 | 1.888
2018-10-24 13:00 | 37308.7854 | 342 | 207 | 1860 | 2665 | 10.54 | 0.16 | 6.16 | 24.52 | 429.6814 | 1.152% | 41.5147 | 0.38144 | 131.956 | 752.5808 | 926.433 | 2.1561
2018-10-24 14:00 | 37150.5107 | 315 | 185 | 1457 | 2614 | 8 | 0.15 | 6.15 | 23.76 | 425.8941 | 1.146% | 28.8893 | 0.31813 | 102.7239 | 712.0145 | 843.9459 | 1.9816
2018-10-24 15:00 | 37105.2529 | 269 | 183 | 1457 | 2614 | 5.74 | 0.33 | 4.5 | 21.26 | 433.9654 | 1.17% | 18.0586 | 0.70629 | 76.6817 | 649.9629 | 745.4095 | 1.7177
2018-10-24 16:00 | 37400.6894 | 206 | 235 | 1457 | 2614 | 5.66 | 1.02 | 5.66 | 23.83 | 451.3132 | 1.207% | 14.0696 | 2.8925 | 99.5118 | 751.6714 | 868.1452 | 1.9236
2018-10-24 17:00 | 37712.5192 | 224 | 289 | 1457 | 2614 | 7 | 2.04 | 5.29 | 26.72 | 473.4804 | 1.255% | 19.6862 | 7.4019 | 96.768 | 876.9171 | 1000.7732 | 2.1137
2018-10-24 18:00 | 38254.595 | 352 | 377 | 1375 | 2747 | 16.4 | 7 | 1.59 | 32.66 | 487.207 | 1.274% | 73.5219 | 33.6101 | 27.8439 | 1142.6278 | 1277.6036 | 2.6223
2018-10-24 19:00 | 38676.3847 | 237 | 395 | 1375 | 2747 | 8.62 | 8.11 | 1.59 | 37.13 | 472.8489 | 1.223% | 24.9765 | 39.1647 | 26.7286 | 1246.9819 | 1337.8517 | 2.8293
2018-10-24 20:00 | 38176.8626 | 157 | 434 | 1375 | 2747 | 3.21 | 6 | 1.59 | 21.91 | 439.2705 | 1.151% | 5.7988 | 29.9621 | 25.1554 | 692.5208 | 753.4372 | 1.7152
2018-10-24 21:00 | 36707.512 | 267 | 455 | 1375 | 2747 | 4 | 8.11 | 1.59 | 17.41 | 393.3379 | 1.072% | 11.4441 | 39.5406 | 23.4267 | 512.4699 | 586.8812 | 1.4921
2018-10-24 22:00 | 34363.2155 | 319 | 494 | 1037 | 2905 | 9.76 | 6 | 0.72 | 71.18 | 343.1821 | 0.9987% | 31.0936 | 29.6012 | 7.4566 | 2065.071 | 2133.2224 | 6.216
2018-10-24 23:00 | 32053.2766 | 311 | 424 | 1037 | 2905 | 7.19 | 6 | 0.72 | 37 | 313.4578 | 0.9779% | 21.8673 | 24.8785 | 7.3016 | 1051.1252 | 1105.1726 | 3.5257
2018-10-25 | 30399.5765 | 235 | 347 | 1037 | 2905 | 5.45 | 4.01 | 0.69 | 12 | 294.8071 | 0.9698% | 12.4204 | 13.4941 | 6.939 | 338.0631 | 370.9166 | 1.2582
2018-10-25 01:00 | 29372.0737 | 174 | 257 | 1037 | 2905 | 3 | 3 | 0.69 | 11.25 | 279.0503 | 0.9501% | 4.9593 | 7.3249 | 6.7979 | 310.4893 | 329.5714 | 1.181
2018-10-25 02:00 | 28813.8685 | 193 | 232 | 1637 | 2905 | 3 | 2.11 | 1.37 | 11.25 | 277.5432 | 0.9632% | 5.5771 | 4.7152 | 21.6022 | 314.7949 | 346.6894 | 1.2491
2018-10-25 03:00 | 28678.1852 | 193 | 184 | 1637 | 2905 | 3 | 0.01 | 1.47 | 11.25 | 284.4154 | 0.9917% | 5.7422 | 0.018248 | 23.8653 | 324.1157 | 353.7415 | 1.2437
2018-10-25 04:00 | 29216.7519 | 251 | 195 | 1637 | 2905 | 4 | 0.01 | 1.44 | 11.25 | 319.992 | 1.095% | 10.9962 | 0.021357 | 25.8178 | 357.9364 | 394.7717 | 1.2337
2018-10-25 05:00 | 31178.3027 | 435 | 328 | 1637 | 2905 | 17.18 | 4.01 | 2.25 | 19.73 | 385.3951 | 1.236% | 92.3775 | 16.2582 | 45.5287 | 708.4789 | 862.6433 | 2.2383
2018-10-25 06:00 | 34521.0631 | 553 | 234 | 2053 | 2842 | 26.33 | 0.71 | 18 | 26.8 | 410.237 | 1.188% | 173.0321 | 1.9744 | 439.1492 | 905.127 | 1519.2827 | 3.7034
2018-10-25 07:00 | 36059.3291 | 358 | 230 | 2053 | 2842 | 15.63 | 0.92 | 14.83 | 23.73 | 409.0789 | 1.134% | 63.4792 | 2.4005 | 345.3978 | 765.0878 | 1176.3653 | 2.8756
2018-10-25 08:00 | 36016.9303 | 372 | 184 | 2053 | 2842 | 12.7 | 0.05 | 11.9 | 21 | 428.6804 | 1.19% | 56.2307 | 0.1095 | 290.7789 | 710.3467 | 1057.4658 | 2.4668
2018-10-25 09:00 | 36407.6663 | 423 | 457 | 2053 | 2842 | 16.81 | 5.26 | 15.14 | 23.34 | 433.8384 | 1.192% | 84.7312 | 28.6442 | 370.3821 | 790.424 | 1274.1815 | 2.937
2018-10-25 10:00 | 36731.0826 | 401 | 254 | 1860 | 2665 | 15.51 | 0.81 | 10.96 | 27.68 | 429.7206 | 1.17% | 72.7627 | 2.407 | 238.4932 | 863.0099 | 1176.6727 | 2.7382
2018-10-25 11:00 | 36691.1159 | 423 | 271 | 1860 | 2665 | 14.68 | 0.74 | 10.96 | 40 | 419.0659 | 1.142% | 70.9231 | 2.2905 | 232.8332 | 1217.5269 | 1523.5736 | 3.6356
2018-10-25 12:00 | 36436.871 | 396 | 201 | 1860 | 2665 | 13.31 | 0.01 | 10.38 | 30 | 406.3089 | 1.115% | 58.7744 | 0.022414 | 215.2908 | 891.5253 | 1165.613 | 2.8688
2018-10-25 13:00 | 36318.996 | 342 | 207 | 1860 | 2665 | 13.79 | 0.03 | 11.49 | 27.37 | 390.1314 | 1.074% | 50.6603 | 0.066707 | 229.5673 | 783.5181 | 1063.8124 | 2.7268
2018-10-25 14:00 | 36141.6233 | 315 | 185 | 1457 | 2614 | 9.93 | 0.01 | 6.76 | 30 | 390.4655 | 1.08% | 33.7936 | 0.019987 | 106.4097 | 847.231 | 987.4544 | 2.5289
2018-10-25 15:00 | 36071.5566 | 269 | 183 | 1457 | 2614 | 10 | 0.1 | 4.16 | 30 | 393.1417 | 1.09% | 29.3181 | 0.19945 | 66.0598 | 854.6948 | 950.2722 | 2.4171
2018-10-25 16:00 | 36170.8557 | 206 | 235 | 1457 | 2614 | 7.26 | 0.59 | 3.99 | 30 | 406.5508 | 1.124% | 16.8097 | 1.5584 | 65.3414 | 881.4199 | 965.1294 | 2.3739
2018-10-25 17:00 | 36138.5889 | 224 | 289 | 1457 | 2614 | 7.87 | 2.11 | 5.18 | 30 | 427.3623 | 1.183% | 20.8472 | 7.2112 | 89.2512 | 927.3674 | 1044.677 | 2.4445
2018-10-25 18:00 | 36553.4518 | 352 | 377 | 1375 | 2747 | 13.9 | 4.01 | 1.59 | 39.48 | 465.9377 | 1.275% | 62.3673 | 19.2702 | 27.8676 | 1382.405 | 1491.91 | 3.202
2018-10-25 19:00 | 37701.7744 | 237 | 395 | 1375 | 2747 | 12.36 | 4.01 | 1.59 | 38.92 | 462.4714 | 1.227% | 35.9327 | 19.4296 | 26.8178 | 1311.4585 | 1393.6386 | 3.0135
2018-10-25 20:00 | 37376.0335 | 157 | 434 | 1375 | 2747 | 4 | 4.01 | 1.59 | 28.71 | 433.4014 | 1.16% | 7.2821 | 20.1805 | 25.3511 | 914.5111 | 967.3248 | 2.2319
2018-10-25 21:00 | 36082.0179 | 267 | 455 | 1375 | 2747 | 5 | 6.76 | 1.59 | 39.65 | 384.9036 | 1.067% | 14.2411 | 32.811 | 23.3217 | 1161.8846 | 1232.2584 | 3.2015
2018-10-25 22:00 | 33879.4866 | 319 | 494 | 1037 | 2905 | 13.82 | 6 | 0.71 | 19.21 | 342.7018 | 1.012% | 44.5942 | 29.9818 | 7.4476 | 564.4859 | 646.5095 | 1.8865
2018-10-25 23:00 | 31566.7044 | 311 | 424 | 1037 | 2905 | 13.2 | 6 | 0.71 | 20.76 | 315.2083 | 0.9985% | 40.9923 | 25.403 | 7.352 | 602.2015 | 675.9489 | 2.1445
2018-10-26 | 29853.8802 | 235 | 347 | 1037 | 2905 | 3 | 4.01 | 0.68 | 10 | 300.4485 | 1.006% | 7.0951 | 14.0037 | 7.0967 | 292.3583 | 320.5538 | 1.0669
2018-10-26 01:00 | 28964.2285 | 174 | 257 | 1037 | 2905 | 3 | 3.01 | 0.68 | 9.53 | 296.2991 | 1.023% | 5.34 | 7.9135 | 7.2137 | 283.2093 | 303.6764 | 1.0249
2018-10-26 02:00 | 28512.0626 | 193 | 232 | 1637 | 2905 | 3 | 2.99 | 1.36 | 8 | 290.696 | 1.02% | 5.9032 | 7.0724 | 22.6985 | 236.9445 | 272.6187 | 0.93781
2018-10-26 03:00 | 28429.5128 | 193 | 184 | 1637 | 2905 | 3 | 1 | 1.25 | 8 | 300.4614 | 1.057% | 6.1192 | 1.9446 | 21.6261 | 245.6153 | 275.3052 | 0.91627
2018-10-26 04:00 | 29130.7319 | 251 | 195 | 1637 | 2905 | 3 | 2.11 | 1.36 | 8.03 | 337.6296 | 1.159% | 8.7274 | 4.7688 | 25.8034 | 270.3652 | 309.6647 | 0.91717
2018-10-26 05:00 | 31236.542 | 435 | 328 | 1637 | 2905 | 5.92 | 2.61 | 2.25 | 11.92 | 412.6278 | 1.321% | 34.0178 | 11.3086 | 48.6549 | 457.423 | 551.4043 | 1.3363
2018-10-26 06:00 | 34753.3313 | 553 | 234 | 2053 | 2842 | 21.13 | 2.4 | 17.79 | 21.13 | 448.5854 | 1.291% | 150.825 | 7.249 | 471.4261 | 775.126 | 1404.6261 | 3.1312
2018-10-26 07:00 | 36314.5117 | 358 | 230 | 2053 | 2842 | 16.04 | 1.25 | 15.24 | 18.1 | 450.7219 | 1.241% | 71.2715 | 3.5683 | 388.3312 | 638.4561 | 1101.6272 | 2.4441
2018-10-26 08:00 | 36114.3508 | 372 | 184 | 2053 | 2842 | 12.3 | 0.47 | 11.5 | 15 | 439.8521 | 1.218% | 55.7282 | 1.0533 | 287.5502 | 519.209 | 863.5406 | 1.9633
2018-10-26 09:00 | 36190.1217 | 423 | 457 | 2053 | 2842 | 15.54 | 5.42 | 14.74 | 15.74 | 426.7761 | 1.179% | 77.5178 | 29.2096 | 356.8589 | 527.52 | 991.1063 | 2.3223
2018-10-26 10:00 | 36325.7067 | 401 | 254 | 1860 | 2665 | 10.94 | 0.75 | 9.5 | 13.39 | 422.034 | 1.162% | 50.9677 | 2.2132 | 205.291 | 414.5827 | 673.0547 | 1.5948
2018-10-26 11:00 | 36392.3082 | 423 | 271 | 1860 | 2665 | 14.29 | 0.81 | 8.99 | 15.78 | 420.9617 | 1.157% | 69.9207 | 2.5391 | 193.4219 | 486.4489 | 752.3307 | 1.7872
2018-10-26 12:00 | 36468.3056 | 396 | 201 | 1860 | 2665 | 13.97 | 0.01 | 8.85 | 16.84 | 426.3929 | 1.169% | 64.6824 | 0.023501 | 192.4645 | 524.7273 | 781.8977 | 1.8337
2018-10-26 13:00 | 36968.165 | 342 | 207 | 1860 | 2665 | 12.61 | 0.62 | 9.5 | 17.25 | 430.8376 | 1.165% | 50.2605 | 1.4957 | 205.9313 | 535.7621 | 793.4496 | 1.8416
2018-10-26 14:00 | 37397.1071 | 315 | 185 | 1457 | 2614 | 10 | 0.67 | 5.75 | 18.79 | 436.3858 | 1.167% | 36.7573 | 1.4464 | 97.7597 | 573.1455 | 709.1089 | 1.625
2018-10-26 15:00 | 37690.471 | 269 | 183 | 1457 | 2614 | 10 | 1.92 | 3.29 | 23.47 | 449.2673 | 1.192% | 32.0646 | 4.1882 | 57.1385 | 731.2939 | 824.6852 | 1.8356
2018-10-26 16:00 | 37946.0784 | 206 | 235 | 1457 | 2614 | 7.76 | 2.71 | 2.85 | 21.75 | 463.624 | 1.222% | 19.5312 | 7.781 | 50.7345 | 694.6465 | 772.6931 | 1.6666
2018-10-26 17:00 | 37751.8698 | 224 | 289 | 1457 | 2614 | 8.34 | 2.61 | 4.94 | 21.3 | 467.0014 | 1.237% | 23.1097 | 9.3308 | 89.0361 | 688.7553 | 810.2319 | 1.735
2018-10-26 18:00 | 37217.3919 | 352 | 377 | 1375 | 2747 | 17.83 | 2.66 | 1.59 | 22.83 | 472.6675 | 1.27% | 79.7084 | 12.736 | 27.7658 | 796.4791 | 916.6893 | 1.9394
2018-10-26 19:00 | 37406.4349 | 237 | 395 | 1375 | 2747 | 10.35 | 3.5 | 1.59 | 24.04 | 457.5912 | 1.223% | 30.0068 | 16.9121 | 26.7443 | 807.8384 | 881.5016 | 1.9264
2018-10-26 20:00 | 36616.2741 | 157 | 434 | 1375 | 2747 | 4 | 4.34 | 1.15 | 17.86 | 428.776 | 1.171% | 7.3539 | 22.0565 | 18.5164 | 574.5084 | 622.4352 | 1.4517
2018-10-26 21:00 | 35398.372 | 267 | 455 | 1375 | 2747 | 5 | 7.25 | 1.53 | 13.25 | 367.3334 | 1.038% | 13.8535 | 34.2315 | 21.8309 | 377.7041 | 447.62 | 1.2186
2018-10-26 22:00 | 33649.9996 | 319 | 494 | 1037 | 2905 | 5 | 6 | 0.7 | 18.42 | 314.352 | 0.9342% | 14.9002 | 27.6891 | 6.7812 | 499.8813 | 549.2519 | 1.7473
2018-10-26 23:00 | 31703.5304 | 311 | 424 | 1037 | 2905 | 5 | 4.58 | 0.7 | 12 | 281.969 | 0.8894% | 13.8301 | 17.2713 | 6.4561 | 310.0425 | 347.5999 | 1.2328
2018-10-27 | 30064.7438 | 235 | 347 | 1037 | 2905 | 3 | 5.26 | 0.74 | 12 | 261.9623 | 0.8713% | 6.1429 | 15.9036 | 6.6864 | 303.7447 | 332.4776 | 1.2692
2018-10-27 01:00 | 28875.0999 | 174 | 257 | 1037 | 2905 | 2.61 | 4.19 | 0.74 | 10.25 | 253.2232 | 0.877% | 3.9826 | 9.4434 | 6.7296 | 261.1259 | 281.2815 | 1.1108
2018-10-27 02:00 | 28170.9596 | 193 | 232 | 1637 | 2905 | 2.9 | 3.5 | 1 | 10.25 | 249.1997 | 0.8846% | 4.9511 | 7.1829 | 14.4809 | 263.4 | 290.0149 | 1.1638
2018-10-27 03:00 | 27818.1191 | 193 | 184 | 1637 | 2905 | 2.9 | 3.5 | 1.31 | 10.25 | 250.4818 | 0.9004% | 5.0397 | 5.7987 | 19.3094 | 268.1133 | 298.2611 | 1.1907
2018-10-27 04:00 | 27874.5568 | 251 | 195 | 1637 | 2905 | 3.51 | 3.33 | 1 | 10.25 | 263.5133 | 0.9454% | 8.3287 | 6.1387 | 15.4755 | 281.4911 | 311.4339 | 1.1819
2018-10-27 05:00 | 28531.7234 | 435 | 328 | 1637 | 2905 | 11.8 | 6 | 2.07 | 12 | 287.8654 | 1.009% | 51.7884 | 19.8558 | 34.1885 | 351.7133 | 457.546 | 1.5894
2018-10-27 06:00 | 29823.0701 | 553 | 234 | 2053 | 2842 | 20 | 3.98 | 15.75 | 20.56 | 321.5327 | 1.078% | 119.2416 | 10.0409 | 348.612 | 629.9702 | 1107.8648 | 3.4456
2018-10-27 07:00 | 31223.9752 | 358 | 230 | 2053 | 2842 | 12.61 | 3.5 | 12.21 | 14.69 | 352.5825 | 1.129% | 50.9766 | 9.0901 | 283.0591 | 471.4313 | 814.5571 | 2.3103
2018-10-27 08:00 | 32358.5447 | 372 | 184 | 2053 | 2842 | 10.3 | 1.1 | 9.5 | 18.25 | 375.6569 | 1.161% | 44.4818 | 2.3497 | 226.4201 | 602.1286 | 875.3802 | 2.3303
2018-10-27 09:00 | 33544.6074 | 423 | 457 | 2053 | 2842 | 13.99 | 9.51 | 13.19 | 19.43 | 399.1772 | 1.19% | 70.4208 | 51.7178 | 322.238 | 657.1127 | 1101.4892 | 2.7594
2018-10-27 10:00 | 34529.1393 | 401 | 254 | 1860 | 2665 | 9.97 | 1.68 | 8.97 | 20.72 | 409.4094 | 1.186% | 47.4036 | 5.0596 | 197.8233 | 654.7252 | 905.0118 | 2.2105
2018-10-27 11:00 | 35404.4655 | 423 | 271 | 1860 | 2665 | 12.65 | 1.01 | 9.23 | 20.35 | 431.1608 | 1.218% | 65.1647 | 3.3333 | 209.072 | 660.4544 | 938.0244 | 2.1756
2018-10-27 12:00 | 36210.8528 | 396 | 201 | 1860 | 2665 | 11.63 | 0.62 | 9.71 | 21.11 | 451.8679 | 1.248% | 57.4708 | 1.5551 | 225.3745 | 702.034 | 986.4345 | 2.183
2018-10-27 13:00 | 37097.1875 | 342 | 207 | 1860 | 2665 | 12.49 | 0.75 | 10.19 | 35 | 470.4856 | 1.268% | 54.1744 | 1.969 | 240.3768 | 1182.9615 | 1479.4816 | 3.1446
2018-10-27 14:00 | 38168.8678 | 315 | 185 | 1457 | 2614 | 14.41 | 0.94 | 5.78 | 35.94 | 496.2887 | 1.3% | 59.0201 | 2.2611 | 109.4996 | 1221.5431 | 1392.3239 | 2.8055
2018-10-27 15:00 | 39289.2343 | 269 | 183 | 1457 | 2614 | 20.6 | 0.99 | 5.75 | 45 | 517.6021 | 1.317% | 73.0032 | 2.3868 | 110.3697 | 1549.6749 | 1735.4345 | 3.3528
2018-10-27 16:00 | 40066.6575 | 206 | 235 | 1457 | 2614 | 21.3 | 1.22 | 9.5 | 45 | 529.8736 | 1.322% | 58.0278 | 3.7916 | 183.0511 | 1555.6335 | 1800.5039 | 3.398
2018-10-27 17:00 | 39995.9209 | 224 | 289 | 1457 | 2614 | 11.28 | 1.85 | 5.39 | 36.35 | 520.3805 | 1.301% | 32.8747 | 6.9562 | 102.1771 | 1236.2757 | 1378.2838 | 2.6486
2018-10-27 18:00 | 39083.9918 | 352 | 377 | 1375 | 2747 | 13.34 | 2.61 | 1.7 | 30.72 | 513.018 | 1.313% | 61.6357 | 12.9156 | 30.6821 | 1107.6781 | 1212.9115 | 2.3643
2018-10-27 19:00 | 38881.8948 | 237 | 395 | 1375 | 2747 | 7 | 3.5 | 1.67 | 29.1 | 478.5598 | 1.231% | 20.419 | 17.0159 | 28.2623 | 983.8761 | 1049.5733 | 2.1932
2018-10-27 20:00 | 37682.1448 | 157 | 434 | 1375 | 2747 | 3.9 | 4.01 | 1.55 | 28.56 | 451.1343 | 1.197% | 7.3305 | 20.8355 | 25.5155 | 939.2628 | 992.9443 | 2.201
2018-10-27 21:00 | 36269.1263 | 267 | 455 | 1375 | 2747 | 4.44 | 4.01 | 1.59 | 20.22 | 392.3566 | 1.082% | 12.8244 | 19.7378 | 23.6507 | 600.8744 | 657.0873 | 1.6747
2018-10-27 22:00 | 34493.0113 | 319 | 494 | 1037 | 2905 | 7.42 | 4.55 | 0.69 | 18.56 | 335.1414 | 0.9716% | 22.9981 | 21.8391 | 6.9522 | 523.867 | 575.6564 | 1.7177
2018-10-27 23:00 | 32647.4425 | 311 | 424 | 1037 | 2905 | 4.54 | 6.83 | 0.7 | 20 | 297.0348 | 0.9098% | 12.8462 | 26.3478 | 6.6044 | 528.6087 | 574.4071 | 1.9338
2018-10-28 | 30836.5522 | 235 | 347 | 1037 | 2905 | 3.68 | 6 | 0.74 | 12.08 | 271.8385 | 0.8815% | 7.6236 | 18.3538 | 6.7648 | 309.3557 | 342.098 | 1.2585
2018-10-28 01:00 | 29454.6611 | 174 | 257 | 1037 | 2905 | 2.9 | 5.11 | 0.74 | 11.9 | 255.9783 | 0.8691% | 4.3853 | 11.4131 | 6.669 | 300.4292 | 322.8965 | 1.2614
2018-10-28 02:00 | 28529.779 | 193 | 232 | 1637 | 2905 | 3 | 4.64 | 1.38 | 12 | 247.3594 | 0.867% | 5.0201 | 9.3333 | 19.5865 | 302.2438 | 336.1838 | 1.3591
2018-10-28 03:00 | 27914.6713 | 193 | 184 | 1637 | 2905 | 3 | 4.01 | 1.36 | 17 | 243.8469 | 0.8735% | 5.0578 | 6.4454 | 19.4479 | 431.3996 | 462.3506 | 1.8961
2018-10-28 04:00 | 27661.8541 | 251 | 195 | 1637 | 2905 | 3.78 | 3.86 | 1.37 | 14.54 | 247.5288 | 0.8948% | 8.49 | 6.7354 | 20.0684 | 377.9679 | 413.2619 | 1.6696
2018-10-28 05:00 | 27881.5196 | 435 | 328 | 1637 | 2905 | 19.8 | 8.11 | 2.25 | 20 | 262.1413 | 0.9402% | 80.9792 | 25.01 | 34.6298 | 546.2547 | 686.8737 | 2.6202
2018-10-28 06:00 | 28513.776 | 553 | 234 | 2053 | 2842 | 17 | 3.98 | 15.04 | 17.2 | 290.315 | 1.018% | 95.7169 | 9.4823 | 314.3776 | 497.6996 | 917.2764 | 3.1596
2018-10-28 07:00 | 29323.2503 | 358 | 230 | 2053 | 2842 | 12.88 | 4.01 | 12.18 | 13.96 | 323.5676 | 1.103% | 50.8805 | 10.1771 | 275.9238 | 437.7865 | 774.7679 | 2.3945
2018-10-28 08:00 | 30473.6694 | 372 | 184 | 2053 | 2842 | 13.38 | 3.44 | 12 | 15.9 | 356.1719 | 1.169% | 58.1747 | 7.3979 | 287.9421 | 528.1486 | 881.6634 | 2.4754
2018-10-28 09:00 | 32346.7907 | 423 | 457 | 2053 | 2842 | 16.97 | 22.61 | 13.83 | 18.31 | 390.5625 | 1.207% | 86.6725 | 124.7602 | 342.8234 | 628.3068 | 1182.5629 | 3.0278
2018-10-28 10:00 | 33993.7151 | 401 | 254 | 1860 | 2665 | 9.91 | 1.03 | 8.76 | 17.55 | 424.7201 | 1.249% | 49.6503 | 3.2687 | 203.5735 | 584.3574 | 840.85 | 1.9798
2018-10-28 11:00 | 35699.6159 | 423 | 271 | 1860 | 2665 | 14.52 | 2.11 | 8.82 | 19.93 | 461.8596 | 1.294% | 79.4609 | 7.3977 | 212.2404 | 687.1491 | 986.2481 | 2.1354
2018-10-28 12:00 | 37392.0543 | 396 | 201 | 1860 | 2665 | 12.59 | 0.38 | 10.67 | 20.69 | 493.9286 | 1.321% | 65.8576 | 1.0089 | 262.1575 | 728.3541 | 1057.3781 | 2.1408
2018-10-28 13:00 | 39179.5325 | 342 | 207 | 1860 | 2665 | 13.44 | 0.58 | 11.51 | 35 | 520.1483 | 1.328% | 61.023 | 1.5939 | 284.221 | 1238.3208 | 1585.1586 | 3.0475
2018-10-28 14:00 | 40730.5214 | 315 | 185 | 1457 | 2614 | 17.13 | 1.19 | 11.14 | 33.24 | 545.4029 | 1.339% | 72.2546 | 2.9479 | 217.3413 | 1163.4938 | 1456.0376 | 2.6697
2018-10-28 15:00 | 42076.6875 | 269 | 183 | 1457 | 2614 | 36.69 | 1.42 | 10 | 52.11 | 563.832 | 1.34% | 132.2538 | 3.4822 | 195.2395 | 1825.3025 | 2156.278 | 3.8243
2018-10-28 16:00 | 42844.3818 | 206 | 235 | 1457 | 2614 | 29.65 | 2.1 | 10.62 | 49.73 | 577.6569 | 1.348% | 82.3508 | 6.6537 | 208.622 | 1752.6697 | 2050.2963 | 3.5493
2018-10-28 17:00 | 42789.8476 | 224 | 289 | 1457 | 2614 | 12.9 | 2.07 | 9.5 | 32.98 | 570.0752 | 1.332% | 38.4972 | 7.97 | 184.4058 | 1148.544 | 1379.417 | 2.4197
2018-10-28 18:00 | 42079.0465 | 352 | 377 | 1375 | 2747 | 15.35 | 6 | 1.86 | 30.65 | 568.957 | 1.352% | 73.0575 | 30.5848 | 34.5803 | 1138.4205 | 1276.6432 | 2.2438
2018-10-28 19:00 | 42195.0501 | 237 | 395 | 1375 | 2747 | 4.51 | 4.38 | 1.8 | 28.64 | 539.2019 | 1.278% | 13.6589 | 22.1086 | 31.6275 | 1005.3599 | 1072.7549 | 1.9895
2018-10-28 20:00 | 40816.5589 | 157 | 434 | 1375 | 2747 | 3.8 | 4.01 | 1.59 | 28.14 | 494.6858 | 1.212% | 7.2306 | 21.0925 | 26.4968 | 936.8623 | 991.6822 | 2.0047
2018-10-28 21:00 | 38643.8053 | 267 | 455 | 1375 | 2747 | 5 | 4.01 | 1.67 | 20 | 436.5473 | 1.13% | 15.0811 | 20.6114 | 25.94 | 620.6405 | 682.273 | 1.5629
2018-10-28 22:00 | 35887.1653 | 319 | 494 | 1037 | 2905 | 9.08 | 4.55 | 0.7 | 20.09 | 364.8346 | 1.017% | 29.4465 | 22.8505 | 7.3796 | 593.3118 | 652.9884 | 1.7898
2018-10-28 23:00 | 32970.7913 | 311 | 424 | 1037 | 2905 | 6.92 | 8.11 | 0.74 | 17.95 | 295.8707 | 0.8974% | 19.3125 | 30.8574 | 6.8863 | 467.9325 | 524.9887 | 1.7744
2018-10-29 | 30695.2364 | 235 | 347 | 1037 | 2905 | 3.75 | 6 | 0.73 | 12.75 | 271.7895 | 0.8854% | 7.803 | 18.435 | 6.7029 | 327.9579 | 360.8987 | 1.3279
2018-10-29 01:00 | 29261.2405 | 174 | 257 | 1037 | 2905 | 2.61 | 5.26 | 0.73 | 10.25 | 260.4107 | 0.89% | 4.0416 | 12.0305 | 6.737 | 264.9941 | 287.8033 | 1.1052
2018-10-29 02:00 | 28400.208 | 193 | 232 | 1637 | 2905 | 3 | 4.38 | 1.33 | 15.5 | 254.3419 | 0.8956% | 5.1853 | 9.1004 | 19.4983 | 403.2499 | 437.0339 | 1.7183
2018-10-29 03:00 | 28163.2767 | 193 | 184 | 1637 | 2905 | 2.9 | 4.01 | 1.25 | 10.25 | 257.4881 | 0.9143% | 5.1172 | 6.7458 | 18.7082 | 272.235 | 302.8063 | 1.176
2018-10-29 04:00 | 28620.4285 | 251 | 195 | 1637 | 2905 | 3.22 | 4.01 | 1.31 | 10.25 | 281.8444 | 0.9848% | 7.9591 | 7.7004 | 21.118 | 293.2266 | 330.0041 | 1.1709
2018-10-29 05:00 | 30560.0226 | 435 | 328 | 1637 | 2905 | 19 | 8 | 1.31 | 19 | 333.093 | 1.09% | 90.0855 | 28.6006 | 23.3739 | 601.6053 | 743.6653 | 2.2326
2018-10-29 06:00 | 33842.4218 | 553 | 234 | 2053 | 2842 | 20.09 | 3.84 | 11.72 | 20.27 | 363.9546 | 1.075% | 119.4788 | 9.6635 | 258.7631 | 619.5319 | 1007.4373 | 2.768
2018-10-29 07:00 | 35509.037 | 358 | 230 | 2053 | 2842 | 14.69 | 3.46 | 12 | 17.48 | 364.9622 | 1.028% | 54.0523 | 8.1792 | 253.209 | 510.5926 | 826.0331 | 2.2633
2018-10-29 08:00 | 35806.9996 | 372 | 184 | 2053 | 2842 | 15.01 | 2.53 | 11.54 | 17.81 | 371.7853 | 1.038% | 57.976 | 4.8335 | 245.9909 | 525.5479 | 834.3483 | 2.2442
2018-10-29 09:00 | 37068.0101 | 423 | 457 | 2053 | 2842 | 14.46 | 39.05 | 12 | 15.05 | 391.1777 | 1.055% | 64.5481 | 188.3268 | 259.983 | 451.3728 | 964.2307 | 2.4649
2018-10-29 10:00 | 38625.5872 | 401 | 254 | 1860 | 2665 | 16.06 | 3.01 | 10.96 | 16.99 | 422.9288 | 1.095% | 70.5151 | 8.3713 | 223.211 | 495.7729 | 797.8703 | 1.8865
2018-10-29 11:00 | 40393.678 | 423 | 271 | 1860 | 2665 | 16 | 2.11 | 10.96 | 18 | 446.1034 | 1.104% | 74.7451 | 6.315 | 225.1364 | 529.7755 | 835.9719 | 1.8739
2018-10-29 12:00 | 41953.0107 | 396 | 201 | 1860 | 2665 | 13.38 | 0.69 | 11.38 | 21.53 | 468.5243 | 1.117% | 59.1726 | 1.5489 | 236.3873 | 640.7819 | 937.8907 | 2.0018
2018-10-29 13:00 | 43645.625 | 342 | 207 | 1860 | 2665 | 16.24 | 0.93 | 13.94 | 32.53 | 484.8057 | 1.111% | 61.6935 | 2.1384 | 288.0068 | 962.9601 | 1314.7988 | 2.712
2018-10-29 14:00 | 45019.1263 | 315 | 185 | 1457 | 2614 | 16.25 | 1.46 | 14.25 | 37.31 | 503.8806 | 1.119% | 57.2921 | 3.0231 | 232.3833 | 1091.5946 | 1384.2931 | 2.7473
2018-10-29 15:00 | 45988.7652 | 269 | 183 | 1457 | 2614 | 19.75 | 1.56 | 14.25 | 45 | 526.9509 | 1.146% | 60.8748 | 3.2711 | 237.8991 | 1347.8344 | 1649.8795 | 3.131
2018-10-29 16:00 | 46615.4121 | 206 | 235 | 1457 | 2614 | 19.69 | 2.5 | 16.19 | 51.13 | 543.3363 | 1.166% | 47.2772 | 6.8477 | 274.9449 | 1557.8318 | 1886.9017 | 3.4728
2018-10-29 17:00 | 46183.2015 | 224 | 289 | 1457 | 2614 | 11.34 | 3.91 | 9.33 | 31.23 | 545.3146 | 1.181% | 29.9933 | 13.3425 | 160.5108 | 963.9192 | 1167.7658 | 2.1415
2018-10-29 18:00 | 44822.972 | 352 | 377 | 1375 | 2747 | 23.66 | 8.11 | 1.9 | 27.76 | 549.0794 | 1.225% | 102.0215 | 37.4539 | 32.003 | 934.1414 | 1105.6198 | 2.0136
2018-10-29 19:00 | 44978.9026 | 237 | 395 | 1375 | 2747 | 7 | 19.51 | 4.99 | 22.89 | 508.3525 | 1.13% | 18.7501 | 87.0985 | 77.546 | 710.6579 | 894.0524 | 1.7587
2018-10-29 20:00 | 43804.1077 | 157 | 434 | 1375 | 2747 | 3.04 | 29.82 | 1.9 | 25 | 465.9765 | 1.064% | 5.0772 | 137.6723 | 27.7911 | 730.5465 | 901.087 | 1.9338
2018-10-29 21:00 | 41706.0875 | 267 | 455 | 1375 | 2747 | 10.5 | 26.3 | 1.88 | 29.12 | 409.3432 | 0.9815% | 27.5162 | 117.4506 | 25.3716 | 785.1238 | 955.4622 | 2.3341
2018-10-29 22:00 | 38712.9629 | 319 | 494 | 1037 | 2905 | 20.14 | 20 | 0.69 | 20.84 | 352.4817 | 0.9105% | 58.4966 | 89.9574 | 6.5149 | 551.2187 | 706.1876 | 2.0035
2018-10-29 23:00 | 35569.3854 | 311 | 424 | 1037 | 2905 | 24.05 | 20 | 0.73 | 26 | 312.0987 | 0.8774% | 65.6283 | 74.4066 | 6.6423 | 662.7276 | 809.4048 | 2.5934
2018-10-30 | 33161.7267 | 235 | 347 | 1037 | 2905 | 4.83 | 10 | 0.72 | 13.83 | 288.4247 | 0.8698% | 9.8721 | 30.1804 | 6.4939 | 349.4327 | 395.9792 | 1.3729
2018-10-30 01:00 | 31619.7819 | 174 | 257 | 1037 | 2905 | 3.11 | 6.23 | 0.72 | 12.11 | 275.0688 | 0.8699% | 4.7075 | 13.9285 | 6.4952 | 306.0362 | 331.1674 | 1.2039
2018-10-30 02:00 | 30741.8654 | 193 | 232 | 1637 | 2905 | 4 | 6 | 1.47 | 13.2 | 268.784 | 0.8743% | 6.7498 | 12.1706 | 21.0397 | 335.2689 | 375.229 | 1.396
2018-10-30 03:00 | 30321.6453 | 193 | 184 | 1637 | 2905 | 3.2 | 6 | 1.47 | 12.2 | 272.645 | 0.8992% | 5.5533 | 9.9269 | 21.6377 | 318.677 | 355.795 | 1.305
2018-10-30 04:00 | 30655.8336 | 251 | 195 | 1637 | 2905 | 4 | 6 | 1.47 | 11.71 | 294.3493 | 0.9602% | 9.6401 | 11.234 | 23.1055 | 326.6277 | 370.6074 | 1.2591
2018-10-30 05:00 | 32467.3766 | 435 | 328 | 1637 | 2905 | 26.2 | 25.3 | 1.46 | 26.2 | 344.2546 | 1.06% | 120.8434 | 87.9887 | 25.3416 | 807.0119 | 1041.1857 | 3.0245
2018-10-30 06:00 | 35916.5426 | 553 | 234 | 2053 | 2842 | 26.8 | 5.31 | 26 | 27 | 373.2305 | 1.039% | 154.0077 | 12.912 | 554.6831 | 797.3894 | 1518.9922 | 4.0698
2018-10-30 07:00 | 37491.302 | 358 | 230 | 2053 | 2842 | 21.58 | 4.88 | 20.78 | 22.65 | 374.9352 | 1% | 77.261 | 11.2247 | 426.6386 | 643.7511 | 1158.8753 | 3.0909
2018-10-30 08:00 | 37586.7161 | 372 | 184 | 2053 | 2842 | 22.74 | 4.01 | 21.94 | 24.37 | 387.0852 | 1.03% | 87.1175 | 7.5986 | 463.8716 | 713.2664 | 1271.8541 | 3.2857
2018-10-30 09:00 | 38749.0937 | 423 | 457 | 2053 | 2842 | 19.06 | 50 | 18.26 | 19.72 | 401.9105 | 1.037% | 83.624 | 237.0031 | 388.828 | 581.298 | 1290.7532 | 3.2115
2018-10-30 10:00 | 40339.7565 | 401 | 254 | 1860 | 2665 | 17.01 | 5 | 12.37 | 18.01 | 409.6418 | 1.015% | 69.2659 | 12.8966 | 233.6434 | 487.3959 | 803.2019 | 1.9607
2018-10-30 11:00 | 41689.3642 | 423 | 271 | 1860 | 2665 | 17.83 | 6.63 | 12.66 | 18.33 | 438.0242 | 1.051% | 79.2437 | 18.878 | 247.4113 | 513.2542 | 858.7871 | 1.9606
2018-10-30 12:00 | 42891.3001 | 396 | 201 | 1860 | 2665 | 17.24 | 1.23 | 15.03 | 20.67 | 477.0571 | 1.112% | 75.9335 | 2.7498 | 310.9375 | 612.6873 | 1002.3081 | 2.101
2018-10-30 13:00 | 44255.4879 | 342 | 207 | 1860 | 2665 | 17.71 | 1.83 | 16.31 | 24.05 | 509.8078 | 1.152% | 69.7725 | 4.3638 | 349.4671 | 738.3319 | 1161.9352 | 2.2792
2018-10-30 14:00 | 45289.3203 | 315 | 185 | 1457 | 2614 | 15.85 | 2.13 | 14.25 | 30.16 | 537.7123 | 1.187% | 59.2781 | 4.6785 | 246.5066 | 936.0328 | 1246.4959 | 2.3181
2018-10-30 15:00 | 45887.0029 | 269 | 183 | 1457 | 2614 | 21.91 | 2.95 | 16.15 | 38.91 | 557.972 | 1.216% | 71.6667 | 6.5644 | 286.1243 | 1236.7716 | 1601.127 | 2.8695
2018-10-30 16:00 | 46278.2379 | 206 | 235 | 1457 | 2614 | 23.67 | 2.9 | 19.23 | 45.27 | 571.7284 | 1.235% | 60.2391 | 8.4194 | 346.14 | 1461.9384 | 1876.7368 | 3.2826
2018-10-30 17:00 | 45833.8502 | 224 | 289 | 1457 | 2614 | 17.18 | 2.69 | 16.15 | 37.87 | 563.3174 | 1.229% | 47.2975 | 9.5547 | 289.2004 | 1216.6557 | 1562.7083 | 2.7741
2018-10-30 18:00 | 45057.8974 | 352 | 377 | 1375 | 2747 | 31.81 | 3.1 | 4.92 | 42 | 577.4306 | 1.282% | 143.4945 | 14.9772 | 86.6955 | 1478.5528 | 1723.72 | 2.9852
2018-10-30 19:00 | 45435.5231 | 237 | 395 | 1375 | 2747 | 14.45 | 3.5 | 5.38 | 32.19 | 565.8321 | 1.245% | 42.6489 | 17.217 | 92.1249 | 1101.2138 | 1253.2046 | 2.2148
2018-10-30 20:00 | 44383.1731 | 157 | 434 | 1375 | 2747 | 5.16 | 7.03 | 2.21 | 23.07 | 530.3318 | 1.195% | 9.6801 | 36.4564 | 36.3098 | 757.2435 | 839.6898 | 1.5833
2018-10-30 21:00 | 42426.7714 | 267 | 455 | 1375 | 2747 | 5 | 6 | 2.25 | 19.3 | 475.4748 | 1.121% | 14.9613 | 30.595 | 34.6715 | 594.1601 | 674.3878 | 1.4183
2018-10-30 22:00 | 39416.9218 | 319 | 494 | 1037 | 2905 | 14.25 | 7.97 | 0.74 | 20 | 416.336 | 1.056% | 48.0139 | 41.5859 | 8.1053 | 613.6735 | 711.3787 | 1.7087
2018-10-30 23:00 | 36235.2799 | 311 | 424 | 1037 | 2905 | 10.12 | 4.01 | 0.72 | 19.06 | 378.7671 | 1.045% | 32.8989 | 17.7726 | 7.8046 | 578.7749 | 637.2511 | 1.6824
2018-10-31 | 33917.4388 | 235 | 347 | 1037 | 2905 | 6.36 | 3.5 | 0.71 | 16.62 | 349.6822 | 1.031% | 15.409 | 12.5213 | 7.5908 | 497.7687 | 533.2898 | 1.5251
2018-10-31 01:00 | 32370.4822 | 174 | 257 | 1037 | 2905 | 4 | 2.11 | 0.71 | 14.4 | 336.1637 | 1.038% | 7.2279 | 5.6314 | 7.6461 | 434.4205 | 454.9259 | 1.3533
2018-10-31 02:00 | 31389.7259 | 193 | 232 | 1637 | 2905 | 4 | 0.01 | 1.52 | 13 | 327.1546 | 1.042% | 8.0461 | 0.02418 | 25.9333 | 393.6 | 427.6035 | 1.307
2018-10-31 03:00 | 30956.6746 | 193 | 184 | 1637 | 2905 | 4 | 0.01 | 1.71 | 13.31 | 326.2793 | 1.054% | 8.1368 | 0.019393 | 29.5039 | 407.5298 | 445.1899 | 1.3644
2018-10-31 04:00 | 31338.6529 | 251 | 195 | 1637 | 2905 | 5.77 | 0.01 | 1.64 | 14.77 | 355.133 | 1.133% | 16.412 | 0.022098 | 30.4231 | 486.2251 | 533.0822 | 1.5011
2018-10-31 05:00 | 33241.8429 | 435 | 328 | 1637 | 2905 | 18.16 | 4.01 | 2 | 19 | 408.8193 | 1.23% | 97.1519 | 16.1758 | 40.2647 | 678.8066 | 832.399 | 2.0361
2018-10-31 06:00 | 36536.845 | 553 | 234 | 2053 | 2842 | 25.74 | 2.11 | 24.94 | 26.19 | 438.7546 | 1.201% | 170.9324 | 5.9291 | 614.8597 | 893.8202 | 1685.5414 | 3.8416
2018-10-31 07:00 | 38262.3668 | 358 | 230 | 2053 | 2842 | 19.07 | 1.35 | 19.08 | 20.06 | 409.5815 | 1.07% | 73.0806 | 3.3238 | 419.3106 | 610.2721 | 1105.9871 | 2.7003
2018-10-31 08:00 | 38374.9446 | 372 | 184 | 2053 | 2842 | 20.48 | 0.27 | 20.55 | 21.31 | 428.9017 | 1.118% | 85.1497 | 0.55525 | 471.5316 | 676.8891 | 1234.1256 | 2.8774
2018-10-31 09:00 | 39240.195 | 423 | 457 | 2053 | 2842 | 17.84 | 16.44 | 17.69 | 18.04 | 453.5787 | 1.156% | 87.2282 | 86.8439 | 419.796 | 592.6279 | 1186.4959 | 2.6159
2018-10-31 10:00 | 40067.7089 | 401 | 254 | 1860 | 2665 | 15.09 | 2.61 | 11.52 | 19.42 | 439.6156 | 1.097% | 66.3915 | 7.2737 | 235.0954 | 567.8388 | 876.5993 | 1.994
2018-10-31 11:00 | 40708.2233 | 423 | 271 | 1860 | 2665 | 16.65 | 3.01 | 11.74 | 17.15 | 460.0546 | 1.13% | 79.5943 | 9.2186 | 246.779 | 516.5217 | 852.1136 | 1.8522
2018-10-31 12:00 | 41192.885 | 396 | 201 | 1860 | 2665 | 16.42 | 0.77 | 11.41 | 18.66 | 493.4791 | 1.198% | 77.896 | 1.8541 | 254.2407 | 595.7381 | 929.7289 | 1.884
2018-10-31 13:00 | 41474.1468 | 342 | 207 | 1860 | 2665 | 18.46 | 1.18 | 15.82 | 22.97 | 480.8615 | 1.159% | 73.1982 | 2.832 | 341.163 | 709.7424 | 1126.9356 | 2.3436
2018-10-31 14:00 | 41455.1272 | 315 | 185 | 1457 | 2614 | 16.52 | 1.5 | 2 | 23.8 | 491.5223 | 1.186% | 61.7001 | 3.2902 | 34.5505 | 737.6453 | 837.1861 | 1.7033
2018-10-31 15:00 | 41367.7226 | 269 | 183 | 1457 | 2614 | 15.24 | 1.96 | 12.1 | 25.62 | 469.8279 | 1.136% | 46.5602 | 4.0737 | 200.2268 | 760.6098 | 1011.4703 | 2.1529
2018-10-31 16:00 | 41287.1657 | 206 | 235 | 1457 | 2614 | 13.91 | 2.11 | 12.31 | 24.56 | 444.1449 | 1.076% | 30.8251 | 5.3341 | 192.9422 | 690.6269 | 919.7283 | 2.0708
2018-10-31 17:00 | 40639.3848 | 224 | 289 | 1457 | 2614 | 11.4 | 3.5 | 10 | 22.04 | 434.5984 | 1.069% | 27.3082 | 10.817 | 155.8119 | 616.1099 | 810.047 | 1.8639
2018-10-31 18:00 | 40017.4296 | 352 | 377 | 1375 | 2747 | 20.12 | 6.12 | 1.59 | 21.45 | 429.825 | 1.074% | 76.07 | 24.7819 | 23.4824 | 632.8904 | 757.2247 | 1.7617
2018-10-31 19:00 | 39752.7776 | 237 | 395 | 1375 | 2747 | 7 | 7.56 | 4.29 | 20.72 | 434.7719 | 1.094% | 18.1443 | 32.6598 | 64.514 | 622.5044 | 737.8224 | 1.697
2018-10-31 20:00 | 39320.8688 | 157 | 434 | 1375 | 2747 | 3.82 | 8.61 | 1.78 | 18.01 | 394.0657 | 1.002% | 6.0105 | 37.4488 | 24.5283 | 495.813 | 563.8006 | 1.4307
2018-10-31 21:00 | 37958.719 | 267 | 455 | 1375 | 2747 | 5 | 12.13 | 1.59 | 15.99 | 341.6341 | 0.9% | 12.0152 | 49.6732 | 19.6766 | 395.3272 | 476.6922 | 1.3953
2018-10-31 22:00 | 35316.6992 | 319 | 494 | 1037 | 2905 | 11.76 | 8.11 | 0.73 | 18 | 293.7505 | 0.8318% | 31.203 | 33.3232 | 6.2965 | 434.9278 | 505.7505 | 1.7217
2018-10-31 23:00 | 32610.1333 | 311 | 424 | 1037 | 2905 | 12.73 | 5.52 | 0.71 | 24.33 | 264.6035 | 0.8114% | 32.1242 | 18.991 | 5.9742 | 573.4972 | 630.5866 | 2.3831
2018-11-01 | 30753.4679 | 212 | 294 | 1111 | 2985 | 4.34 | 4.01 | 0.7 | 14.11 | 252.4543 | 0.8209% | 7.5529 | 9.6779 | 6.3841 | 345.7483 | 369.3633 | 1.4631
2018-11-01 01:00 | 29575.3092 | 179 | 236 | 1111 | 2985 | 3.51 | 3.98 | 0.7 | 12.75 | 242.5048 | 0.82% | 5.1517 | 7.7017 | 6.3768 | 312.0653 | 331.2955 | 1.3661
2018-11-01 02:00 | 28958.2752 | 205 | 201 | 1717 | 2985 | 3.51 | 3.16 | 1.37 | 12.51 | 242.5273 | 0.8375% | 6.0263 | 5.3195 | 19.7006 | 312.7444 | 343.7908 | 1.4175
2018-11-01 03:00 | 28781.1413 | 205 | 185 | 1717 | 2985 | 3.51 | 3.37 | 1.44 | 12.51 | 246.7428 | 0.8573% | 6.1688 | 5.3449 | 21.1967 | 320.1386 | 352.849 | 1.43
2018-11-01 04:00 | 29280.3994 | 283 | 207 | 1717 | 2985 | 7.82 | 3.56 | 1.47 | 12.75 | 286.3347 | 0.9779% | 21.6416 | 7.2064 | 24.6822 | 372.1787 | 425.7089 | 1.4868
2018-11-01 05:00 | 31082.6297 | 438 | 327 | 1717 | 2985 | 18.57 | 8 | 1.25 | 19 | 362.3249 | 1.166% | 94.8127 | 30.4943 | 25.0185 | 661.1171 | 811.4426 | 2.2395
2018-11-01 06:00 | 34294.2602 | 556 | 249 | 2219 | 2872 | 23.52 | 7.15 | 22.72 | 23.62 | 415.3695 | 1.211% | 158.3891 | 21.5635 | 610.6309 | 821.6323 | 1612.2157 | 3.8814
2018-11-01 07:00 | 36274.6813 | 306 | 256 | 2219 | 2872 | 18.02 | 6.08 | 18 | 18.5 | 423.2142 | 1.167% | 64.3329 | 18.1593 | 466.0005 | 619.8873 | 1168.3801 | 2.7607
2018-11-01 08:00 | 36129.4248 | 343 | 156 | 2219 | 2872 | 17.24 | 3.63 | 17.24 | 18 | 410.9636 | 1.137% | 67.2626 | 6.4413 | 435.1479 | 588.0297 | 1096.8816 | 2.669
2018-11-01 09:00 | 36199.3655 | 315 | 196 | 2219 | 2872 | 17.96 | 5 | 17.21 | 18.67 | 407.5715 | 1.126% | 63.6971 | 11.0339 | 429.9729 | 603.7146 | 1108.4184 | 2.7196
2018-11-01 10:00 | 36380.3951 | 326 | 226 | 1635 | 2842 | 13.25 | 4.01 | 5.99 | 18 | 399.5235 | 1.098% | 47.436 | 9.9524 | 107.5522 | 561.7868 | 726.7274 | 1.819
2018-11-01 11:00 | 36348.4922 | 319 | 222 | 1635 | 2842 | 13.72 | 3.71 | 7.77 | 17.62 | 391.3585 | 1.077% | 47.123 | 8.8678 | 136.7814 | 539.1609 | 731.9331 | 1.8702
2018-11-01 12:00 | 36157.2828 | 299 | 195 | 1635 | 2842 | 9.77 | 3.46 | 7.85 | 18.16 | 386.9705 | 1.07% | 31.2642 | 7.2209 | 137.3629 | 552.3597 | 728.2078 | 1.8818
2018-11-01 13:00 | 36181.3779 | 237 | 205 | 1635 | 2842 | 11.25 | 3.59 | 9.85 | 23.53 | 384.5094 | 1.063% | 28.335 | 7.8211 | 171.1496 | 710.6699 | 917.9756 | 2.3874
2018-11-01 14:00 | 36248.9759 | 213 | 212 | 1380 | 2842 | 8 | 4.01 | 2 | 23.23 | 391.0429 | 1.079% | 18.3822 | 9.1708 | 29.774 | 712.2 | 769.5271 | 1.9679
2018-11-01 15:00 | 36289.1898 | 237 | 191 | 1380 | 2842 | 10 | 4.01 | 7.63 | 25.07 | 397.7287 | 1.096% | 25.9751 | 8.3944 | 115.402 | 780.8867 | 930.6582 | 2.3399
2018-11-01 16:00 | 36472.8955 | 258 | 218 | 1380 | 2842 | 8 | 1.1 | 2 | 23.99 | 410.3488 | 1.125% | 23.2216 | 2.6979 | 31.0522 | 767.074 | 824.0457 | 2.0082
2018-11-01 17:00 | 36422.9095 | 365 | 240 | 1380 | 2842 | 14.72 | 2.14 | 6.25 | 24.67 | 430.8505 | 1.183% | 63.5554 | 6.0754 | 102.0261 | 829.364 | 1001.0209 | 2.3234
2018-11-01 18:00 | 36735.18 | 214 | 320 | 1426 | 2842 | 8.44 | 3.5 | 2 | 30 | 465.5208 | 1.267% | 22.8883 | 14.193 | 36.1415 | 1080.4439 | 1153.6667 | 2.4782
2018-11-01 19:00 | 37895.403 | 178 | 322 | 1426 | 2842 | 9.2 | 4.01 | 3.89 | 32.31 | 463.8522 | 1.224% | 20.0448 | 15.805 | 67.8988 | 1123.9684 | 1227.717 | 2.6468
2018-11-01 20:00 | 37677.8695 | 173 | 337 | 1426 | 2842 | 4 | 4.01 | 2 | 22.84 | 442.9205 | 1.176% | 8.1348 | 15.886 | 33.5266 | 763.0617 | 820.609 | 1.8527
2018-11-01 21:00 | 36368.4134 | 194 | 394 | 1426 | 2842 | 4 | 7.45 | 1.51 | 18 | 399.3316 | 1.098% | 8.5206 | 32.2301 | 23.6432 | 561.7019 | 626.0958 | 1.5679
2018-11-01 22:00 | 34143.4677 | 265 | 389 | 1111 | 2985 | 8.5 | 5 | 0.74 | 21.97 | 353.3917 | 1.035% | 23.3138 | 20.1311 | 8.5093 | 678.7707 | 730.725 | 2.0677
2018-11-01 23:00 | 31794.1748 | 243 | 362 | 1111 | 2985 | 5.74 | 4.01 | 0.77 | 22.49 | 323.9524 | 1.019% | 14.2119 | 14.7906 | 8.7164 | 684.0179 | 721.7369 | 2.2279
2018-11-02 | 30236.3764 | 212 | 294 | 1111 | 2985 | 4 | 4.01 | 0.69 | 10.75 | 307.999 | 1.019% | 8.638 | 12.0091 | 7.8088 | 326.868 | 355.3239 | 1.1537
2018-11-02 01:00 | 29416.6727 | 179 | 236 | 1111 | 2985 | 3.11 | 4.01 | 0.69 | 10.75 | 302.4841 | 1.028% | 5.7243 | 9.7312 | 7.8826 | 329.9604 | 353.2986 | 1.168
2018-11-02 02:00 | 29043.5037 | 205 | 201 | 1717 | 2985 | 3.25 | 3 | 1.4 | 10 | 295.2273 | 1.017% | 6.7724 | 6.1295 | 24.4346 | 303.4253 | 340.7618 | 1.1542
2018-11-02 03:00 | 29149.1598 | 205 | 185 | 1717 | 2985 | 3.27 | 3 | 1.36 | 10 | 302.1006 | 1.036% | 6.9475 | 5.752 | 24.2011 | 309.3641 | 346.2646 | 1.1462
2018-11-02 04:00 | 29953.7033 | 283 | 207 | 1717 | 2985 | 4.74 | 3 | 1.38 | 10 | 337.3857 | 1.126% | 15.1092 | 6.9947 | 26.6886 | 336.2176 | 385.0101 | 1.1412
2018-11-02 05:00 | 32185.9873 | 438 | 327 | 1717 | 2985 | 15.88 | 6 | 1.25 | 16 | 408.0891 | 1.268% | 88.1887 | 24.8764 | 27.2125 | 605.5534 | 745.831 | 1.8276
2018-11-02 06:00 | 35949.9065 | 556 | 249 | 2219 | 2872 | 21.81 | 2.61 | 18.99 | 22.15 | 461.5783 | 1.284% | 155.6962 | 8.3443 | 541.0406 | 816.7812 | 1521.8623 | 3.2971
2018-11-02 07:00 | 37727.1048 | 306 | 256 | 2219 | 2872 | 10.8 | 2.11 | 10 | 17.5 | 465.0896 | 1.233% | 40.7407 | 6.6589 | 273.5523 | 619.5917 | 940.5437 | 2.0223
2018-11-02 08:00 | 37365.3216 | 343 | 156 | 2219 | 2872 | 10.8 | 0.41 | 10 | 17.41 | 450.9464 | 1.207% | 44.7069 | 0.77191 | 267.8018 | 603.4474 | 916.728 | 2.0329
2018-11-02 09:00 | 36977.3994 | 315 | 196 | 2219 | 2872 | 10.8 | 1.27 | 10 | 15.18 | 426.7456 | 1.154% | 39.2615 | 2.8727 | 256.0884 | 503.14 | 801.3627 | 1.8778
2018-11-02 10:00 | 36538.3261 | 326 | 226 | 1635 | 2842 | 5 | 1 | 1.99 | 15.07 | 404.6624 | 1.108% | 18.0523 | 2.503 | 36.0342 | 474.3311 | 530.9205 | 1.312
2018-11-02 11:00 | 36155.5149 | 319 | 222 | 1635 | 2842 | 7.68 | 0.74 | 4 | 14.21 | 384.8285 | 1.064% | 26.0762 | 1.7485 | 69.6098 | 429.8439 | 527.2785 | 1.3702
2018-11-02 12:00 | 35811.235 | 299 | 195 | 1635 | 2842 | 8.7 | 0.52 | 4 | 15.09 | 373.2371 | 1.042% | 27.1117 | 1.0568 | 68.1621 | 446.9705 | 543.3011 | 1.4556
2018-11-02 13:00 | 35898.7496 | 237 | 205 | 1635 | 2842 | 7 | 0.53 | 1.99 | 15.3 | 365.6068 | 1.018% | 16.8959 | 1.1065 | 33.1364 | 442.8437 | 493.9825 | 1.3511
2018-11-02 14:00 | 36008.4739 | 213 | 212 | 1380 | 2842 | 7.76 | 1.02 | 1.98 | 17.65 | 373.5219 | 1.037% | 17.1456 | 2.2431 | 28.3436 | 520.3316 | 568.0639 | 1.5208
2018-11-02 15:00 | 36148.413 | 237 | 191 | 1380 | 2842 | 9.21 | 1.05 | 4 | 15.99 | 378.0309 | 1.046% | 22.8269 | 2.0973 | 57.7267 | 475.2373 | 557.8882 | 1.4758
2018-11-02 16:00 | 36412.0065 | 258 | 218 | 1380 | 2842 | 8 | 1.08 | 1.89 | 17.84 | 392.5575 | 1.078% | 22.252 | 2.5383 | 28.119 | 546.61 | 599.5192 | 1.5272
2018-11-02 17:00 | 36242.6927 | 365 | 240 | 1380 | 2842 | 7.9 | 1.76 | 1.99 | 14.41 | 400.1641 | 1.104% | 31.8374 | 4.6638 | 30.3214 | 452.1741 | 518.9968 | 1.297
2018-11-02 18:00 | 35937.0341 | 214 | 320 | 1426 | 2842 | 5.49 | 5.49 | 1.99 | 15.82 | 405.4734 | 1.128% | 13.2558 | 19.8218 | 32.0179 | 507.2834 | 572.3789 | 1.4116
2018-11-02 19:00 | 36436.6679 | 178 | 322 | 1426 | 2842 | 4 | 3.46 | 3.2 | 13.39 | 379.665 | 1.042% | 7.4189 | 11.609 | 47.5479 | 396.5214 | 463.0972 | 1.2198
2018-11-02 20:00 | 35771.1572 | 173 | 337 | 1426 | 2842 | 4 | 9.55 | 1.72 | 15.8 | 360.5643 | 1.008% | 6.9752 | 32.4402 | 24.7228 | 452.617 | 516.7552 | 1.4332
2018-11-02 21:00 | 34752.1709 | 194 | 394 | 1426 | 2842 | 4 | 19.22 | 0.99 | 18 | 337.6156 | 0.9715% | 7.5388 | 73.5682 | 13.715 | 496.978 | 591.8 | 1.7529
2018-11-02 22:00 | 33327.8471 | 265 | 389 | 1111 | 2985 | 15 | 20 | 0.74 | 29.3 | 308.9334 | 0.927% | 36.8464 | 72.1169 | 7.6209 | 810.7176 | 927.3018 | 3.0016
2018-11-02 23:00 | 31641.8152 | 243 | 362 | 1111 | 2985 | 5.85 | 12 | 0.76 | 29 | 283.1383 | 0.8948% | 12.7204 | 38.8711 | 7.5555 | 774.6038 | 833.7508 | 2.9447
2018-11-03 | 30065.8981 | 212 | 294 | 1111 | 2985 | 7 | 12.14 | 0.68 | 16.55 | 268.2886 | 0.8923% | 13.2423 | 31.8489 | 6.7414 | 440.8292 | 492.6617 | 1.8363
2018-11-03 01:00 | 29096.9593 | 179 | 236 | 1111 | 2985 | 4.6 | 9.85 | 0.68 | 40 | 262.1578 | 0.901% | 7.4187 | 20.9442 | 6.8067 | 1075.7702 | 1110.9398 | 4.2377
2018-11-03 02:00 | 28599.866 | 205 | 201 | 1717 | 2985 | 6.35 | 10.32 | 1.14 | 40 | 262.8001 | 0.9189% | 11.9616 | 19.0606 | 17.9861 | 1097.1495 | 1146.1578 | 4.3613
2018-11-03 03:00 | 28412.0371 | 205 | 185 | 1717 | 2985 | 6.19 | 9.97 | 1 | 13.66 | 266.6227 | 0.9384% | 11.908 | 17.3086 | 16.1126 | 382.6394 | 427.9686 | 1.6051
2018-11-03 04:00 | 28600.9296 | 283 | 207 | 1717 | 2985 | 8 | 11.15 | 1 | 13.91 | 274.5528 | 0.9599% | 21.7331 | 22.156 | 16.4822 | 398.5816 | 458.9529 | 1.6716
2018-11-03 05:00 | 29343.8287 | 438 | 327 | 1717 | 2985 | 25 | 15 | 1.32 | 22 | 301.1257 | 1.026% | 112.3687 | 50.335 | 23.2582 | 673.9041 | 859.866 | 2.8555
2018-11-03 06:00 | 30745.4515 | 556 | 249 | 2219 | 2872 | 18.79 | 13.57 | 15.24 | 16.78 | 335.8872 | 1.092% | 114.1338 | 36.9141 | 369.4494 | 526.4887 | 1046.9859 | 3.1171
2018-11-03 07:00 | 32282.5172 | 306 | 256 | 2219 | 2872 | 10.96 | 8.62 | 10 | 14.64 | 365.0518 | 1.131% | 37.9244 | 24.9537 | 250.9253 | 475.4585 | 789.262 | 2.1621
2018-11-03 08:00 | 33309.2167 | 343 | 156 | 2219 | 2872 | 12.65 | 4.01 | 10 | 15.12 | 371.0082 | 1.114% | 48.3285 | 6.9677 | 247.159 | 483.6769 | 786.132 | 2.1189
2018-11-03 09:00 | 34242.288 | 315 | 196 | 2219 | 2872 | 10.96 | 6.12 | 10 | 16 | 369.5483 | 1.079% | 37.2589 | 12.9454 | 239.478 | 495.9214 | 785.6037 | 2.1258
2018-11-03 10:00 | 34768.8815 | 326 | 226 | 1635 | 2842 | 11.95 | 5.79 | 1.04 | 16 | 363.0435 | 1.044% | 40.6774 | 13.6633 | 17.7549 | 474.8014 | 546.897 | 1.5064
2018-11-03 11:00 | 35032.6572 | 319 | 222 | 1635 | 2842 | 13.47 | 6.19 | 3.1 | 17.85 | 358.2613 | 1.023% | 43.9425 | 14.053 | 51.833 | 518.787 | 628.6156 | 1.7546
2018-11-03 12:00 | 35094.5338 | 299 | 195 | 1635 | 2842 | 10.35 | 4.18 | 3.08 | 17.98 | 358.5243 | 1.022% | 31.6148 | 8.327 | 51.4455 | 522.0269 | 613.4143 | 1.7109
2018-11-03 13:00 | 35124.4521 | 237 | 205 | 1635 | 2842 | 7 | 4.39 | 1.59 | 22 | 368.9809 | 1.05% | 17.4277 | 9.4539 | 27.3092 | 656.8121 | 711.0029 | 1.9269
2018-11-03 14:00 | 35220.8636 | 213 | 212 | 1380 | 2842 | 8.31 | 3.5 | 1.49 | 22 | 389.1158 | 1.105% | 19.5551 | 8.1975 | 22.7166 | 690.7575 | 741.2267 | 1.9049
2018-11-03 15:00 | 35464.9804 | 237 | 191 | 1380 | 2842 | 9.53 | 1.72 | 2.4 | 21.15 | 407.7406 | 1.15% | 25.9672 | 3.777 | 38.078 | 691.0647 | 758.8869 | 1.8612
2018-11-03 16:00 | 35717.4693 | 258 | 218 | 1380 | 2842 | 9.15 | 2.11 | 1.28 | 22.02 | 430.4007 | 1.205% | 28.4468 | 5.5428 | 21.2854 | 754.1083 | 809.3833 | 1.8805
2018-11-03 17:00 | 35658.1839 | 365 | 240 | 1380 | 2842 | 17.92 | 2.11 | 1.59 | 26 | 447.2277 | 1.254% | 82.0352 | 6.3513 | 27.5198 | 926.7591 | 1042.6655 | 2.3314
2018-11-03 18:00 | 35850.6904 | 214 | 320 | 1426 | 2842 | 8.32 | 4.01 | 1.59 | 28.63 | 423.4405 | 1.181% | 21.0296 | 15.1562 | 26.7801 | 961.0374 | 1024.0033 | 2.4183
2018-11-03 19:00 | 36793.2018 | 178 | 322 | 1426 | 2842 | 5.82 | 4.01 | 2.2 | 30 | 395.8188 | 1.076% | 11.1448 | 13.8909 | 33.7498 | 917.2214 | 976.0068 | 2.4658
2018-11-03 20:00 | 36363.2229 | 173 | 337 | 1426 | 2842 | 3 | 4.01 | 1.47 | 22.31 | 394.4147 | 1.085% | 5.6293 | 14.6577 | 22.7367 | 687.7244 | 730.7481 | 1.8527
2018-11-03 21:00 | 35411.6201 | 194 | 394 | 1426 | 2842 | 3.37 | 6 | 0.98 | 18 | 365.3515 | 1.032% | 6.7452 | 24.39 | 14.4182 | 527.7906 | 573.3441 | 1.5693
2018-11-03 22:00 | 33826.7672 | 265 | 389 | 1111 | 2985 | 5 | 6 | 0.73 | 19.88 | 326.3375 | 0.9647% | 12.7827 | 22.5168 | 7.8243 | 572.4891 | 615.6129 | 1.8864
2018-11-03 23:00 | 32153.2338 | 243 | 362 | 1111 | 2985 | 6 | 6.32 | 0.74 | 19 | 293.228 | 0.912% | 13.2965 | 20.8644 | 7.4977 | 517.2241 | 558.8828 | 1.906
2018-11-04 | 30308.1066 | 212 | 294 | 1111 | 2985 | 4.17 | 4.01 | 0.67 | 11.8 | 265.0207 | 0.8744% | 7.7302 | 10.3089 | 6.5089 | 307.9976 | 332.5456 | 1.2548
2018-11-04 01:00 | 29219.0255 | 205 | 201 | 1717 | 2985 | 4 | 2.61 | 0.97 | 11.75 | 252.2414 | 0.8633% | 7.0789 | 4.5288 | 14.3778 | 302.784 | 328.7695 | 1.3034
2018-11-04 02:00 | 28134.0262 | 205 | 201 | 1717 | 2985 | 4 | 2.61 | 1.36 | 11.75 | 259.2975 | 0.9217% | 7.5575 | 4.8351 | 21.5217 | 323.2575 | 357.1718 | 1.3775
2018-11-04 03:00 | 27935.3636 | 205 | 185 | 1717 | 2985 | 4 | 1 | 0.99 | 11.75 | 260.4667 | 0.9324% | 7.6456 | 1.7249 | 15.8491 | 327.0244 | 352.244 | 1.3524
2018-11-04 04:00 | 28079.9658 | 283 | 207 | 1717 | 2985 | 6.32 | 2.11 | 0.99 | 11.75 | 245.9044 | 0.8757% | 15.6629 | 3.8249 | 14.8859 | 307.151 | 341.5247 | 1.3889
2018-11-04 05:00 | 28589.977 | 438 | 327 | 1717 | 2985 | 11.8 | 4.01 | 1.25 | 12 | 244.0339 | 0.8536% | 44.1156 | 11.1925 | 18.3196 | 305.7469 | 379.3747 | 1.5546
2018-11-04 06:00 | 29658.4983 | 556 | 249 | 2219 | 2872 | 16.32 | 2.32 | 15.7 | 16 | 266.7176 | 0.8993% | 81.6014 | 5.1951 | 313.2993 | 413.2443 | 813.34 | 3.0494
2018-11-04 07:00 | 30839.7477 | 306 | 256 | 2219 | 2872 | 10.48 | 2.61 | 10 | 14 | 306.6038 | 0.9942% | 31.8823 | 6.6427 | 220.6094 | 399.7414 | 658.8758 | 2.1489
2018-11-04 08:00 | 32455.7702 | 343 | 156 | 2219 | 2872 | 11.52 | 0.03 | 10.57 | 14.57 | 352.2914 | 1.085% | 42.8901 | 0.050799 | 254.5906 | 454.2073 | 751.7388 | 2.1339
2018-11-04 09:00 | 33559.5618 | 315 | 196 | 2219 | 2872 | 13.34 | 0.74 | 12.54 | 16.8 | 389.8583 | 1.162% | 48.8154 | 1.6849 | 323.255 | 560.511 | 934.2664 | 2.3964
2018-11-04 10:00 | 34015.4085 | 326 | 226 | 1635 | 2842 | 9.81 | 1.75 | 1.58 | 19.46 | 405.3797 | 1.192% | 38.113 | 4.7134 | 30.7866 | 659.1029 | 732.7158 | 1.8075
2018-11-04 11:00 | 34334.8746 | 319 | 222 | 1635 | 2842 | 10.86 | 2.11 | 2.71 | 20.94 | 413.9991 | 1.206% | 41.7719 | 5.6481 | 53.4258 | 717.5706 | 818.4164 | 1.9769
2018-11-04 12:00 | 34719.5761 | 299 | 195 | 1635 | 2842 | 7.12 | 0.76 | 2.6 | 21.5 | 416.4256 | 1.199% | 25.5337 | 1.7775 | 50.9864 | 732.8676 | 811.1652 | 1.9479
2018-11-04 13:00 | 35191.2692 | 237 | 205 | 1635 | 2842 | 7 | 0.9 | 1.35 | 21.5 | 418.7707 | 1.19% | 19.7418 | 2.1955 | 26.2659 | 727.1163 | 775.3196 | 1.8514
2018-11-04 14:00 | 35538.2171 | 213 | 212 | 1380 | 2842 | 8 | 2.11 | 1.43 | 19.34 | 425.4944 | 1.197% | 20.4018 | 5.3557 | 23.6273 | 658.08 | 707.4648 | 1.6627
2018-11-04 15:00 | 35711.4498 | 237 | 191 | 1380 | 2842 | 9.28 | 1.9 | 0.99 | 22 | 433.2406 | 1.213% | 26.682 | 4.4026 | 16.5743 | 758.5224 | 806.1813 | 1.8608
2018-11-04 16:00 | 35794.2106 | 258 | 218 | 1380 | 2842 | 10 | 2.61 | 1.54 | 29.28 | 437.6144 | 1.223% | 31.5427 | 6.9563 | 25.9824 | 1017.3584 | 1081.8396 | 2.4721
2018-11-04 17:00 | 36549.914 | 365 | 240 | 1380 | 2842 | 18.92 | 2.66 | 1.49 | 31.33 | 437.1054 | 1.196% | 82.5874 | 7.6347 | 24.5904 | 1064.8398 | 1179.6523 | 2.6988
2018-11-04 18:00 | 37892.774 | 214 | 320 | 1426 | 2842 | 10.73 | 4.01 | 1.59 | 31.5 | 451.1286 | 1.191% | 27.3374 | 15.277 | 26.9936 | 1065.807 | 1135.415 | 2.5168
2018-11-04 19:00 | 37700.0039 | 178 | 322 | 1426 | 2842 | 5 | 4.01 | 1.59 | 28.32 | 426.3881 | 1.131% | 10.0659 | 14.6037 | 25.6437 | 910.2926 | 960.6059 | 2.2529
2018-11-04 20:00 | 36842.6822 | 173 | 337 | 1426 | 2842 | 4 | 8.11 | 1.4 | 35 | 395.2377 | 1.073% | 7.4236 | 29.3196 | 21.4168 | 1067.0855 | 1125.2455 | 2.847
2018-11-04 21:00 | 35466.3675 | 194 | 394 | 1426 | 2842 | 6 | 18.9 | 1.21 | 22 | 360.0769 | 1.015% | 11.8177 | 75.6026 | 17.518 | 634.783 | 739.7212 | 2.0543
2018-11-04 22:00 | 33275.5006 | 265 | 389 | 1111 | 2985 | 9.05 | 16.27 | 0.72 | 21 | 317.9201 | 0.9554% | 22.9133 | 60.4687 | 7.6426 | 598.9037 | 689.9283 | 2.1701
2018-11-04 23:00 | 31180.3261 | 243 | 362 | 1111 | 2985 | 8.11 | 11.35 | 0.74 | 20 | 282.2016 | 0.9051% | 17.8364 | 37.1863 | 7.4409 | 540.3227 | 602.7863 | 2.136
2018-11-05 | 29711.8147 | 212 | 294 | 1111 | 2985 | 4 | 7.79 | 0.67 | 16 | 260.4489 | 0.8766% | 7.4334 | 20.076 | 6.525 | 418.6564 | 452.6909 | 1.7381
2018-11-05 01:00 | 28965.8444 | 179 | 236 | 1111 | 2985 | 4 | 6 | 0.67 | 22 | 249.7199 | 0.8621% | 6.1728 | 12.2076 | 6.4174 | 566.1532 | 590.9509 | 2.3665
2018-11-05 02:00 | 28710.9269 | 205 | 201 | 1717 | 2985 | 4 | 5.51 | 1.23 | 12.75 | 245.1107 | 0.8537% | 7.0005 | 9.455 | 18.0298 | 324.9148 | 359.4001 | 1.4663
2018-11-05 03:00 | 28753.9093 | 205 | 185 | 1717 | 2985 | 4 | 4.01 | 1.29 | 12.75 | 242.3702 | 0.8429% | 6.9119 | 6.2531 | 18.6699 | 320.8019 | 352.6368 | 1.455
2018-11-05 04:00 | 29594.3129 | 283 | 207 | 1717 | 2985 | 8 | 6 | 1.29 | 12.75 | 250.3643 | 0.846% | 19.1532 | 10.5072 | 18.738 | 321.9725 | 370.3709 | 1.4793
2018-11-05 05:00 | 31804.9402 | 438 | 327 | 1717 | 2985 | 15 | 8.61 | 1.09 | 17 | 282.3116 | 0.8876% | 58.3176 | 24.9911 | 16.6123 | 450.43 | 550.351 | 1.9494
2018-11-05 06:00 | 35292.4378 | 556 | 249 | 2219 | 2872 | 25.2 | 10.81 | 18 | 32 | 340.0205 | 0.9634% | 134.9891 | 25.9327 | 384.8161 | 885.4374 | 1431.1753 | 4.2091
2018-11-05 07:00 | 36362.9684 | 306 | 256 | 2219 | 2872 | 12.5 | 10 | 12.5 | 21.26 | 364.3695 | 1.002% | 38.3278 | 25.6521 | 277.9394 | 611.8295 | 953.7488 | 2.6175
2018-11-05 08:00 | 37011.7396 | 343 | 156 | 2219 | 2872 | 13.3 | 1.07 | 12.5 | 18.82 | 370.7904 | 1.002% | 45.7019 | 1.6722 | 277.8793 | 541.4932 | 866.7467 | 2.3376
2018-11-05 09:00 | 37993.3492 | 315 | 196 | 2219 | 2872 | 10.95 | 1.55 | 10.95 | 18.5 | 375.4764 | 0.9883% | 34.0879 | 3.0024 | 240.1301 | 525.087 | 802.3073 | 2.1368
2018-11-05 10:00 | 39063.3584 | 326 | 226 | 1635 | 2842 | 4.8 | 1.17 | 1.59 | 18.5 | 378.4486 | 0.9688% | 15.1599 | 2.5617 | 25.1856 | 509.3697 | 552.2769 | 1.4593
2018-11-05 11:00 | 40087.3942 | 319 | 222 | 1635 | 2842 | 6.4 | 0.01 | 2.49 | 18.5 | 395.8097 | 0.9874% | 20.1581 | 0.02192 | 40.1972 | 519.128 | 579.5052 | 1.4641
2018-11-05 12:00 | 41040.3112 | 299 | 195 | 1635 | 2842 | 7 | 0.11 | 2.53 | 18.5 | 422.5354 | 1.03% | 21.5487 | 0.22084 | 42.5883 | 541.3128 | 605.6707 | 1.4334
2018-11-05 13:00 | 41892.9873 | 237 | 205 | 1635 | 2842 | 7 | 0.13 | 1.59 | 19 | 434.1417 | 1.036% | 17.1924 | 0.27618 | 26.9405 | 559.5873 | 603.9964 | 1.3912
2018-11-05 14:00 | 42596.5787 | 213 | 212 | 1380 | 2842 | 7.95 | 0.39 | 1.59 | 21.32 | 459.4768 | 1.079% | 18.2657 | 0.89184 | 23.6682 | 653.5821 | 696.4079 | 1.5157
2018-11-05 15:00 | 43136.2193 | 237 | 191 | 1380 | 2842 | 7.87 | 1.96 | 1.85 | 29.5 | 477.2853 | 1.106% | 20.6376 | 4.1421 | 28.2479 | 927.6455 | 980.6732 | 2.0547
2018-11-05 16:00 | 43277.9114 | 258 | 218 | 1380 | 2842 | 13.05 | 2.64 | 1.59 | 35 | 490.9836 | 1.134% | 38.1971 | 6.5292 | 24.893 | 1128.4772 | 1198.0965 | 2.4402
2018-11-05 17:00 | 43122.0452 | 365 | 240 | 1380 | 2842 | 32.91 | 1.42 | 1.59 | 49.69 | 513.3356 | 1.19% | 142.9956 | 4.057 | 26.1203 | 1681.1061 | 1854.2791 | 3.6122
2018-11-05 18:00 | 43622.443 | 214 | 320 | 1426 | 2842 | 24.48 | 2.11 | 1.65 | 47 | 541.4633 | 1.241% | 65.0256 | 8.3809 | 29.2054 | 1657.9864 | 1760.5982 | 3.2516
2018-11-05 19:00 | 42948.0097 | 178 | 322 | 1426 | 2842 | 3.98 | 2.46 | 1.74 | 29.36 | 514.8076 | 1.199% | 8.4919 | 9.495 | 29.742 | 1000.1888 | 1047.9177 | 2.0356
2018-11-05 20:00 | 41523.5374 | 173 | 337 | 1426 | 2842 | 3 | 3.5 | 1.59 | 34.91 | 483.689 | 1.165% | 6.0456 | 13.7395 | 26.4112 | 1155.7018 | 1201.8981 | 2.4849
2018-11-05 21:00 | 39455.6663 | 194 | 394 | 1426 | 2842 | 6 | 4.01 | 1.32 | 28.67 | 434.6505 | 1.102% | 12.8228 | 17.4049 | 20.736 | 897.5995 | 948.5632 | 2.1824
2018-11-05 22:00 | 36661.9668 | 265 | 389 | 1111 | 2985 | 6 | 4.01 | 0.72 | 24.24 | 375.6044 | 1.025% | 16.2897 | 15.9812 | 8.1952 | 741.2964 | 781.7625 | 2.0813
2018-11-05 23:00 | 33957.4345 | 243 | 362 | 1111 | 2985 | 5.38 | 3.5 | 0.74 | 20.57 | 319.0204 | 0.9395% | 12.2821 | 11.9031 | 7.7238 | 576.8491 | 608.7581 | 1.9082
2018-11-06 | 32079.5006 | 212 | 294 | 1111 | 2985 | 3.11 | 4.01 | 0.66 | 10.75 | 275.6611 | 0.8593% | 5.6656 | 10.1307 | 6.3009 | 275.7406 | 297.8378 | 1.0804
2018-11-06 01:00 | 30936.1878 | 179 | 236 | 1111 | 2985 | 2.31 | 4.01 | 0.66 | 10.75 | 259.3898 | 0.8385% | 3.467 | 7.9349 | 6.1481 | 269.0537 | 286.6037 | 1.1049
2018-11-06 02:00 | 30201.3472 | 205 | 201 | 1717 | 2985 | 2.61 | 3.5 | 1.36 | 10 | 250.4351 | 0.8292% | 4.4367 | 5.8336 | 19.3632 | 247.5217 | 277.1552 | 1.1067
2018-11-06 03:00 | 30031.6661 | 205 | 185 | 1717 | 2985 | 2.61 | 3.11 | 1.36 | 10 | 254.8185 | 0.8485% | 4.5399 | 4.8818 | 19.8135 | 253.277 | 282.5123 | 1.1087
2018-11-06 04:00 | 30778.1616 | 283 | 207 | 1717 | 2985 | 3.54 | 3.5 | 1.36 | 10 | 269.3076 | 0.875% | 8.7659 | 6.3393 | 20.4322 | 261.1862 | 296.7237 | 1.1018
2018-11-06 05:00 | 32962.5324 | 438 | 327 | 1717 | 2985 | 11.2 | 6 | 1.58 | 12 | 303.5889 | 0.921% | 45.1812 | 18.0703 | 24.9858 | 329.9065 | 418.1437 | 1.3773
2018-11-06 06:00 | 36500.7737 | 556 | 249 | 2219 | 2872 | 19.57 | 1.68 | 18.95 | 20.05 | 366.5609 | 1.004% | 109.2722 | 4.201 | 422.2898 | 578.2863 | 1114.0493 | 3.0392
2018-11-06 07:00 | 37322.013 | 306 | 256 | 2219 | 2872 | 12.96 | 1.07 | 13.75 | 18.75 | 396.0441 | 1.061% | 42.0828 | 2.9067 | 323.7714 | 571.4315 | 940.1925 | 2.374
2018-11-06 08:00 | 38077.3584 | 343 | 156 | 2219 | 2872 | 14.01 | 0.04 | 13.21 | 19.39 | 404.4033 | 1.062% | 51.0364 | 0.066272 | 311.3207 | 591.4392 | 953.8626 | 2.3587
2018-11-06 09:00 | 39363.5699 | 315 | 196 | 2219 | 2872 | 12.64 | 0.77 | 11.84 | 20.45 | 412.7596 | 1.049% | 41.7504 | 1.5825 | 275.4937 | 615.8578 | 934.6845 | 2.2645
2018-11-06 10:00 | 40838.6992 | 326 | 226 | 1635 | 2842 | 10.09 | 1.03 | 4.59 | 19.12 | 427.0689 | 1.046% | 34.3981 | 2.4343 | 78.4796 | 568.2482 | 683.5601 | 1.6006
2018-11-06 11:00 | 42260.2044 | 319 | 222 | 1635 | 2842 | 8.31 | 0.63 | 5.14 | 17.2 | 432.2648 | 1.023% | 27.115 | 1.4306 | 85.9605 | 500.0009 | 614.5071 | 1.4216
2018-11-06 12:00 | 43439.9039 | 299 | 195 | 1635 | 2842 | 8.44 | 0.99 | 7.13 | 20.74 | 438.1931 | 1.009% | 25.456 | 1.9474 | 117.5937 | 594.5789 | 739.5759 | 1.6878
2018-11-06 13:00 | 44407.3369 | 237 | 205 | 1635 | 2842 | 10.72 | 1.14 | 10.86 | 30 | 451.0128 | 1.016% | 25.8034 | 2.3735 | 180.3357 | 865.9233 | 1074.4359 | 2.3823
2018-11-06 14:00 | 45042.997 | 213 | 212 | 1380 | 2842 | 10.87 | 1.35 | 19.18 | 39.25 | 464.163 | 1.03% | 23.859 | 2.9493 | 272.7539 | 1149.4946 | 1449.0567 | 3.1219
2018-11-06 15:00 | 45372.3763 | 237 | 191 | 1380 | 2842 | 18.15 | 1.68 | 25 | 48 | 479.1419 | 1.056% | 45.4253 | 3.3886 | 364.3273 | 1440.5818 | 1853.7229 | 3.8688
2018-11-06 16:00 | 45395.8678 | 258 | 218 | 1380 | 2842 | 31.04 | 1.7 | 35 | 56.84 | 493.3718 | 1.087% | 87.0361 | 4.0278 | 524.9345 | 1755.6427 | 2371.641 | 4.807
2018-11-06 17:00 | 45146.1019 | 365 | 240 | 1380 | 2842 | 61 | 2.11 | 51.76 | 73.01 | 518.0462 | 1.147% | 255.4882 | 5.8109 | 819.6371 | 2380.974 | 3461.9102 | 6.6826
2018-11-06 18:00 | 45524.0205 | 214 | 320 | 1426 | 2842 | 35.16 | 2.31 | 33.91 | 58.66 | 552.2957 | 1.213% | 91.2838 | 8.9679 | 586.6491 | 2022.5404 | 2709.4412 | 4.9058
2018-11-06 19:00 | 44492.304 | 178 | 322 | 1426 | 2842 | 5.94 | 2.22 | 9.47 | 22.72 | 543.0579 | 1.221% | 12.9053 | 8.7251 | 164.8279 | 788.1223 | 974.5806 | 1.7946
2018-11-06 20:00 | 43122.3903 | 173 | 337 | 1426 | 2842 | 6.54 | 2.31 | 8.05 | 20.54 | 520.6108 | 1.207% | 13.6595 | 9.3984 | 138.5881 | 704.7497 | 866.3956 | 1.6642
2018-11-06 21:00 | 41086.9583 | 194 | 394 | 1426 | 2842 | 5.04 | 6 | 1.59 | 18.47 | 481.926 | 1.173% | 11.4686 | 27.7283 | 26.5946 | 615.6974 | 681.4889 | 1.4141
2018-11-06 22:00 | 38023.9062 | 265 | 389 | 1111 | 2985 | 7.8 | 8.11 | 0.71 | 15.99 | 431.5558 | 1.135% | 23.4596 | 35.8056 | 8.9527 | 541.7177 | 609.9356 | 1.4133
2018-11-06 23:00 | 35481.2796 | 243 | 362 | 1111 | 2985 | 6 | 6 | 0.73 | 16.01 | 373.9827 | 1.054% | 15.3677 | 22.8935 | 8.5485 | 503.7185 | 550.5282 | 1.4721
2018-11-07 | 33689.9244 | 212 | 294 | 1111 | 2985 | 4.73 | 4.01 | 0.85 | 10.75 | 337.912 | 1.003% | 10.0577 | 11.8248 | 9.4719 | 321.8521 | 353.2066 | 1.0453
2018-11-07 01:00 | 32612.6593 | 179 | 236 | 1111 | 2985 | 4 | 4 | 0.82 | 10.75 | 323.5706 | 0.9922% | 7.1039 | 9.366 | 9.0388 | 318.3726 | 343.8813 | 1.0628
2018-11-07 02:00 | 31929.277 | 205 | 201 | 1717 | 2985 | 4 | 3.02 | 1.6 | 10 | 317.6645 | 0.9949% | 8.1582 | 6.0392 | 27.3319 | 296.9778 | 338.5071 | 1.0656
2018-11-07 03:00 | 31645.9166 | 205 | 185 | 1717 | 2985 | 4 | 3.11 | 1.61 | 10 | 318.7151 | 1.007% | 8.2585 | 5.7945 | 27.8408 | 300.6279 | 342.5217 | 1.0747
2018-11-07 04:00 | 32154.0475 | 283 | 207 | 1717 | 2985 | 5 | 3.43 | 1.62 | 10 | 318.108 | 0.9893% | 13.9989 | 7.0243 | 27.5185 | 295.3135 | 343.8553 | 1.0809
2018-11-07 05:00 | 34200.9495 | 438 | 327 | 1717 | 2985 | 12 | 6 | 2.75 | 12.2 | 339.1235 | 0.9916% | 52.1165 | 19.4544 | 46.8191 | 361.097 | 479.487 | 1.4139
2018-11-07 06:00 | 37601.3011 | 556 | 249 | 2219 | 2872 | 19.45 | 1.72 | 18.55 | 20.28 | 413.8193 | 1.101% | 119.0152 | 4.7134 | 453.0114 | 641.0033 | 1217.7433 | 2.9427
2018-11-07 07:00 | 38642.3265 | 306 | 256 | 2219 | 2872 | 12.56 | 1.18 | 13.35 | 18.75 | 424.4514 | 1.098% | 42.2159 | 3.3181 | 325.3893 | 591.4941 | 962.4174 | 2.2674
2018-11-07 08:00 | 39651.0761 | 343 | 156 | 2219 | 2872 | 13.84 | 0.01 | 13.84 | 18.61 | 417.4769 | 1.053% | 49.9813 | 0.016425 | 323.3485 | 562.7407 | 936.0869 | 2.2422
2018-11-07 09:00 | 41052.8938 | 315 | 196 | 2219 | 2872 | 12.24 | 0.01 | 14.05 | 20.45 | 446.2344 | 1.087% | 41.9094 | 0.021305 | 338.8855 | 638.4061 | 1019.2223 | 2.2841
2018-11-07 10:00 | 42463.4553 | 326 | 226 | 1635 | 2842 | 7.69 | 0.09 | 6.25 | 20.76 | 471.7616 | 1.111% | 27.8517 | 0.22597 | 113.5285 | 655.4789 | 797.0851 | 1.6896
2018-11-07 11:00 | 43646.0169 | 319 | 222 | 1635 | 2842 | 7.91 | 0.19 | 6.25 | 20.07 | 499.6029 | 1.145% | 28.8833 | 0.48282 | 116.971 | 652.9077 | 799.2448 | 1.5998
2018-11-07 12:00 | 44575.6452 | 299 | 195 | 1635 | 2842 | 9.38 | 0.44 | 6.39 | 25.95 | 538.5024 | 1.208% | 33.8816 | 1.0365 | 126.2143 | 890.9461 | 1052.0785 | 1.9537
2018-11-07 13:00 | 45468.0136 | 237 | 205 | 1635 | 2842 | 11.67 | 0.9 | 10.1 | 31.32 | 573.8968 | 1.262% | 34.9098 | 2.3288 | 208.4332 | 1123.5014 | 1369.1731 | 2.3857
2018-11-07 14:00 | 45929.5585 | 213 | 212 | 1380 | 2842 | 11.87 | 2.31 | 6.95 | 34.09 | 594.8629 | 1.295% | 32.7458 | 6.3427 | 124.2191 | 1254.8034 | 1418.111 | 2.3839
2018-11-07 15:00 | 45779.664 | 237 | 191 | 1380 | 2842 | 14.36 | 2.11 | 7.01 | 34 | 599.0654 | 1.309% | 44.5353 | 5.2737 | 126.5898 | 1264.4587 | 1440.8576 | 2.4052
2018-11-07 16:00 | 45271.3961 | 258 | 218 | 1380 | 2842 | 20.56 | 1.63 | 20 | 39.48 | 597.9438 | 1.321% | 70.0615 | 4.6933 | 364.5403 | 1481.9642 | 1921.2593 | 3.2131
2018-11-07 17:00 | 45190.0329 | 365 | 240 | 1380 | 2842 | 39.86 | 1.42 | 25.83 | 56.54 | 592.534 | 1.311% | 190.7659 | 4.4686 | 467.3843 | 2106.9318 | 2769.5505 | 4.6741
2018-11-07 18:00 | 45280.83 | 214 | 320 | 1426 | 2842 | 25.54 | 2.05 | 15.7 | 45.54 | 603.297 | 1.332% | 72.8201 | 8.7402 | 298.2881 | 1724.3835 | 2104.2319 | 3.4879
2018-11-07 19:00 | 43933.5771 | 178 | 322 | 1426 | 2842 | 4.79 | 2 | 4.42 | 20.71 | 578.8133 | 1.317% | 11.233 | 8.4845 | 83.0393 | 775.4362 | 878.1931 | 1.5172
2018-11-07 20:00 | 42515.8219 | 173 | 337 | 1426 | 2842 | 3.2 | 2.11 | 3.2 | 15.79 | 545.6848 | 1.283% | 7.1054 | 9.1265 | 58.568 | 575.9668 | 650.7667 | 1.1926
2018-11-07 21:00 | 40399.927 | 194 | 394 | 1426 | 2842 | 4.83 | 3.5 | 1.74 | 13.78 | 501.8266 | 1.242% | 11.6392 | 17.1292 | 30.8207 | 486.4592 | 546.0482 | 1.0881
2018-11-07 22:00 | 37583.123 | 265 | 389 | 1111 | 2985 | 6 | 4.01 | 0.97 | 14 | 432.4974 | 1.151% | 18.2973 | 17.9508 | 12.4016 | 480.9092 | 529.5589 | 1.2244
2018-11-07 23:00 | 34874.2278 | 243 | 362 | 1111 | 2985 | 6 | 4.01 | 0.97 | 14 | 370.3222 | 1.062% | 15.4822 | 15.4145 | 11.4436 | 443.7593 | 486.0995 | 1.3126
2018-11-08 | 32879.539 | 212 | 294 | 1111 | 2985 | 4 | 4.01 | 0.97 | 7.5 | 332.7848 | 1.012% | 8.5829 | 11.9324 | 10.9075 | 226.5914 | 258.0141 | 0.77532
2018-11-08 01:00 | 31578.596 | 179 | 236 | 1111 | 2985 | 2.99 | 4 | 0.95 | 7.5 | 302.9365 | 0.9593% | 5.1343 | 9.0559 | 10.125 | 214.7655 | 239.0807 | 0.78921
2018-11-08 02:00 | 30751.577 | 205 | 201 | 1717 | 2985 | 3.47 | 3 | 1.83 | 7.16 | 286.0453 | 0.9302% | 6.6168 | 5.609 | 29.2273 | 198.8038 | 240.257 | 0.83993
2018-11-08 03:00 | 30471.1001 | 205 | 185 | 1717 | 2985 | 3.33 | 3.01 | 1.83 | 6.97 | 281.404 | 0.9235% | 6.3043 | 5.1426 | 29.0177 | 192.1406 | 232.6053 | 0.82659
2018-11-08 04:00 | 30860.9762 | 283 | 207 | 1717 | 2985 | 4.9 | 3.05 | 1.81 | 7.5 | 280.7765 | 0.9098% | 12.6163 | 5.7441 | 28.2748 | 203.6839 | 250.3191 | 0.89152
2018-11-08 05:00 | 32818.2021 | 438 | 327 | 1717 | 2985 | 11.8 | 3.5 | 3.31 | 12 | 314.1618 | 0.9573% | 49.476 | 10.9561 | 54.4048 | 342.8974 | 457.7343 | 1.457
2018-11-08 06:00 | 36179.1656 | 556 | 249 | 2219 | 2872 | 21.59 | 1.32 | 20.97 | 21.79 | 370.7987 | 1.025% | 123.0289 | 3.3686 | 476.9089 | 641.3888 | 1244.6952 | 3.3568
2018-11-08 07:00 | 37137.8961 | 306 | 256 | 2219 | 2872 | 8.31 | 0.71 | 17.45 | 17.95 | 402.1038 | 1.083% | 27.5324 | 1.968 | 419.2506 | 558.1743 | 1006.9252 | 2.5041
2018-11-08 08:00 | 37532.7711 | 343 | 156 | 2219 | 2872 | 16.63 | 0.01 | 17.69 | 18.01 | 405.2345 | 1.08% | 61.586 | 0.016843 | 423.8195 | 558.4624 | 1043.8847 | 2.576
2018-11-08 09:00 | 38113.8099 | 315 | 196 | 2219 | 2872 | 15.75 | 0.2 | 17.15 | 17.47 | 406.5651 | 1.067% | 52.9223 | 0.41815 | 405.9469 | 535.2111 | 994.4985 | 2.4461
2018-11-08 10:00 | 38675.7246 | 326 | 226 | 1635 | 2842 | 7.25 | 0.55 | 6.25 | 17.82 | 412.4979 | 1.067% | 25.208 | 1.3257 | 108.9886 | 540.1509 | 675.6732 | 1.638
2018-11-08 11:00 | 38880.0231 | 319 | 222 | 1635 | 2842 | 7.25 | 0.16 | 6.25 | 14.5 | 412.9037 | 1.062% | 24.5613 | 0.37722 | 108.5226 | 437.6373 | 571.0983 | 1.3831
2018-11-08 12:00 | 39017.9863 | 299 | 195 | 1635 | 2842 | 8.01 | 0.28 | 6.46 | 22.97 | 407.1819 | 1.044% | 24.9935 | 0.56979 | 110.2234 | 681.2534 | 817.0401 | 2.0066
2018-11-08 13:00 | 39229.7519 | 237 | 205 | 1635 | 2842 | 9.42 | 0.34 | 9.14 | 25.2 | 407.315 | 1.038% | 23.18 | 0.72368 | 155.1597 | 743.6002 | 922.6635 | 2.2652
2018-11-08 14:00 | 39172.8278 | 213 | 212 | 1380 | 2842 | 8 | 0.66 | 2.49 | 22.21 | 403.956 | 1.031% | 17.5719 | 1.4429 | 35.4346 | 650.9113 | 705.3607 | 1.7461
2018-11-08 15:00 | 39060.0693 | 237 | 191 | 1380 | 2842 | 10 | 0.72 | 5.23 | 20.02 | 399.9767 | 1.024% | 24.2689 | 1.4082 | 73.9065 | 582.626 | 682.2096 | 1.7056
2018-11-08 16:00 | 39329.8961 | 258 | 218 | 1380 | 2842 | 16.36 | 0.58 | 14.36 | 24.52 | 406.2957 | 1.033% | 43.6036 | 1.3062 | 204.7165 | 719.8864 | 969.5127 | 2.3862
2018-11-08 17:00 | 40346.3294 | 365 | 240 | 1380 | 2842 | 26 | 0.64 | 17.75 | 30.5 | 428.9148 | 1.063% | 100.8865 | 1.6329 | 260.4021 | 921.4907 | 1284.4122 | 2.9946
2018-11-08 18:00 | 40966.5227 | 214 | 320 | 1426 | 2842 | 11.16 | 2.08 | 10.36 | 21.02 | 458.8558 | 1.12% | 26.7501 | 7.4552 | 165.4727 | 669.1198 | 868.7978 | 1.8934
2018-11-08 19:00 | 40521.4495 | 178 | 322 | 1426 | 2842 | 7.36 | 2.11 | 4.46 | 15.83 | 441.9967 | 1.091% | 14.29 | 7.4109 | 69.3727 | 490.726 | 581.7996 | 1.3163
2018-11-08 20:00 | 39826.1637 | 173 | 337 | 1426 | 2842 | 3.83 | 5.31 | 2.93 | 16.49 | 407.4238 | 1.023% | 6.7783 | 18.3064 | 42.743 | 479.4272 | 547.2549 | 1.3432
2018-11-08 21:00 | 38394.1243 | 194 | 394 | 1426 | 2842 | 6 | 6 | 1.66 | 17.65 | 382.3599 | 0.9959% | 11.5921 | 23.5426 | 23.5741 | 499.547 | 558.2558 | 1.46
2018-11-08 22:00 | 36041.027 | 265 | 389 | 1111 | 2985 | 6 | 8.57 | 0.97 | 17.29 | 343.8058 | 0.9539% | 15.1675 | 31.8014 | 10.2802 | 492.329 | 549.5781 | 1.5985
2018-11-08 23:00 | 33620.7971 | 243 | 362 | 1111 | 2985 | 6 | 12.09 | 0.97 | 16 | 303.9648 | 0.9041% | 13.1817 | 39.5686 | 9.7432 | 431.797 | 494.2905 | 1.6261
2018-11-09 | 32117.7428 | 212 | 294 | 1111 | 2985 | 4 | 6 | 0.96 | 10.75 | 281.0325 | 0.875% | 7.4201 | 15.4351 | 9.3325 | 280.7788 | 312.9665 | 1.1136
2018-11-09 01:00 | 31171.5525 | 179 | 236 | 1111 | 2985 | 4 | 6 | 0.96 | 10 | 269.5972 | 0.8649% | 6.1926 | 12.2467 | 9.2245 | 258.1673 | 285.8311 | 1.0602
2018-11-09 02:00 | 30680.0859 | 205 | 201 | 1717 | 2985 | 4 | 6 | 1.73 | 10 | 266.8818 | 0.8699% | 7.1331 | 10.4908 | 25.8392 | 259.661 | 303.124 | 1.1358
2018-11-09 03:00 | 30515.77 | 205 | 185 | 1717 | 2985 | 4 | 4.01 | 1.79 | 10 | 268.9818 | 0.8815% | 7.2279 | 6.539 | 27.0908 | 263.1133 | 303.9711 | 1.1301
2018-11-09 04:00 | 31073.7752 | 283 | 207 | 1717 | 2985 | 8 | 5.97 | 1.75 | 10.75 | 280.802 | 0.9037% | 20.4589 | 11.1674 | 27.1528 | 289.974 | 348.7531 | 1.242
2018-11-09 05:00 | 33137.4557 | 438 | 327 | 1717 | 2985 | 13.16 | 6 | 3.42 | 12.93 | 315.7034 | 0.9527% | 54.9149 | 18.6921 | 55.9444 | 367.7079 | 497.2594 | 1.5751
2018-11-09 06:00 | 36718.5068 | 556 | 249 | 2219 | 2872 | 26.88 | 0.79 | 19.68 | 27.6 | 384.8599 | 1.048% | 156.6469 | 2.0618 | 457.7202 | 830.8281 | 1447.257 | 3.7605
2018-11-09 07:00 | 38082.473 | 306 | 256 | 2219 | 2872 | 10.73 | 0.46 | 15.38 | 18.76 | 420.9719 | 1.105% | 36.2952 | 1.3017 | 377.2608 | 595.5871 | 1010.4448 | 2.4003
2018-11-09 08:00 | 38583.0254 | 343 | 156 | 2219 | 2872 | 13.37 | 0.01 | 13.37 | 16.86 | 438.3568 | 1.136% | 52.1023 | 0.017724 | 337.07 | 550.1403 | 939.3303 | 2.1428
2018-11-09 09:00 | 38884.9684 | 315 | 196 | 2219 | 2872 | 12.57 | 0.01 | 13.08 | 17.58 | 448.1871 | 1.153% | 45.6377 | 0.022591 | 334.5359 | 581.9437 | 962.1398 | 2.1467
2018-11-09 10:00 | 38871.7464 | 326 | 226 | 1635 | 2842 | 5.94 | 0.48 | 4.5 | 16.81 | 456.7169 | 1.175% | 22.7519 | 1.2746 | 86.4457 | 561.3127 | 671.7848 | 1.4709
2018-11-09 11:00 | 38379.0039 | 319 | 222 | 1635 | 2842 | 6.8 | 0.34 | 4.88 | 14.51 | 450.7074 | 1.174% | 25.4742 | 0.88641 | 93.6998 | 484.2754 | 604.3358 | 1.3409
2018-11-09 12:00 | 37607.2213 | 299 | 195 | 1635 | 2842 | 9.29 | 0.39 | 2.16 | 20 | 424.0419 | 1.128% | 31.3202 | 0.85751 | 39.8207 | 640.902 | 712.9004 | 1.6812
2018-11-09 13:00 | 37220.6605 | 237 | 205 | 1635 | 2842 | 8.06 | 0.39 | 6.66 | 28.44 | 400.0291 | 1.075% | 20.5301 | 0.85926 | 117.0306 | 868.6828 | 1007.1028 | 2.5176
2018-11-09 14:00 | 36769.9573 | 213 | 212 | 1380 | 2842 | 8 | 0.62 | 2.07 | 22.38 | 392.3697 | 1.067% | 18.1833 | 1.4026 | 30.4826 | 678.7135 | 728.782 | 1.8574
2018-11-09 15:00 | 36463.7207 | 237 | 191 | 1380 | 2842 | 9.66 | 0.59 | 4.41 | 21.57 | 393.0765 | 1.078% | 24.6798 | 1.2148 | 65.6045 | 660.8308 | 752.33 | 1.914
2018-11-09 16:00 | 36611.8919 | 258 | 218 | 1380 | 2842 | 11.84 | 0.01 | 9.84 | 22.39 | 411.6158 | 1.124% | 34.3432 | 0.024509 | 152.6666 | 715.3985 | 902.4328 | 2.1924
2018-11-09 17:00 | 38108.7288 | 365 | 240 | 1380 | 2842 | 20.99 | 1.03 | 15.28 | 39.78 | 464.2514 | 1.218% | 93.3327 | 3.0115 | 256.8805 | 1377.2653 | 1730.49 | 3.7275
2018-11-09 18:00 | 39467.1989 | 214 | 320 | 1426 | 2842 | 11.02 | 2.11 | 5.42 | 35.08 | 503.4858 | 1.276% | 30.0847 | 8.6136 | 98.5984 | 1271.8463 | 1409.143 | 2.7988
2018-11-09 19:00 | 39073.2402 | 178 | 322 | 1426 | 2842 | 4.43 | 1.65 | 3.63 | 24.79 | 507.8836 | 1.3% | 10.2496 | 6.906 | 67.2839 | 915.7678 | 1000.2072 | 1.9694
2018-11-09 20:00 | 38549.8974 | 173 | 337 | 1426 | 2842 | 3.09 | 2.61 | 2.33 | 20.85 | 507.6779 | 1.317% | 7.04 | 11.5834 | 43.7563 | 780.3603 | 842.7399 | 1.66
2018-11-09 21:00 | 37820.2122 | 194 | 394 | 1426 | 2842 | 4.31 | 4.01 | 1.59 | 17.76 | 494.2525 | 1.307% | 10.9271 | 20.6474 | 29.6307 | 659.6172 | 720.8223 | 1.4584
2018-11-09 22:00 | 36476.2962 | 265 | 389 | 1111 | 2985 | 6 | 4.01 | 0.98 | 15.8 | 468.8513 | 1.285% | 20.4372 | 20.0502 | 13.9947 | 606.2138 | 660.6959 | 1.4092
2018-11-09 23:00 | 35047.4404 | 243 | 362 | 1111 | 2985 | 7.84 | 6 | 0.97 | 14.25 | 434.0522 | 1.238% | 23.5943 | 26.8996 | 13.3466 | 526.7989 | 590.6394 | 1.3608
2018-11-10 | 33793.5924 | 212 | 294 | 1111 | 2985 | 4 | 3.5 | 0.95 | 7.5 | 408.1579 | 1.208% | 10.2421 | 12.4282 | 12.7477 | 270.3955 | 305.8135 | 0.74925
2018-11-10 01:00 | 33103.2929 | 179 | 236 | 1111 | 2985 | 2.01 | 3.39 | 0.95 | 7.5 | 391.6489 | 1.183% | 4.2567 | 9.4654 | 12.4872 | 264.8691 | 291.0783 | 0.74321
2018-11-10 02:00 | 32849.0395 | 205 | 201 | 1717 | 2985 | 2.61 | 2.11 | 1.73 | 7.5 | 386.6725 | 1.177% | 6.2982 | 4.9923 | 34.9653 | 263.5277 | 309.7834 | 0.80115
2018-11-10 03:00 | 32896.7389 | 205 | 185 | 1717 | 2985 | 2.61 | 2.11 | 1.76 | 6.75 | 384.4145 | 1.169% | 6.2523 | 4.5614 | 35.3126 | 235.448 | 281.5744 | 0.73248
2018-11-10 04:00 | 33377.0921 | 283 | 207 | 1717 | 2985 | 3 | 2.61 | 1.73 | 6.75 | 385.8489 | 1.156% | 9.8147 | 6.2457 | 34.3388 | 232.9254 | 283.3246 | 0.73429
2018-11-10 05:00 | 34698.7747 | 438 | 327 | 1717 | 2985 | 6.55 | 4.01 | 3.55 | 8.05 | 403.7146 | 1.163% | 33.3792 | 15.2564 | 70.9184 | 279.5764 | 399.1304 | 0.98864
2018-11-10 06:00 | 36566.7246 | 556 | 249 | 2219 | 2872 | 19.57 | 1.69 | 18.95 | 18.95 | 444.2507 | 1.215% | 132.1928 | 5.1124 | 510.8678 | 661.2044 | 1309.3774 | 2.9474
2018-11-10 07:00 | 38150.9043 | 306 | 256 | 2219 | 2872 | 13.82 | 1.14 | 17.31 | 17.81 | 484.6132 | 1.27% | 53.718 | 3.7071 | 487.9157 | 649.7387 | 1195.0795 | 2.466
2018-11-10 08:00 | 39467.5113 | 343 | 156 | 2219 | 2872 | 19.87 | 0.01 | 19.87 | 23.49 | 524.1891 | 1.328% | 90.5191 | 0.020719 | 585.6032 | 896.0159 | 1572.1589 | 2.9992
2018-11-10 09:00 | 39933.8479 | 315 | 196 | 2219 | 2872 | 19.37 | 0.52 | 19.37 | 24.37 | 534.8746 | 1.339% | 81.7243 | 1.3651 | 575.702 | 937.4557 | 1596.2471 | 2.9843
2018-11-10 10:00 | 39572.3961 | 326 | 226 | 1635 | 2842 | 6.05 | 0.73 | 4.61 | 16.96 | 507.2782 | 1.282% | 25.2829 | 2.1149 | 96.6212 | 617.8795 | 741.8985 | 1.4625
2018-11-10 11:00 | 38848.3434 | 319 | 222 | 1635 | 2842 | 8.11 | 0.58 | 6.25 | 15.16 | 471.7944 | 1.214% | 31.419 | 1.5637 | 124.1018 | 523.2432 | 680.3276 | 1.442
2018-11-10 12:00 | 37815.858 | 299 | 195 | 1635 | 2842 | 7.65 | 0.75 | 6.25 | 16.35 | 457.2207 | 1.209% | 27.6557 | 1.7683 | 123.552 | 561.8155 | 714.7915 | 1.5633
2018-11-10 13:00 | 36911.9534 | 237 | 205 | 1635 | 2842 | 7 | 0.81 | 6.43 | 17.54 | 428.946 | 1.162% | 19.2789 | 1.9296 | 122.1699 | 579.281 | 722.6594 | 1.6847
2018-11-10 14:00 | 36261.7926 | 213 | 212 | 1380 | 2842 | 7.2 | 2.11 | 2.07 | 16.37 | 419.3995 | 1.157% | 17.7374 | 5.1736 | 33.0391 | 538.0856 | 594.0357 | 1.4164
2018-11-10 15:00 | 35933.1266 | 237 | 191 | 1380 | 2842 | 9.43 | 2.01 | 4.49 | 18 | 414.6234 | 1.154% | 25.7881 | 4.4298 | 71.4964 | 590.2764 | 691.9907 | 1.669
2018-11-10 16:00 | 36293.9297 | 258 | 218 | 1380 | 2842 | 10 | 1.75 | 6.79 | 18 | 440.1574 | 1.213% | 31.2891 | 4.6267 | 113.6378 | 620.3983 | 769.9519 | 1.7493
2018-11-10 17:00 | 37833.0615 | 365 | 240 | 1380 | 2842 | 20.08 | 1.71 | 14.07 | 25.85 | 498.161 | 1.317% | 96.5061 | 5.4039 | 255.6651 | 967.3484 | 1324.9235 | 2.6596
2018-11-10 18:00 | 39047.2408 | 214 | 320 | 1426 | 2842 | 8 | 3.5 | 5.48 | 22.18 | 508.8361 | 1.303% | 22.3096 | 14.595 | 101.8328 | 821.4349 | 960.1724 | 1.887
2018-11-10 19:00 | 38859.3327 | 178 | 322 | 1426 | 2842 | 4.55 | 3.98 | 3.75 | 16.46 | 487.5755 | 1.255% | 10.162 | 16.08 | 67.0961 | 586.9491 | 680.2871 | 1.3952
2018-11-10 20:00 | 38543.25 | 173 | 337 | 1426 | 2842 | 3.26 | 4.06 | 2.36 | 16.82 | 472.3742 | 1.226% | 6.912 | 16.7685 | 41.2448 | 585.852 | 650.7773 | 1.3777
2018-11-10 21:00 | 37748.5498 | 194 | 394 | 1426 | 2842 | 6 | 6 | 1.69 | 16 | 453.0626 | 1.2% | 13.9705 | 28.373 | 28.9244 | 545.7604 | 617.0283 | 1.3619
2018-11-10 22:00 | 36349.1048 | 265 | 389 | 1111 | 2985 | 6 | 7.94 | 0.98 | 10 | 425.8801 | 1.172% | 18.6291 | 36.1879 | 12.7566 | 349.7341 | 417.3077 | 0.97987
2018-11-10 23:00 | 34884.983 | 243 | 362 | 1111 | 2985 | 6 | 6 | 0.96 | 10 | 396.4942 | 1.137% | 16.5713 | 24.6864 | 12.1223 | 339.2678 | 392.6478 | 0.9903
2018-11-11 | 33573.5836 | 212 | 294 | 1111 | 2985 | 4 | 5.55 | 0.94 | 8.56 | 370.9312 | 1.105% | 9.369 | 18.0275 | 11.5382 | 282.3019 | 321.2366 | 0.86603
2018-11-11 01:00 | 32711.9944 | 179 | 236 | 1111 | 2985 | 3.11 | 4.01 | 0.94 | 7.5 | 356.7982 | 1.091% | 6.072 | 10.3222 | 11.3909 | 244.1863 | 271.9713 | 0.76226
2018-11-11 02:00 | 32200.6777 | 205 | 201 | 1717 | 2985 | 3.51 | 4.01 | 1.55 | 7.5 | 350.6029 | 1.089% | 7.8345 | 8.7759 | 28.9769 | 243.7564 | 289.3438 | 0.82527
2018-11-11 03:00 | 31985.358 | 205 | 185 | 1717 | 2985 | 3.54 | 3.5 | 1.62 | 7.5 | 351.0643 | 1.098% | 7.9651 | 7.1068 | 30.5296 | 245.7203 | 291.3218 | 0.82982
2018-11-11 04:00 | 31991.0483 | 283 | 207 | 1717 | 2985 | 5.2 | 3.5 | 1.59 | 7.5 | 352.0832 | 1.101% | 16.196 | 7.9736 | 30.0458 | 246.3897 | 300.6051 | 0.85379
2018-11-11 05:00 | 32569.0174 | 438 | 327 | 1717 | 2985 | 11.5 | 5 | 3.07 | 10 | 365.8548 | 1.123% | 56.5817 | 18.3663 | 59.2124 | 335.3115 | 469.4719 | 1.2832
2018-11-11 06:00 | 33582.9332 | 556 | 249 | 2219 | 2872 | 15.9 | 3.5 | 15 | 14.01 | 392.664 | 1.169% | 103.3652 | 10.1899 | 389.1805 | 470.4625 | 973.1981 | 2.4784
2018-11-11 07:00 | 34710.4967 | 306 | 256 | 2219 | 2872 | 14.23 | 3.11 | 14.55 | 14.55 | 435.0243 | 1.253% | 54.5732 | 9.9782 | 404.6439 | 523.7212 | 992.9165 | 2.2824
2018-11-11 08:00 | 36149.2516 | 343 | 156 | 2219 | 2872 | 12.97 | 0.01 | 15.37 | 15.58 | 461.7238 | 1.277% | 56.8221 | 0.019925 | 435.6264 | 571.5245 | 1063.9929 | 2.3044
2018-11-11 09:00 | 36992.2337 | 315 | 196 | 2219 | 2872 | 15.63 | 0.35 | 16.52 | 16.52 | 473.4884 | 1.28% | 63.0185 | 0.87806 | 469.2088 | 607.2861 | 1140.3915 | 2.4085
2018-11-11 10:00 | 37098.8642 | 326 | 226 | 1635 | 2842 | 6.05 | 0.31 | 4.61 | 15.25 | 493.6188 | 1.331% | 26.2424 | 0.93218 | 100.2882 | 576.6669 | 704.1297 | 1.4265
2018-11-11 11:00 | 36728.3092 | 319 | 222 | 1635 | 2842 | 8 | 0.21 | 6.14 | 14.8 | 502.8382 | 1.369% | 34.9388 | 0.63826 | 137.4401 | 575.855 | 748.8722 | 1.4893
2018-11-11 12:00 | 36404.7708 | 299 | 195 | 1635 | 2842 | 7.03 | 0.28 | 5.63 | 15.18 | 498.8092 | 1.37% | 28.8007 | 0.74812 | 126.1253 | 591.115 | 746.7891 | 1.4971
2018-11-11 13:00 | 35959.8538 | 237 | 205 | 1635 | 2842 | 7 | 0.31 | 6.04 | 14.75 | 489.1731 | 1.36% | 22.5679 | 0.86449 | 134.3381 | 570.244 | 728.0145 | 1.4883
2018-11-11 14:00 | 35715.234 | 213 | 212 | 1380 | 2842 | 4.74 | 0.34 | 1.79 | 14.75 | 484.3066 | 1.356% | 13.6907 | 0.97742 | 33.4965 | 568.4379 | 616.6024 | 1.2732
2018-11-11 15:00 | 35867.9209 | 237 | 191 | 1380 | 2842 | 10 | 0.32 | 3.61 | 17.28 | 490.2359 | 1.367% | 32.3927 | 0.83538 | 68.0903 | 671.2228 | 772.5412 | 1.5759
2018-11-11 16:00 | 36542.6067 | 258 | 218 | 1380 | 2842 | 10 | 0.25 | 3.5 | 15.56 | 508.2938 | 1.391% | 35.8868 | 0.75807 | 67.1835 | 615.1045 | 718.9329 | 1.4144
2018-11-11 17:00 | 38238.8349 | 365 | 240 | 1380 | 2842 | 16.99 | 1.34 | 11.79 | 27.88 | 544.5335 | 1.424% | 88.3092 | 4.5797 | 231.693 | 1128.3317 | 1452.9136 | 2.6682
2018-11-11 18:00 | 39405.7985 | 214 | 320 | 1426 | 2842 | 10.19 | 3.11 | 5.29 | 30.34 | 572.4338 | 1.453% | 31.6777 | 14.4569 | 109.5823 | 1252.5781 | 1408.295 | 2.4602
2018-11-11 19:00 | 39171.0849 | 178 | 322 | 1426 | 2842 | 4.5 | 2.61 | 3.7 | 19.02 | 566.4849 | 1.446% | 11.5839 | 12.154 | 76.3034 | 781.731 | 881.7723 | 1.5566
2018-11-11 20:00 | 38393.9788 | 173 | 337 | 1426 | 2842 | 3 | 3.46 | 1.83 | 17.14 | 539.3098 | 1.405% | 7.2903 | 16.3788 | 36.6561 | 684.2425 | 744.5676 | 1.3806
2018-11-11 21:00 | 37219.9586 | 194 | 394 | 1426 | 2842 | 3.43 | 6 | 1.8 | 12.12 | 505.4406 | 1.358% | 9.0363 | 32.1027 | 34.8567 | 467.7577 | 543.7534 | 1.0758
2018-11-11 22:00 | 35260.4101 | 265 | 389 | 1111 | 2985 | 6.28 | 4.01 | 0.97 | 11 | 451.3224 | 1.28% | 21.3012 | 19.9661 | 13.7938 | 420.2779 | 475.3391 | 1.0532
2018-11-11 23:00 | 33240.6087 | 243 | 362 | 1111 | 2985 | 6.28 | 4.58 | 0.95 | 10.74 | 405.9302 | 1.221% | 18.6358 | 20.2468 | 12.889 | 391.4993 | 443.271 | 1.092
2018-11-12 | 31846.84 | 212 | 294 | 1111 | 2985 | 4 | 6 | 0.94 | 7.5 | 381.0523 | 1.197% | 10.1464 | 21.1065 | 12.4957 | 267.8698 | 311.6185 | 0.81778
2018-11-12 01:00 | 31197.7407 | 179 | 236 | 1111 | 2985 | 2.11 | 4.01 | 0.93 | 7.41 | 356.1879 | 1.142% | 4.3121 | 10.8047 | 11.7965 | 252.5332 | 279.4465 | 0.78455
2018-11-12 02:00 | 31103.2441 | 205 | 201 | 1717 | 2985 | 3.61 | 4.01 | 1.48 | 7.5 | 344.3057 | 1.107% | 8.1922 | 8.9223 | 28.13 | 247.8244 | 293.069 | 0.85119
2018-11-12 03:00 | 31327.6455 | 205 | 185 | 1717 | 2985 | 3.2 | 3.5 | 1.41 | 7.5 | 343.2446 | 1.096% | 7.1875 | 7.0944 | 26.5256 | 245.291 | 286.0985 | 0.83351
2018-11-12 04:00 | 32504.0864 | 283 | 207 | 1717 | 2985 | 3.63 | 4.01 | 1.38 | 7.5 | 347.5111 | 1.069% | 10.9831 | 8.8745 | 25.3326 | 239.3516 | 284.5418 | 0.8188
2018-11-12 05:00 | 35046.0569 | 438 | 327 | 1717 | 2985 | 10 | 6 | 2.83 | 10 | 388.3991 | 1.108% | 48.5415 | 21.7439 | 53.8513 | 330.8137 | 454.9504 | 1.1713
2018-11-12 06:00 | 38786.012 | 556 | 249 | 2219 | 2872 | 26.72 | 4.12 | 25.82 | 26.03 | 454.0243 | 1.171% | 173.9063 | 12.0088 | 670.6833 | 875.1099 | 1731.7083 | 3.8141
2018-11-12 07:00 | 40176.4918 | 306 | 256 | 2219 | 2872 | 20.53 | 3.5 | 20.53 | 21.03 | 484.4616 | 1.206% | 75.7526 | 10.8043 | 549.3304 | 728.3012 | 1364.1885 | 2.8159
2018-11-12 08:00 | 40699.3626 | 343 | 156 | 2219 | 2872 | 17.1 | 2.11 | 16.98 | 17.3 | 491.6546 | 1.208% | 70.8537 | 3.9763 | 455.1636 | 600.2098 | 1130.2034 | 2.2988
2018-11-12 09:00 | 41480.4436 | 315 | 196 | 2219 | 2872 | 16.38 | 2.61 | 16.38 | 17.18 | 508.0649 | 1.225% | 63.1976 | 6.2657 | 445.1917 | 604.3429 | 1118.9979 | 2.2025
2018-11-12 10:00 | 42188.2054 | 326 | 226 | 1635 | 2842 | 9.38 | 3.21 | 5.99 | 16.12 | 507.3502 | 1.203% | 36.7737 | 8.7243 | 117.7772 | 550.942 | 714.2173 | 1.4077
2018-11-12 11:00 | 42693.2093 | 319 | 222 | 1635 | 2842 | 8 | 2.61 | 5.99 | 17.33 | 511.567 | 1.198% | 30.5791 | 6.9428 | 117.3514 | 590.1554 | 745.0287 | 1.4564
2018-11-12 12:00 | 42996.9267 | 299 | 195 | 1635 | 2842 | 8 | 2.61 | 6.04 | 20.22 | 516.3335 | 1.201% | 28.7246 | 6.1118 | 118.5899 | 690.0779 | 843.5042 | 1.6336
2018-11-12 13:00 | 43433.6897 | 237 | 205 | 1635 | 2842 | 7.39 | 3.01 | 5.99 | 17.12 | 524.0515 | 1.207% | 21.132 | 7.445 | 118.1658 | 587.05 | 733.7928 | 1.4002
2018-11-12 14:00 | 43805.875 | 213 | 212 | 1380 | 2842 | 8 | 2.34 | 2.02 | 15.55 | 532.3832 | 1.215% | 20.7091 | 6.029 | 33.8784 | 537.0893 | 597.7057 | 1.1227
2018-11-12 15:00 | 44328.6826 | 237 | 191 | 1380 | 2842 | 10 | 1.04 | 3.44 | 22 | 555.1828 | 1.252% | 29.6824 | 2.4878 | 59.455 | 783.0652 | 874.6905 | 1.5755
2018-11-12 16:00 | 45681.7122 | 258 | 218 | 1380 | 2842 | 10 | 1.5 | 3.41 | 22 | 592.2252 | 1.296% | 33.4475 | 4.2393 | 61.0068 | 810.5714 | 909.265 | 1.5353
2018-11-12 17:00 | 48214.1696 | 365 | 240 | 1380 | 2842 | 14.73 | 1.57 | 9.53 | 30.43 | 662.3788 | 1.374% | 73.8631 | 5.1766 | 180.6774 | 1188.1131 | 1447.8301 | 2.1858
2018-11-12 18:00 | 49671.9915 | 214 | 320 | 1426 | 2842 | 10.41 | 2.47 | 5.51 | 37.4 | 711.6919 | 1.433% | 31.9187 | 11.3247 | 112.5775 | 1522.9167 | 1678.7376 | 2.3588
2018-11-12 19:00 | 49621.8024 | 178 | 322 | 1426 | 2842 | 4.38 | 2.37 | 3.58 | 23.92 | 695.3274 | 1.401% | 10.9247 | 10.6935 | 71.5351 | 952.5813 | 1045.7347 | 1.5039
2018-11-12 20:00 | 49212.1517 | 173 | 337 | 1426 | 2842 | 3 | 3.5 | 1.71 | 18.05 | 690.3251 | 1.403% | 7.2803 | 16.5455 | 34.2056 | 719.5858 | 777.6171 | 1.1265
2018-11-12 21:00 | 47741.5729 | 194 | 394 | 1426 | 2842 | 5 | 4.15 | 1.64 | 16.33 | 666.3946 | 1.396% | 13.5396 | 22.8233 | 32.6436 | 647.8061 | 716.8126 | 1.0757
2018-11-12 22:00 | 45330.6745 | 265 | 389 | 1111 | 2985 | 6 | 4.01 | 0.96 | 11.65 | 618.458 | 1.364% | 21.6928 | 21.282 | 14.5514 | 474.4476 | 531.9737 | 0.86016
2018-11-12 23:00 | 43303.9443 | 243 | 362 | 1111 | 2985 | 6 | 4.01 | 0.94 | 10.42 | 573.9967 | 1.326% | 19.3259 | 19.2413 | 13.8428 | 412.2816 | 464.6916 | 0.80957
2018-11-13 | 42155.9016 | 212 | 294 | 1111 | 2985 | 2.61 | 6 | 0.97 | 5.75 | 571.6974 | 1.356% | 7.5039 | 23.9225 | 14.6148 | 232.7663 | 278.8074 | 0.48768
2018-11-13 01:00 | 41808.1227 | 179 | 236 | 1111 | 2985 | 2.11 | 4.07 | 1 | 5.54 | 585.2512 | 1.4% | 5.2871 | 13.4458 | 15.5523 | 231.4919 | 265.7771 | 0.45412
2018-11-13 02:00 | 41729.9043 | 205 | 201 | 1717 | 2985 | 2.42 | 4.01 | 1.73 | 4.67 | 590.9401 | 1.416% | 7.0253 | 11.414 | 42.0642 | 197.4046 | 257.9081 | 0.43644
2018-11-13 03:00 | 42348.1751 | 205 | 185 | 1717 | 2985 | 2.61 | 3.11 | 1.61 | 5.75 | 617.7996 | 1.459% | 7.8056 | 8.3935 | 40.3282 | 250.3947 | 306.9221 | 0.4968
2018-11-13 04:00 | 43709.6663 | 283 | 207 | 1717 | 2985 | 3 | 3 | 2 | 5.75 | 647.6361 | 1.482% | 12.5794 | 9.2012 | 50.8808 | 254.3113 | 326.9728 | 0.50487
2018-11-13 05:00 | 46731.038 | 438 | 327 | 1717 | 2985 | 9.8 | 3.11 | 4.42 | 10 | 709.3785 | 1.518% | 65.1588 | 15.4376 | 115.2034 | 453.1239 | 648.9236 | 0.91478
2018-11-13 06:00 | 51029.249 | 556 | 249 | 2219 | 2872 | 35.07 | 1.65 | 34.17 | 35.07 | 794.6699 | 1.557% | 303.6534 | 6.3981 | 1180.7824 | 1568.5118 | 3059.3456 | 3.8498
2018-11-13 07:00 | 52120.7493 | 306 | 256 | 2219 | 2872 | 18.8 | 1.47 | 18 | 30 | 818.9515 | 1.571% | 90.3913 | 5.913 | 627.5919 | 1353.796 | 2077.6922 | 2.537
2018-11-13 08:00 | 51905.1416 | 343 | 156 | 2219 | 2872 | 18.76 | 0.08 | 17.96 | 23.09 | 804.4174 | 1.55% | 99.7236 | 0.19341 | 617.639 | 1027.7309 | 1745.2869 | 2.1696
2018-11-13 09:00 | 51553.9023 | 315 | 196 | 2219 | 2872 | 16.41 | 0.01 | 16.41 | 21.48 | 803.0207 | 1.558% | 80.5164 | 0.03053 | 567.1933 | 960.9126 | 1608.6528 | 2.0033
2018-11-13 10:00 | 50936.8704 | 326 | 226 | 1635 | 2842 | 4.37 | 0.01 | 4.02 | 16.22 | 772.3271 | 1.516% | 21.6007 | 0.034267 | 99.6582 | 698.9465 | 820.2397 | 1.062
2018-11-13 11:00 | 49907.0475 | 319 | 222 | 1635 | 2842 | 4.03 | 0.01 | 4.03 | 12.89 | 718.7542 | 1.44% | 18.5146 | 0.031972 | 94.8946 | 527.5887 | 641.0298 | 0.89186
2018-11-13 12:00 | 48389.9895 | 299 | 195 | 1635 | 2842 | 2.89 | 0.01 | 2.71 | 12.15 | 653.6767 | 1.351% | 11.6728 | 0.026342 | 59.8542 | 466.4529 | 538.0063 | 0.82305
2018-11-13 13:00 | 47064.3844 | 237 | 205 | 1635 | 2842 | 2.11 | 0.01 | 5.6 | 10.64 | 610.2756 | 1.297% | 6.4843 | 0.026582 | 118.7243 | 392.1023 | 517.3374 | 0.84771
2018-11-13 14:00 | 45873.1432 | 213 | 212 | 1380 | 2842 | 2.11 | 0.01 | 1.92 | 10 | 578.3366 | 1.261% | 5.6661 | 0.026727 | 33.4043 | 358.2996 | 397.3967 | 0.68714
2018-11-13 15:00 | 45512.5738 | 237 | 191 | 1380 | 2842 | 2.48 | 0.01 | 3.92 | 12.23 | 569.8543 | 1.252% | 7.3592 | 0.023915 | 67.7326 | 435.194 | 510.3097 | 0.89551
2018-11-13 16:00 | 46422.6745 | 258 | 218 | 1380 | 2842 | 4.03 | 0.01 | 3.5 | 15.38 | 612.1784 | 1.319% | 13.7111 | 0.028748 | 63.6935 | 576.4057 | 653.839 | 1.0681
2018-11-13 17:00 | 49202.3356 | 365 | 240 | 1380 | 2842 | 25.22 | 0.29 | 23.82 | 39.77 | 708.1045 | 1.439% | 132.4798 | 1.0017 | 473.0777 | 1626.6394 | 2233.1985 | 3.1538
2018-11-13 18:00 | 51804.7213 | 214 | 320 | 1426 | 2842 | 35.29 | 2.11 | 30 | 53.75 | 791.6134 | 1.528% | 115.4009 | 10.3175 | 653.7092 | 2334.2445 | 3113.6721 | 3.9333
2018-11-13 19:00 | 52392.8499 | 178 | 322 | 1426 | 2842 | 26.53 | 2.31 | 23.22 | 45.53 | 819.6161 | 1.564% | 73.8747 | 11.6361 | 517.9886 | 2024.2314 | 2627.7308 | 3.2061
2018-11-13 20:00 | 52370.8678 | 173 | 337 | 1426 | 2842 | 21.34 | 2.11 | 17.63 | 39.64 | 832.3778 | 1.589% | 58.6774 | 11.3017 | 399.5789 | 1790.5581 | 2260.1162 | 2.7153
2018-11-13 21:00 | 51253.6936 | 194 | 394 | 1426 | 2842 | 6 | 3.5 | 4.2 | 18 | 816.2412 | 1.593% | 18.5373 | 21.9613 | 95.3811 | 814.6854 | 950.565 | 1.1646
2018-11-13 22:00 | 49165.9619 | 265 | 389 | 1111 | 2985 | 2.11 | 3.04 | 1.01 | 11.57 | 778.6967 | 1.584% | 8.8559 | 18.7295 | 17.7721 | 546.9926 | 592.3502 | 0.76069
2018-11-13 23:00 | 47385.0032 | 243 | 362 | 1111 | 2985 | 2.01 | 2.11 | 1 | 7.11 | 755.1289 | 1.594% | 7.7836 | 12.1723 | 17.7049 | 338.216 | 375.8768 | 0.49777
2018-11-14 | 46499.3056 | 212 | 294 | 1111 | 2985 | 2.01 | 0.97 | 1 | 3 | 753.8204 | 1.621% | 6.908 | 4.6232 | 18.0109 | 145.1734 | 174.7155 | 0.23177
2018-11-14 01:00 | 46448.7213 | 179 | 236 | 1111 | 2985 | 1 | 0.01 | 1.02 | 3 | 761.5275 | 1.64% | 2.9347 | 0.038692 | 18.5792 | 146.8174 | 168.3699 | 0.22109
2018-11-14 02:00 | 46712.4349 | 205 | 201 | 1717 | 2985 | 1 | 0.01 | 1.36 | 3 | 776.9037 | 1.663% | 3.4095 | 0.03343 | 38.8368 | 148.9362 | 191.216 | 0.24613
2018-11-14 03:00 | 47369.5348 | 205 | 185 | 1717 | 2985 | 1.52 | 0.01 | 1.02 | 4.38 | 803.8102 | 1.697% | 5.2875 | 0.031393 | 29.7184 | 221.8568 | 256.8941 | 0.3196
2018-11-14 04:00 | 48845.8206 | 283 | 207 | 1717 | 2985 | 3 | 0.01 | 2.13 | 7.25 | 847.0646 | 1.734% | 14.723 | 0.035897 | 63.4219 | 375.2939 | 453.4747 | 0.53535
2018-11-14 05:00 | 52064.6754 | 438 | 327 | 1717 | 2985 | 14.47 | 2.11 | 5.99 | 15.01 | 914.7847 | 1.757% | 111.3572 | 12.1229 | 180.7061 | 787.2284 | 1091.4146 | 1.1931
2018-11-14 06:00 | 55949.7089 | 556 | 249 | 2219 | 2872 | 80.02 | 1.3 | 72.57 | 80.87 | 1003.0757 | 1.793% | 797.6442 | 5.8033 | 2887.0234 | 4163.9716 | 7854.4425 | 7.8304
2018-11-14 07:00 | 56222.0644 | 306 | 256 | 2219 | 2872 | 67.5 | 1.08 | 67.5 | 78.29 | 1005.2625 | 1.788% | 369.3158 | 4.9435 | 2678.1431 | 4020.3461 | 7072.7486 | 7.0357
2018-11-14 08:00 | 53549.4863 | 343 | 156 | 2219 | 2872 | 45.87 | 0.09 | 45.86 | 54.74 | 897.6083 | 1.676% | 263.7269 | 0.23534 | 1705.7795 | 2635.2435 | 4604.9852 | 5.1303
2018-11-14 09:00 | 50686.1962 | 315 | 196 | 2219 | 2872 | 19.34 | 0.06 | 25.64 | 34.83 | 785.1214 | 1.549% | 94.3657 | 0.18216 | 881.2973 | 1549.4766 | 2525.3217 | 3.2165
2018-11-14 10:00 | 48059.4573 | 326 | 226 | 1635 | 2842 | 7.43 | 0.54 | 5.99 | 20.1 | 696.1763 | 1.449% | 35.087 | 1.7678 | 141.8682 | 827.4857 | 1006.2088 | 1.4453
2018-11-14 11:00 | 45386.6015 | 319 | 222 | 1635 | 2842 | 5.48 | 0.23 | 4.48 | 12 | 624.7237 | 1.376% | 24.062 | 0.70282 | 100.8222 | 469.4244 | 595.0114 | 0.95244
2018-11-14 12:00 | 43245.8453 | 299 | 195 | 1635 | 2842 | 5 | 0.01 | 2.74 | 12 | 567.5409 | 1.312% | 19.6198 | 0.025591 | 58.7924 | 447.567 | 526.0048 | 0.92681
2018-11-14 13:00 | 41609.4762 | 237 | 205 | 1635 | 2842 | 2.69 | 0.01 | 3.63 | 10.2 | 523.9429 | 1.259% | 8.0277 | 0.025813 | 74.7336 | 365.0194 | 447.8065 | 0.85469
2018-11-14 14:00 | 40308.066 | 213 | 212 | 1380 | 2842 | 2.11 | 0.7 | 1.67 | 9.87 | 488.1051 | 1.211% | 5.4423 | 1.797 | 27.9072 | 339.6742 | 374.8208 | 0.76791
2018-11-14 15:00 | 39690.1764 | 237 | 191 | 1380 | 2842 | 2.48 | 0.14 | 3.53 | 10.2 | 486.0484 | 1.225% | 7.1977 | 0.32746 | 59.6555 | 354.9938 | 422.1745 | 0.86859
2018-11-14 16:00 | 40464.7962 | 258 | 218 | 1380 | 2842 | 3 | 1.13 | 1.04 | 13.34 | 515.1358 | 1.273% | 9.8534 | 3.136 | 18.2708 | 482.6411 | 513.9013 | 0.9976
2018-11-14 17:00 | 43162.0423 | 365 | 240 | 1380 | 2842 | 21.36 | 1.5 | 17.76 | 35.96 | 586.6582 | 1.359% | 105.9686 | 4.8931 | 333.1234 | 1389.0788 | 1833.064 | 3.1246
2018-11-14 18:00 | 46258.1389 | 214 | 320 | 1426 | 2842 | 24.9 | 2.28 | 20 | 46.88 | 667.3815 | 1.443% | 76.8775 | 10.5262 | 411.4675 | 1922.1961 | 2421.0673 | 3.6277
2018-11-14 19:00 | 47172.5123 | 178 | 322 | 1426 | 2842 | 20.44 | 2.11 | 12.72 | 42.58 | 695.499 | 1.474% | 53.6424 | 10.0172 | 267.4325 | 1784.1742 | 2115.2663 | 3.0414
2018-11-14 20:00 | 47633.9853 | 173 | 337 | 1426 | 2842 | 17.65 | 3.11 | 10.48 | 37.54 | 708.9984 | 1.488% | 45.4485 | 15.5998 | 222.4381 | 1587.986 | 1871.4723 | 2.6396
2018-11-14 21:00 | 46871.9414 | 194 | 394 | 1426 | 2842 | 6 | 6 | 3.93 | 18 | 695.4408 | 1.484% | 17.2703 | 35.0748 | 83.1494 | 759.0036 | 894.4981 | 1.2862
2018-11-14 22:00 | 45125.7828 | 265 | 389 | 1111 | 2985 | 2.48 | 6 | 1.11 | 5.8 | 660.7688 | 1.464% | 9.6233 | 34.1763 | 18.0577 | 253.5112 | 315.3685 | 0.47728
2018-11-14 23:00 | 43443.5452 | 243 | 362 | 1111 | 2985 | 2.48 | 5.26 | 1 | 4 | 629.9099 | 1.45% | 8.738 | 27.6088 | 16.109 | 173.1241 | 225.5798 | 0.35811
2018-11-15 | 42690.7011 | 212 | 294 | 1111 | 2985 | 1 | 1.71 | 0.97 | 3 | 618.073 | 1.448% | 3.0693 | 7.2786 | 15.6024 | 129.6499 | 155.6003 | 0.25175
2018-11-15 01:00 | 42548.6836 | 179 | 236 | 1111 | 2985 | 1 | 0.18 | 1 | 3 | 613.4141 | 1.442% | 2.5806 | 0.61242 | 16.017 | 129.1021 | 148.3121 | 0.24178
2018-11-15 02:00 | 42881.5058 | 205 | 201 | 1717 | 2985 | 1 | 0.01 | 1.36 | 2.23 | 615.0607 | 1.434% | 2.9404 | 0.02883 | 33.4932 | 95.4766 | 131.9391 | 0.21451
2018-11-15 03:00 | 43535.5211 | 205 | 185 | 1717 | 2985 | 1 | 0.01 | 1 | 3 | 624.1158 | 1.434% | 2.9388 | 0.026521 | 24.6145 | 128.3769 | 155.9568 | 0.24988
2018-11-15 04:00 | 45079.6728 | 283 | 207 | 1717 | 2985 | 2.23 | 0.01 | 1 | 5 | 664.8679 | 1.475% | 9.3078 | 0.03053 | 25.3236 | 220.1248 | 254.7867 | 0.38321
2018-11-15 05:00 | 48316.3118 | 438 | 327 | 1717 | 2985 | 8.11 | 2.11 | 3.86 | 12.34 | 734.837 | 1.521% | 54.0247 | 10.4937 | 100.7987 | 560.2176 | 725.5346 | 0.98734
2018-11-15 06:00 | 52474.4147 | 556 | 249 | 2219 | 2872 | 72.41 | 1.49 | 60.27 | 75.87 | 816.3075 | 1.556% | 626.2958 | 5.7715 | 2080.4854 | 3389.6956 | 6102.2483 | 7.4754
2018-11-15 07:00 | 52273.5569 | 306 | 256 | 2219 | 2872 | 33.27 | 0.62 | 33.27 | 51.86 | 812.1865 | 1.554% | 158.1787 | 2.4661 | 1147.0539 | 2314.1456 | 3621.8442 | 4.4594
2018-11-15 08:00 | 48920.3385 | 343 | 156 | 2219 | 2872 | 11.61 | 0.01 | 16.54 | 20.8 | 721.2948 | 1.474% | 58.7151 | 0.023001 | 541.1481 | 880.7874 | 1480.6736 | 2.0528
2018-11-15 09:00 | 45731.178 | 315 | 196 | 2219 | 2872 | 2.55 | 0.01 | 17.2 | 17.53 | 632.3813 | 1.383% | 11.1075 | 0.027103 | 527.7794 | 696.1984 | 1235.1124 | 1.9531
2018-11-15 10:00 | 42965.2487 | 326 | 226 | 1635 | 2842 | 5.33 | 0.56 | 3.89 | 17.7 | 551.3728 | 1.283% | 22.2984 | 1.6241 | 81.6198 | 645.5432 | 751.0855 | 1.3622
2018-11-15 11:00 | 40589.4179 | 319 | 222 | 1635 | 2842 | 6.4 | 1.37 | 3.89 | 13.42 | 490.3724 | 1.208% | 24.6652 | 3.6744 | 76.8388 | 460.7759 | 565.9543 | 1.1541
2018-11-15 12:00 | 38706.9228 | 299 | 195 | 1635 | 2842 | 5 | 0.28 | 2.65 | 11.19 | 450.1174 | 1.163% | 17.3851 | 0.63494 | 50.3849 | 369.8208 | 438.2258 | 0.97358
2018-11-15 13:00 | 37533.7617 | 237 | 205 | 1635 | 2842 | 2.23 | 1.5 | 4.58 | 11.1 | 426.9357 | 1.137% | 6.0116 | 3.4977 | 85.1773 | 358.829 | 453.5156 | 1.0623
2018-11-15 14:00 | 36629.7444 | 213 | 212 | 1380 | 2842 | 2.23 | 2.13 | 1.09 | 10.77 | 407.9198 | 1.114% | 5.2896 | 5.0287 | 16.7512 | 340.8636 | 367.9332 | 0.90197
2018-11-15 15:00 | 36280.6679 | 237 | 191 | 1380 | 2842 | 2.23 | 1 | 1.59 | 13 | 408.0111 | 1.125% | 5.9436 | 2.148 | 24.6759 | 415.4934 | 448.2609 | 1.0986
2018-11-15 16:00 | 36629.0058 | 258 | 218 | 1380 | 2842 | 10 | 1.5 | 3.18 | 15 | 423.4784 | 1.156% | 29.8281 | 3.7805 | 50.7355 | 492.8576 | 577.2018 | 1.363
2018-11-15 17:00 | 38386.693 | 365 | 240 | 1380 | 2842 | 10.19 | 3.11 | 4.99 | 28.51 | 479.8434 | 1.25% | 46.4928 | 9.3302 | 86.0792 | 1012.8383 | 1154.7406 | 2.4065
2018-11-15 18:00 | 40445.7887 | 214 | 320 | 1426 | 2842 | 9.4 | 17.02 | 4.51 | 32.13 | 535.3028 | 1.324% | 26.6237 | 72.0835 | 85.1182 | 1208.54 | 1392.3653 | 2.6011
2018-11-15 19:00 | 40764.2379 | 178 | 322 | 1426 | 2842 | 2.23 | 13.47 | 2.1 | 20.73 | 554.8404 | 1.361% | 5.4027 | 59.0354 | 40.7594 | 801.8851 | 907.0826 | 1.6349
2018-11-15 20:00 | 40904.9043 | 173 | 337 | 1426 | 2842 | 2.23 | 16.29 | 1.59 | 18.45 | 552.2658 | 1.35% | 5.2086 | 74.118 | 30.6118 | 707.9347 | 817.8731 | 1.4809
2018-11-15 21:00 | 40113.1481 | 194 | 394 | 1426 | 2842 | 6 | 9.42 | 0.99 | 18 | 531.7666 | 1.326% | 15.4308 | 49.2018 | 18.715 | 678.158 | 761.5055 | 1.432
2018-11-15 22:00 | 38395.802 | 265 | 389 | 1111 | 2985 | 11.24 | 6 | 0.97 | 16.28 | 481.3947 | 1.254% | 37.3448 | 29.263 | 13.5115 | 609.2791 | 689.3983 | 1.4321
2018-11-15 23:00 | 36684.2389 | 243 | 362 | 1111 | 2985 | 6 | 6 | 0.97 | 19 | 426.2264 | 1.162% | 16.9402 | 25.236 | 12.5212 | 658.9595 | 713.6569 | 1.6744
2018-11-16 | 35794.1094 | 212 | 294 | 1111 | 2985 | 4 | 4.5 | 0.75 | 9.75 | 415.6766 | 1.161% | 9.8478 | 15.364 | 9.6765 | 337.9815 | 372.8699 | 0.89702
2018-11-16 01:00 | 35428.1497 | 179 | 236 | 1111 | 2985 | 4 | 4.01 | 0.75 | 9.75 | 419.0076 | 1.183% | 8.4681 | 11.1926 | 9.8548 | 344.2091 | 373.7246 | 0.89193
2018-11-16 02:00 | 35650.4599 | 205 | 201 | 1717 | 2985 | 4 | 3.5 | 1.3 | 10 | 431.5479 | 1.21% | 9.9261 | 8.5158 | 27.0195 | 361.3335 | 406.7949 | 0.94264
2018-11-16 03:00 | 36328.9957 | 205 | 185 | 1717 | 2985 | 4 | 3 | 1.14 | 11.86 | 449.5486 | 1.237% | 10.147 | 6.8678 | 24.2214 | 438.0789 | 479.315 | 1.0662
2018-11-16 04:00 | 37832.0608 | 283 | 207 | 1717 | 2985 | 5.94 | 1.03 | 0.99 | 11 | 481.3955 | 1.272% | 21.3902 | 2.713 | 21.6296 | 417.8102 | 463.5429 | 0.96292
2018-11-16 05:00 | 40984.8834 | 438 | 327 | 1717 | 2985 | 15.51 | 3 | 3.04 | 16 | 554.3661 | 1.353% | 91.888 | 13.2691 | 70.602 | 646.0071 | 821.7662 | 1.4824
2018-11-16 06:00 | 44714.9124 | 556 | 249 | 2219 | 2872 | 42.92 | 0.86 | 20 | 42.92 | 653.4879 | 1.461% | 348.7544 | 3.1296 | 648.5933 | 1801.4794 | 2801.9565 | 4.2877
2018-11-16 07:00 | 45473.5963 | 306 | 256 | 2219 | 2872 | 20.8 | 0.26 | 20 | 38.46 | 682.7648 | 1.501% | 95.5645 | 0.99937 | 666.3449 | 1658.462 | 2421.3708 | 3.5464
2018-11-16 08:00 | 43342.6132 | 343 | 156 | 2219 | 2872 | 12.34 | 0.01 | 11.54 | 24.74 | 627.7901 | 1.448% | 61.3068 | 0.022596 | 370.9049 | 1029.1615 | 1461.3958 | 2.3278
2018-11-16 09:00 | 41106.0302 | 315 | 196 | 2219 | 2872 | 5.79 | 0.21 | 4.99 | 20.26 | 549.7429 | 1.337% | 24.3918 | 0.55046 | 148.0853 | 778.1762 | 951.2037 | 1.7303
2018-11-16 10:00 | 39225.3968 | 326 | 226 | 1635 | 2842 | 5 | 0.04 | 2.8 | 17.52 | 498.4201 | 1.271% | 20.7117 | 0.11487 | 58.1707 | 632.6833 | 711.6805 | 1.4279
2018-11-16 11:00 | 37603.3447 | 319 | 222 | 1635 | 2842 | 6.42 | 0.01 | 2.82 | 18.24 | 458.2967 | 1.219% | 24.9601 | 0.027057 | 56.1936 | 631.7848 | 712.9656 | 1.5557
2018-11-16 12:00 | 36485.5094 | 299 | 195 | 1635 | 2842 | 7 | 0.01 | 1.91 | 15 | 426.4755 | 1.169% | 24.4649 | 0.022793 | 36.5027 | 498.2978 | 559.2882 | 1.3114
2018-11-16 13:00 | 35968.097 | 237 | 205 | 1635 | 2842 | 7 | 0.01 | 1.59 | 16.33 | 402.0531 | 1.118% | 18.5444 | 0.022915 | 29.059 | 518.7716 | 566.3979 | 1.4088
2018-11-16 14:00 | 35645.6364 | 213 | 212 | 1380 | 2842 | 8 | 0.01 | 1.25 | 20.61 | 391.3521 | 1.098% | 18.7082 | 0.023275 | 18.9387 | 643.0776 | 680.7477 | 1.7395
2018-11-16 15:00 | 35381.4736 | 237 | 191 | 1380 | 2842 | 10 | 0.01 | 1.47 | 15 | 384.1014 | 1.086% | 25.7287 | 0.020735 | 22.0225 | 462.7914 | 510.5634 | 1.3292
2018-11-16 16:00 | 35358.7802 | 258 | 218 | 1380 | 2842 | 10 | 0.01 | 1.59 | 16.34 | 395.9375 | 1.12% | 28.8901 | 0.024411 | 24.57 | 520.0026 | 573.4871 | 1.4484
2018-11-16 17:00 | 36342.3564 | 365 | 240 | 1380 | 2842 | 20.64 | 0.44 | 1.59 | 25.54 | 438.8441 | 1.208% | 90.9703 | 1.2751 | 26.4956 | 876.4802 | 995.2212 | 2.2678
2018-11-16 18:00 | 37476.6386 | 214 | 320 | 1426 | 2842 | 6.82 | 3.5 | 3.02 | 20.36 | 477.6724 | 1.275% | 18.6023 | 14.2754 | 54.8903 | 737.5158 | 825.2839 | 1.7277
2018-11-16 19:00 | 37278.9869 | 178 | 322 | 1426 | 2842 | 4 | 5.26 | 1.59 | 21.38 | 441.4642 | 1.184% | 8.4316 | 20.0573 | 26.8502 | 719.5536 | 774.8928 | 1.7553
2018-11-16 20:00 | 37062.5507 | 173 | 337 | 1426 | 2842 | 3.72 | 9.64 | 2.82 | 23 | 435.8276 | 1.176% | 7.5678 | 38.202 | 47.2877 | 768.6548 | 861.7122 | 1.9772
2018-11-16 21:00 | 36621.2571 | 194 | 394 | 1426 | 2842 | 7.38 | 12.05 | 0.98 | 22.21 | 431.516 | 1.178% | 16.8703 | 55.9432 | 16.4668 | 743.766 | 833.0462 | 1.9305
2018-11-16 22:00 | 35526.2727 | 265 | 389 | 1111 | 2985 | 6 | 22.76 | 0.88 | 33 | 413.1764 | 1.163% | 18.492 | 102.9693 | 11.3706 | 1145.6295 | 1278.4613 | 3.0942
2018-11-16 23:00 | 34223.192 | 243 | 362 | 1111 | 2985 | 6 | 14.81 | 0.74 | 19 | 393.6938 | 1.15% | 16.7724 | 61.6739 | 9.4577 | 652.4331 | 740.3371 | 1.8805
2018-11-17 | 33109.9632 | 212 | 294 | 1111 | 2985 | 3.11 | 8.11 | 0.74 | 10 | 379.2001 | 1.145% | 7.551 | 27.3072 | 9.4158 | 341.8645 | 386.1386 | 1.0183
2018-11-17 01:00 | 32444.6932 | 179 | 236 | 1111 | 2985 | 2.5 | 7 | 0.74 | 9.75 | 372.895 | 1.149% | 5.1432 | 18.9869 | 9.4491 | 334.4967 | 368.0759 | 0.98708
2018-11-17 02:00 | 32257.9938 | 205 | 201 | 1717 | 2985 | 3.11 | 6.96 | 0.99 | 9.75 | 371.5073 | 1.152% | 7.3425 | 16.1115 | 19.5765 | 335.1807 | 378.2112 | 1.018
2018-11-17 03:00 | 32425.4521 | 205 | 185 | 1717 | 2985 | 6.3 | 5.03 | 0.99 | 14.75 | 374.4712 | 1.155% | 14.9151 | 10.7466 | 19.6308 | 508.474 | 553.7665 | 1.4788
2018-11-17 04:00 | 33016.0071 | 283 | 207 | 1717 | 2985 | 8 | 6.36 | 0.98 | 14.75 | 383.9477 | 1.163% | 26.3284 | 15.31 | 19.5679 | 512.0164 | 573.2226 | 1.493
2018-11-17 05:00 | 34304.1331 | 438 | 327 | 1717 | 2985 | 18.84 | 9.96 | 0.99 | 14.25 | 406.2038 | 1.184% | 97.713 | 38.566 | 20.1281 | 503.6823 | 660.0894 | 1.625
2018-11-17 06:00 | 36078.207 | 556 | 249 | 2219 | 2872 | 51.05 | 5.51 | 13.62 | 15.47 | 443.8969 | 1.23% | 349.2269 | 16.8806 | 371.8532 | 546.6532 | 1284.6139 | 2.8939
2018-11-17 07:00 | 37405.914 | 306 | 256 | 2219 | 2872 | 13.67 | 7.9 | 12.77 | 19 | 483.1673 | 1.292% | 54.0315 | 26.1231 | 366.0205 | 704.8477 | 1151.0228 | 2.3822
2018-11-17 08:00 | 37967.9788 | 343 | 156 | 2219 | 2872 | 12 | 2.11 | 8 | 17.11 | 485.2331 | 1.278% | 52.6027 | 4.2067 | 226.8717 | 628.0112 | 911.6923 | 1.8789
2018-11-17 09:00 | 37404.7194 | 315 | 196 | 2219 | 2872 | 11.64 | 3.5 | 6.71 | 16.64 | 454.9627 | 1.216% | 44.5977 | 8.344 | 181.1045 | 581.2823 | 815.3286 | 1.7921
2018-11-17 10:00 | 36544.4186 | 326 | 226 | 1635 | 2842 | 11.83 | 3.98 | 2.43 | 16.34 | 423.5292 | 1.159% | 44.6956 | 10.4245 | 46.0454 | 538.1935 | 639.3589 | 1.5096
2018-11-17 11:00 | 35713.1442 | 319 | 222 | 1635 | 2842 | 10.79 | 3.98 | 2.29 | 15.79 | 415.2719 | 1.163% | 40.0236 | 10.274 | 43.5369 | 521.8079 | 615.6425 | 1.4825
2018-11-17 12:00 | 35090.5299 | 299 | 195 | 1635 | 2842 | 8 | 3.5 | 1.65 | 13.78 | 406.0004 | 1.157% | 27.6756 | 7.8966 | 31.2132 | 453.1164 | 519.9018 | 1.2805
2018-11-17 13:00 | 34683.4118 | 237 | 205 | 1635 | 2842 | 7 | 3.5 | 1.59 | 13.66 | 402.7516 | 1.161% | 19.2647 | 8.3318 | 30.1877 | 450.8065 | 508.5907 | 1.2628
2018-11-17 14:00 | 34279.5817 | 213 | 212 | 1380 | 2842 | 9.1 | 4.01 | 1.45 | 13.68 | 408.3419 | 1.191% | 23.0892 | 10.1267 | 23.8361 | 463.1254 | 520.1774 | 1.2739
2018-11-17 15:00 | 34121.0631 | 237 | 191 | 1380 | 2842 | 10 | 3.5 | 1.46 | 13.34 | 416.8972 | 1.222% | 28.9571 | 8.1679 | 24.6172 | 463.2189 | 524.961 | 1.2592
2018-11-17 16:00 | 34152.6383 | 258 | 218 | 1380 | 2842 | 10 | 4.02 | 1.37 | 16.14 | 416.3238 | 1.219% | 31.4504 | 10.6829 | 23.0466 | 559.1581 | 624.338 | 1.4996
2018-11-17 17:00 | 35253.5742 | 365 | 240 | 1380 | 2842 | 33.69 | 10.53 | 1.59 | 34.41 | 423.3941 | 1.201% | 147.6847 | 30.3516 | 26.3523 | 1174.4928 | 1378.8813 | 3.2567
2018-11-17 18:00 | 36227.2207 | 214 | 320 | 1426 | 2842 | 7.39 | 15.71 | 2.49 | 25 | 437.6254 | 1.208% | 19.1041 | 60.7287 | 42.893 | 858.2852 | 981.0109 | 2.2417
2018-11-17 19:00 | 35917.2115 | 178 | 322 | 1426 | 2842 | 5 | 8.61 | 1.59 | 18.07 | 401.5212 | 1.118% | 9.9494 | 30.9931 | 25.3468 | 574.1008 | 640.39 | 1.5949
2018-11-17 20:00 | 35390.5029 | 173 | 337 | 1426 | 2842 | 4 | 5.42 | 1.69 | 17.15 | 389.5822 | 1.101% | 7.6176 | 20.1067 | 26.5289 | 536.538 | 590.7912 | 1.5165
2018-11-17 21:00 | 34576.4606 | 194 | 394 | 1426 | 2842 | 8 | 6.73 | 1.09 | 17.11 | 370.2741 | 1.071% | 16.6201 | 28.3958 | 16.6452 | 520.7352 | 582.3963 | 1.5729
2018-11-17 22:00 | 33320.313 | 265 | 389 | 1111 | 2985 | 10 | 8.61 | 0.75 | 18 | 344.1142 | 1.033% | 27.3678 | 34.5897 | 8.6054 | 554.8944 | 625.4572 | 1.8176
2018-11-17 23:00 | 31884.4256 | 243 | 362 | 1111 | 2985 | 6.63 | 8.61 | 0.74 | 14 | 312.792 | 0.981% | 15.8051 | 30.5766 | 8.0653 | 409.9675 | 464.4145 | 1.4847
2018-11-18 | 30604.9912 | 212 | 294 | 1111 | 2985 | 4 | 6 | 0.73 | 9.75 | 286.4158 | 0.9358% | 7.936 | 16.5083 | 7.59 | 272.3665 | 304.4008 | 1.0628
2018-11-18 01:00 | 29848.2036 | 179 | 236 | 1111 | 2985 | 3.51 | 5.77 | 0.73 | 9.75 | 270.4329 | 0.906% | 5.6925 | 12.3376 | 7.3482 | 263.688 | 289.0662 | 1.0689
2018-11-18 02:00 | 29498.6819 | 205 | 201 | 1717 | 2985 | 3.7 | 4.01 | 0.98 | 9.75 | 262.8206 | 0.891% | 6.7579 | 7.1812 | 14.9918 | 259.3019 | 288.2328 | 1.0967
2018-11-18 03:00 | 29433.1253 | 205 | 185 | 1717 | 2985 | 3.82 | 4.01 | 0.98 | 9.75 | 260.1128 | 0.8837% | 6.9206 | 6.556 | 14.8704 | 257.202 | 285.549 | 1.0978
2018-11-18 04:00 | 29747.0455 | 283 | 207 | 1717 | 2985 | 8 | 4.01 | 1.02 | 10.24 | 265.4664 | 0.8924% | 20.2042 | 7.4076 | 15.6292 | 272.7784 | 316.0195 | 1.1904
2018-11-18 05:00 | 30568.2358 | 438 | 327 | 1717 | 2985 | 12.14 | 6 | 0.98 | 12.25 | 281.2912 | 0.9202% | 48.9304 | 18.0545 | 15.484 | 336.4853 | 418.9541 | 1.4894
2018-11-18 06:00 | 31896.7977 | 556 | 249 | 2219 | 2872 | 13.17 | 3.5 | 10.01 | 12.71 | 321.7808 | 1.009% | 73.8709 | 8.7919 | 224.0807 | 368.2503 | 674.9937 | 2.0977
2018-11-18 07:00 | 33395.1979 | 306 | 256 | 2219 | 2872 | 10 | 3.5 | 9.2 | 13.4 | 370.7011 | 1.11% | 33.9673 | 9.946 | 226.6131 | 427.1979 | 697.7244 | 1.8822
2018-11-18 08:00 | 35512.1865 | 343 | 156 | 2219 | 2872 | 8.29 | 0.01 | 7 | 14.3 | 442.5946 | 1.246% | 35.4387 | 0.019443 | 193.5905 | 511.8576 | 740.9062 | 1.674
2018-11-18 09:00 | 37298.0778 | 315 | 196 | 2219 | 2872 | 5.65 | 0.32 | 4.85 | 13.4 | 490.4591 | 1.315% | 23.4032 | 0.82475 | 141.5192 | 506.0642 | 671.8113 | 1.3698
2018-11-18 10:00 | 38096.5267 | 326 | 226 | 1635 | 2842 | 5 | 1.04 | 1.91 | 12.43 | 516.9633 | 1.357% | 22.1188 | 3.1895 | 42.3765 | 479.3685 | 547.0533 | 1.0582
2018-11-18 11:00 | 38429.1295 | 319 | 222 | 1635 | 2842 | 5 | 1 | 1.88 | 10 | 534.1398 | 1.39% | 22.1695 | 3.0857 | 42.7238 | 395.0195 | 462.9984 | 0.86681
2018-11-18 12:00 | 38424.692 | 299 | 195 | 1635 | 2842 | 5.48 | 0.09 | 1.55 | 10 | 537.9182 | 1.4% | 22.9381 | 0.24569 | 35.4777 | 397.8597 | 456.5211 | 0.84868
2018-11-18 13:00 | 38200.7321 | 237 | 205 | 1635 | 2842 | 4.25 | 0.01 | 1 | 10 | 523.9795 | 1.372% | 13.8159 | 0.028119 | 22.4264 | 389.8223 | 426.0928 | 0.81319
2018-11-18 14:00 | 38009.598 | 213 | 212 | 1380 | 2842 | 2.09 | 0.25 | 1.3 | 10 | 511.0544 | 1.345% | 5.9855 | 0.71261 | 24.1211 | 382.1184 | 412.9375 | 0.80801
2018-11-18 15:00 | 38350.7701 | 237 | 191 | 1380 | 2842 | 2.09 | 0.01 | 1.3 | 10 | 512.5575 | 1.336% | 6.6201 | 0.025527 | 23.9768 | 379.8329 | 410.4553 | 0.8008
2018-11-18 16:00 | 39034.6295 | 258 | 218 | 1380 | 2842 | 2.5 | 0.3 | 1.2 | 10 | 546.9977 | 1.401% | 9.0385 | 0.91646 | 23.2058 | 398.2534 | 431.4141 | 0.78869
2018-11-18 17:00 | 40731.484 | 365 | 240 | 1380 | 2842 | 24.46 | 2.49 | 1.29 | 35.83 | 587.672 | 1.443% | 128.8113 | 8.6221 | 25.6846 | 1469.1822 | 1632.3004 | 2.7776
2018-11-18 18:00 | 41791.4323 | 214 | 320 | 1426 | 2842 | 10.06 | 4 | 1.87 | 29.14 | 608.4977 | 1.456% | 31.3461 | 18.6372 | 38.8269 | 1205.8277 | 1294.638 | 2.1276
2018-11-18 19:00 | 41647.72 | 178 | 322 | 1426 | 2842 | 4.68 | 3.5 | 1.51 | 21.62 | 601.8544 | 1.445% | 12.0383 | 16.2864 | 31.1169 | 887.9326 | 947.3742 | 1.5741
2018-11-18 20:00 | 41188.2773 | 173 | 337 | 1426 | 2842 | 3 | 3.5 | 1 | 18.34 | 584.2801 | 1.419% | 7.3623 | 16.7319 | 20.2287 | 739.3854 | 783.7083 | 1.3413
2018-11-18 21:00 | 40131.3414 | 194 | 394 | 1426 | 2842 | 5.2 | 4 | 1.28 | 11.94 | 556.1729 | 1.386% | 13.9808 | 21.8415 | 25.2962 | 470.2779 | 531.3964 | 0.95545
2018-11-18 22:00 | 38443.3118 | 265 | 389 | 1111 | 2985 | 6 | 3.11 | 0.75 | 11.43 | 510.9506 | 1.329% | 21.1327 | 16.0793 | 11.0747 | 453.4701 | 501.7569 | 0.98201
2018-11-18 23:00 | 36756.0592 | 243 | 362 | 1111 | 2985 | 6 | 2.61 | 0.73 | 13.32 | 472.8145 | 1.286% | 18.7551 | 12.1538 | 10.4327 | 511.4585 | 552.8001 | 1.1692
2018-11-19 | 35536.8655 | 212 | 294 | 1111 | 2985 | 4 | 1.09 | 0.72 | 10.91 | 453.0726 | 1.275% | 10.8115 | 4.0857 | 10.1985 | 415.2004 | 440.296 | 0.9718
2018-11-19 01:00 | 34807.1618 | 179 | 236 | 1111 | 2985 | 3.63 | 1 | 0.72 | 12.53 | 445.6374 | 1.28% | 8.319 | 3.0215 | 10.2414 | 478.8599 | 500.4418 | 1.123
2018-11-19 02:00 | 34707.5605 | 205 | 201 | 1717 | 2985 | 4 | 0.01 | 0.97 | 11 | 446.0523 | 1.285% | 10.5384 | 0.025832 | 21.4044 | 421.9866 | 453.9553 | 1.0177
2018-11-19 03:00 | 35068.4424 | 205 | 185 | 1717 | 2985 | 4 | 0.05 | 0.97 | 11.2 | 452.3977 | 1.29% | 10.5783 | 0.11933 | 21.4855 | 431.2869 | 463.4701 | 1.0245
2018-11-19 04:00 | 36234.61 | 283 | 207 | 1717 | 2985 | 7 | 0.12 | 0.99 | 9.75 | 474.5111 | 1.31% | 25.9422 | 0.32529 | 22.2602 | 381.1288 | 429.6564 | 0.90547
2018-11-19 05:00 | 38404.8447 | 438 | 327 | 1717 | 2985 | 11.81 | 4 | 0.97 | 12.01 | 521.1057 | 1.357% | 70.1882 | 17.7479 | 22.5986 | 486.4376 | 596.9723 | 1.1456
2018-11-19 06:00 | 41235.4111 | 556 | 249 | 2219 | 2872 | 47.7 | 3 | 10 | 47.9 | 578.0269 | 1.402% | 371.7671 | 10.4712 | 311.0535 | 1928.4025 | 2621.6943 | 4.5356
2018-11-19 07:00 | 42922.6396 | 306 | 256 | 2219 | 2872 | 17.71 | 2.61 | 9.95 | 35.93 | 622.2282 | 1.45% | 78.5603 | 9.686 | 320.069 | 1495.9082 | 1904.2235 | 3.0603
2018-11-19 08:00 | 43390.0683 | 343 | 156 | 2219 | 2872 | 6.29 | 0.33 | 5.33 | 19.99 | 637.7002 | 1.47% | 31.7082 | 0.7566 | 173.8244 | 843.7687 | 1050.0579 | 1.6466
2018-11-19 09:00 | 43471.4951 | 315 | 196 | 2219 | 2872 | 7.7 | 0.85 | 6.9 | 11.53 | 641.126 | 1.475% | 35.7717 | 2.457 | 225.8111 | 488.374 | 752.4139 | 1.1736
2018-11-19 10:00 | 42969.7083 | 326 | 226 | 1635 | 2842 | 5 | 1.85 | 1.59 | 11.43 | 630.1397 | 1.466% | 23.9035 | 6.1313 | 38.1232 | 476.3704 | 544.5284 | 0.86414
2018-11-19 11:00 | 42260.1881 | 319 | 222 | 1635 | 2842 | 6.4 | 1.48 | 1.54 | 8.88 | 610.353 | 1.444% | 29.4863 | 4.7453 | 36.3654 | 364.4909 | 435.0879 | 0.71285
2018-11-19 12:00 | 41278.445 | 299 | 195 | 1635 | 2842 | 3.05 | 0.44 | 1.17 | 6.77 | 586.4396 | 1.421% | 12.956 | 1.219 | 27.1771 | 273.346 | 314.6981 | 0.53662
2018-11-19 13:00 | 40604.7373 | 237 | 205 | 1635 | 2842 | 1.45 | 1.33 | 1.42 | 6.03 | 566.4171 | 1.395% | 4.7938 | 3.8033 | 32.3866 | 239.0568 | 280.0405 | 0.49441
2018-11-19 14:00 | 40019.9007 | 213 | 212 | 1380 | 2842 | 1.34 | 1.78 | 1.34 | 8 | 558.9473 | 1.397% | 3.9864 | 5.2705 | 25.8273 | 317.5477 | 352.6318 | 0.63089
2018-11-19 15:00 | 39585.6894 | 237 | 191 | 1380 | 2842 | 1.42 | 0.41 | 1.37 | 8 | 559.424 | 1.413% | 4.756 | 1.1067 | 26.7179 | 321.3046 | 353.8852 | 0.63259
2018-11-19 16:00 | 40026.36 | 258 | 218 | 1380 | 2842 | 2.01 | 1.81 | 1 | 8 | 568.4732 | 1.42% | 7.3651 | 5.604 | 19.5994 | 322.9074 | 355.4759 | 0.62532
2018-11-19 17:00 | 41796.6149 | 365 | 240 | 1380 | 2842 | 12.18 | 2.64 | 1.55 | 25.24 | 604.3018 | 1.446% | 64.2766 | 9.1607 | 30.926 | 1037.1132 | 1141.4765 | 1.8889
2018-11-19 18:00 | 43211.597 | 214 | 320 | 1426 | 2842 | 7.69 | 4 | 1.67 | 27.93 | 632.9852 | 1.465% | 24.1065 | 18.7501 | 34.8842 | 1162.7551 | 1240.4958 | 1.9598
2018-11-19 19:00 | 43046.6263 | 178 | 322 | 1426 | 2842 | 5 | 4 | 1.48 | 23.33 | 621.4638 | 1.444% | 12.8489 | 18.5948 | 30.469 | 957.2282 | 1019.141 | 1.6399
2018-11-19 20:00 | 42575.4948 | 173 | 337 | 1426 | 2842 | 3 | 4 | 1.25 | 16.04 | 600.8065 | 1.411% | 7.3239 | 19.0224 | 25.1538 | 643.2849 | 694.785 | 1.1564
2018-11-19 21:00 | 41533.6106 | 194 | 394 | 1426 | 2842 | 2.06 | 4 | 1.3 | 7.29 | 569.2508 | 1.371% | 5.4774 | 21.6003 | 25.4078 | 283.9589 | 336.4444 | 0.59103
2018-11-19 22:00 | 39704.4873 | 265 | 389 | 1111 | 2985 | 5 | 3.11 | 0.75 | 12.2 | 517.0398 | 1.302% | 17.2544 | 15.7541 | 10.8507 | 474.2295 | 518.0888 | 1.002
2018-11-19 23:00 | 37802.2389 | 243 | 362 | 1111 | 2985 | 6 | 3.45 | 0.72 | 12.09 | 466.2502 | 1.233% | 17.9829 | 15.4038 | 9.8662 | 445.1149 | 488.3678 | 1.0474
2018-11-20 | 36519.9674 | 212 | 294 | 1111 | 2985 | 1 | 3.5 | 0.95 | 9.82 | 439.2777 | 1.203% | 2.55 | 12.3772 | 12.6954 | 352.5856 | 380.2083 | 0.86553
2018-11-20 01:00 | 35925.2682 | 179 | 236 | 1111 | 2985 | 1 | 1.99 | 0.95 | 10.02 | 426.0357 | 1.186% | 2.1228 | 5.5694 | 12.5165 | 354.6974 | 374.9061 | 0.87999
2018-11-20 02:00 | 35795.3017 | 205 | 201 | 1717 | 2985 | 1 | 0.4 | 1.05 | 8.75 | 431.5357 | 1.206% | 2.4714 | 0.96927 | 21.7345 | 314.8786 | 340.0538 | 0.78801
2018-11-20 03:00 | 36151.6308 | 205 | 185 | 1717 | 2985 | 1 | 1.97 | 1.05 | 9.09 | 448.2707 | 1.24% | 2.5419 | 4.5191 | 22.3549 | 336.4501 | 365.866 | 0.81617
2018-11-20 04:00 | 37362.608 | 283 | 207 | 1717 | 2985 | 3 | 0.01 | 1.36 | 8.86 | 493.4324 | 1.321% | 11.2124 | 0.027338 | 30.839 | 349.2758 | 391.3545 | 0.79313
2018-11-20 05:00 | 39849.4925 | 438 | 327 | 1717 | 2985 | 11.55 | 3.5 | 1.14 | 20.1 | 563.2015 | 1.413% | 71.4985 | 16.1755 | 27.6641 | 847.9717 | 963.3098 | 1.7104
2018-11-20 06:00 | 42970.8496 | 556 | 249 | 2219 | 2872 | 40 | 2.33 | 27.39 | 44.57 | 631.1532 | 1.469% | 326.6598 | 8.5215 | 892.7096 | 1880.1302 | 3108.0211 | 4.9244
2018-11-20 07:00 | 44134.7718 | 306 | 256 | 2219 | 2872 | 16.98 | 2.04 | 16.18 | 33.5 | 669.5305 | 1.517% | 78.8222 | 7.9225 | 544.6597 | 1459.549 | 2090.9534 | 3.123
2018-11-20 08:00 | 43379.0048 | 343 | 156 | 2219 | 2872 | 9.85 | 0.01 | 9.05 | 22.2 | 640.0098 | 1.475% | 49.8468 | 0.023016 | 296.2872 | 940.6855 | 1286.8425 | 2.0107
2018-11-20 09:00 | 42095.3811 | 315 | 196 | 2219 | 2872 | 7.93 | 0.96 | 16.68 | 17 | 589.8483 | 1.401% | 35.0017 | 2.6365 | 518.6319 | 684.1309 | 1240.4011 | 2.1029
2018-11-20 10:00 | 40776.5413 | 326 | 226 | 1635 | 2842 | 4.8 | 2.11 | 1.59 | 14.74 | 538.9284 | 1.322% | 20.6814 | 6.3025 | 34.3586 | 553.6589 | 615.0013 | 1.1412
2018-11-20 11:00 | 39509.1992 | 319 | 222 | 1635 | 2842 | 5 | 2.11 | 1.59 | 12 | 497.2229 | 1.258% | 20.0731 | 5.8951 | 32.7166 | 429.1986 | 487.8833 | 0.98122
2018-11-20 12:00 | 38308.0329 | 299 | 195 | 1635 | 2842 | 2.32 | 0.66 | 1.59 | 10.16 | 465.5384 | 1.215% | 8.4299 | 1.564 | 31.5922 | 350.9 | 392.4863 | 0.84308
2018-11-20 13:00 | 37555.0625 | 237 | 205 | 1635 | 2842 | 2.01 | 1.7 | 1.59 | 8.31 | 441.0079 | 1.174% | 5.594 | 4.0924 | 30.5276 | 277.3339 | 317.5479 | 0.72005
2018-11-20 14:00 | 36936.4876 | 213 | 212 | 1380 | 2842 | 1.64 | 2.11 | 1.35 | 8.02 | 427.8632 | 1.158% | 4.0464 | 5.1816 | 21.5805 | 264.0267 | 294.8353 | 0.68909
2018-11-20 15:00 | 36596.4664 | 237 | 191 | 1380 | 2842 | 2.01 | 1.15 | 1.36 | 8.07 | 429.2688 | 1.173% | 5.5877 | 2.5764 | 22.0145 | 269.022 | 299.2006 | 0.697
2018-11-20 16:00 | 36884.5726 | 258 | 218 | 1380 | 2842 | 2.32 | 2.11 | 1.35 | 10 | 446.9187 | 1.212% | 7.2526 | 5.5734 | 22.5734 | 344.3562 | 379.7556 | 0.84972
2018-11-20 17:00 | 38693.9703 | 365 | 240 | 1380 | 2842 | 18.56 | 4 | 1.59 | 23.81 | 498.7023 | 1.289% | 87.311 | 12.3728 | 28.2797 | 872.1307 | 1000.0942 | 2.0054
2018-11-20 18:00 | 40627.1949 | 214 | 320 | 1426 | 2842 | 7 | 3.77 | 1.59 | 25.27 | 558.6858 | 1.375% | 20.5998 | 16.5898 | 31.1794 | 987.5978 | 1055.9668 | 1.8901
2018-11-20 19:00 | 40738.3281 | 178 | 322 | 1426 | 2842 | 4 | 3.5 | 1.4 | 18.79 | 570.9837 | 1.402% | 9.9793 | 15.7959 | 27.9813 | 748.4647 | 802.2212 | 1.405
2018-11-20 20:00 | 40955.9648 | 173 | 337 | 1426 | 2842 | 2.32 | 3.5 | 1.51 | 14.6 | 572.5864 | 1.398% | 5.6112 | 16.49 | 30.1037 | 580.0972 | 632.3022 | 1.1043
2018-11-20 21:00 | 40398.8512 | 194 | 394 | 1426 | 2842 | 2.32 | 4 | 1.39 | 10 | 558.9323 | 1.384% | 6.227 | 21.8045 | 27.4236 | 393.2007 | 448.6558 | 0.8027
2018-11-20 22:00 | 39031.7493 | 265 | 389 | 1111 | 2985 | 6 | 4 | 0.98 | 15.26 | 524.9162 | 1.345% | 21.383 | 20.9258 | 14.6424 | 612.5913 | 669.5425 | 1.2755
2018-11-20 23:00 | 37523.0091 | 243 | 362 | 1111 | 2985 | 6.15 | 4.01 | 0.74 | 14.51 | 488.1366 | 1.301% | 19.4413 | 18.8841 | 10.6952 | 563.4501 | 612.4707 | 1.2547
2018-11-21 | 36504.7724 | 212 | 294 | 1111 | 2985 | 2.01 | 4 | 0.75 | 9.59 | 477.8813 | 1.309% | 5.5783 | 15.3949 | 10.908 | 374.7428 | 406.6241 | 0.85089
2018-11-21 01:00 | 36098.5677 | 179 | 236 | 1111 | 2985 | 1 | 3.11 | 0.75 | 9.13 | 463.1609 | 1.283% | 2.2967 | 9.417 | 10.691 | 349.6689 | 372.0736 | 0.80334
2018-11-21 02:00 | 36097.3421 | 205 | 201 | 1717 | 2985 | 2.01 | 3 | 0.99 | 9.13 | 484.5682 | 1.342% | 5.5313 | 8.0946 | 22.8184 | 365.843 | 402.2874 | 0.8302
2018-11-21 03:00 | 36547.3089 | 205 | 185 | 1717 | 2985 | 2.01 | 2.11 | 0.99 | 10.98 | 497.3977 | 1.361% | 5.6079 | 5.3125 | 23.1342 | 446.0618 | 480.1164 | 0.96526
2018-11-21 04:00 | 37825.067 | 283 | 207 | 1717 | 2985 | 3 | 1.76 | 0.99 | 11.04 | 520.6858 | 1.377% | 11.687 | 5.0151 | 23.3992 | 453.638 | 493.7393 | 0.94825
2018-11-21 05:00 | 40234.3922 | 438 | 327 | 1717 | 2985 | 12 | 4 | 1.37 | 16.39 | 578.0896 | 1.437% | 75.5185 | 18.7934 | 33.7978 | 702.9445 | 831.0541 | 1.4376
2018-11-21 06:00 | 43134.3603 | 556 | 249 | 2219 | 2872 | 29.89 | 2.11 | 13.05 | 33.2 | 634.6849 | 1.471% | 244.5319 | 7.7307 | 426.0913 | 1402.9989 | 2081.3528 | 3.2793
2018-11-21 07:00 | 44420.9915 | 306 | 256 | 2219 | 2872 | 10.9 | 2.11 | 10 | 30.31 | 676.4437 | 1.523% | 50.7915 | 8.2256 | 337.9097 | 1325.6039 | 1722.5308 | 2.5465
2018-11-21 08:00 | 43712.6211 | 343 | 156 | 2219 | 2872 | 8.96 | 0.01 | 8 | 21.46 | 656.1696 | 1.501% | 46.133 | 0.023417 | 266.4751 | 925.174 | 1237.8054 | 1.8864
2018-11-21 09:00 | 42530.2181 | 315 | 196 | 2219 | 2872 | 12.07 | 0.59 | 11.27 | 22.7 | 620.4911 | 1.459% | 55.4697 | 1.6871 | 364.854 | 951.1482 | 1373.1591 | 2.213
2018-11-21 10:00 | 41450.6031 | 326 | 226 | 1635 | 2842 | 5 | 0.25 | 1.59 | 17.64 | 593.1161 | 1.431% | 23.3236 | 0.80846 | 37.1984 | 717.3506 | 778.6811 | 1.3129
2018-11-21 11:00 | 40223.2265 | 319 | 222 | 1635 | 2842 | 5.72 | 1.24 | 1 | 16.27 | 577.4363 | 1.436% | 26.1947 | 3.9519 | 23.4717 | 663.8024 | 717.4207 | 1.2424
2018-11-21 12:00 | 39057.0306 | 299 | 195 | 1635 | 2842 | 5 | 0.32 | 1.39 | 14.29 | 556.7368 | 1.425% | 21.3104 | 0.88948 | 32.3954 | 578.9046 | 633.4999 | 1.1379
2018-11-21 13:00 | 38425.9723 | 237 | 205 | 1635 | 2842 | 3.4 | 1.36 | 1.34 | 12.9 | 542.5013 | 1.412% | 11.3764 | 3.9361 | 30.9313 | 517.5945 | 563.8383 | 1.0393
2018-11-21 14:00 | 37950.9062 | 213 | 212 | 1380 | 2842 | 2.46 | 1.5 | 1 | 12.55 | 536.3818 | 1.413% | 7.4057 | 4.4945 | 19.5043 | 504.1034 | 535.5079 | 0.99837
2018-11-21 15:00 | 37726.9935 | 237 | 191 | 1380 | 2842 | 2.27 | 0.11 | 1 | 12 | 540.4733 | 1.433% | 7.7072 | 0.30099 | 19.7697 | 488.5707 | 516.3486 | 0.95536
2018-11-21 16:00 | 38043.7623 | 258 | 218 | 1380 | 2842 | 3 | 1.5 | 1 | 12.44 | 558.6587 | 1.468% | 11.3659 | 4.8019 | 20.2648 | 519.1675 | 555.6001 | 0.99453
2018-11-21 17:00 | 39674.9785 | 365 | 240 | 1380 | 2842 | 16.72 | 2.48 | 1.12 | 28.42 | 593.7676 | 1.497% | 91.3333 | 8.9076 | 23.1311 | 1208.7819 | 1332.1539 | 2.2436
2018-11-21 18:00 | 40484.5367 | 214 | 320 | 1426 | 2842 | 7 | 4 | 1.4 | 23.74 | 609.1619 | 1.505% | 22.5401 | 19.2599 | 30.0394 | 1015.1923 | 1087.0317 | 1.7845
2018-11-21 19:00 | 40113.1233 | 178 | 322 | 1426 | 2842 | 4 | 4 | 1.29 | 17 | 596.0059 | 1.486% | 10.579 | 19.1373 | 27.3321 | 717.8556 | 774.904 | 1.3002
2018-11-21 20:00 | 39803.5872 | 173 | 337 | 1426 | 2842 | 3 | 4 | 1.31 | 16.82 | 577.3794 | 1.451% | 7.5285 | 19.5537 | 27.0975 | 693.4085 | 747.5882 | 1.2948
2018-11-21 21:00 | 38870.081 | 194 | 394 | 1426 | 2842 | 5.5 | 4.58 | 0.99 | 15.79 | 545.074 | 1.402% | 14.9625 | 25.3047 | 19.7968 | 629.2833 | 689.3473 | 1.2647
2018-11-21 22:00 | 37464.0888 | 265 | 389 | 1111 | 2985 | 6.07 | 4.01 | 0.97 | 14.35 | 497.5291 | 1.328% | 21.3618 | 20.7156 | 14.3116 | 568.8524 | 625.2414 | 1.2567
2018-11-21 23:00 | 35802.3717 | 243 | 362 | 1111 | 2985 | 6.35 | 4.84 | 0.73 | 13.89 | 451.3662 | 1.261% | 19.4535 | 22.0887 | 10.2248 | 522.7136 | 574.4806 | 1.2728
2018-11-22 | 34388.803 | 212 | 294 | 1111 | 2985 | 4 | 6 | 0.74 | 11 | 421.0326 | 1.224% | 10.3823 | 21.5972 | 10.0657 | 402.0089 | 444.0541 | 1.0547
2018-11-22 01:00 | 33511.5426 | 179 | 236 | 1111 | 2985 | 4 | 4.01 | 0.74 | 9 | 404.5344 | 1.207% | 8.6432 | 11.424 | 9.9245 | 324.3007 | 354.2924 | 0.8758
2018-11-22 02:00 | 33158.8193 | 205 | 201 | 1717 | 2985 | 4 | 3.5 | 1.02 | 9 | 391.852 | 1.182% | 9.6903 | 8.3136 | 20.6963 | 317.4752 | 356.1754 | 0.90895
2018-11-22 03:00 | 33132.0149 | 205 | 185 | 1717 | 2985 | 4 | 3.11 | 1.01 | 8.85 | 384.3195 | 1.16% | 9.5117 | 6.6739 | 20.1157 | 306.4306 | 342.7319 | 0.89179
2018-11-22 04:00 | 33577.4948 | 283 | 207 | 1717 | 2985 | 7 | 3.11 | 0.98 | 9.68 | 395.8036 | 1.179% | 23.3516 | 7.5886 | 19.8348 | 340.6051 | 391.3801 | 0.98882
2018-11-22 05:00 | 34653.4889 | 438 | 327 | 1717 | 2985 | 14.01 | 4.01 | 1.23 | 14.21 | 425.679 | 1.228% | 75.3785 | 16.1075 | 25.9424 | 521.0431 | 638.4715 | 1.4999
2018-11-22 06:00 | 36148.3343 | 556 | 249 | 2219 | 2872 | 14.15 | 2.61 | 8 | 14.35 | 463.4024 | 1.282% | 100.8559 | 8.3312 | 227.5712 | 528.3313 | 865.0896 | 1.8668
2018-11-22 07:00 | 37269.9368 | 306 | 256 | 2219 | 2872 | 8 | 2.11 | 7.2 | 19.79 | 512.9879 | 1.376% | 33.6946 | 7.4348 | 219.9066 | 782.3096 | 1043.3456 | 2.0339
2018-11-22 08:00 | 38218.6692 | 343 | 156 | 2219 | 2872 | 10.85 | 0.01 | 8 | 29.33 | 548.6705 | 1.436% | 53.4269 | 0.022395 | 254.8492 | 1209.2957 | 1517.5942 | 2.7659
2018-11-22 09:00 | 38577.9472 | 315 | 196 | 2219 | 2872 | 9.76 | 0.05 | 8 | 30 | 559.2999 | 1.45% | 44.5724 | 0.14208 | 257.3671 | 1249.1407 | 1551.2222 | 2.7735
2018-11-22 10:00 | 38419.4615 | 326 | 226 | 1635 | 2842 | 12.27 | 1 | 1.59 | 27.68 | 549.8669 | 1.431% | 57.2491 | 3.2346 | 37.2067 | 1125.8913 | 1223.5816 | 2.2252
2018-11-22 11:00 | 37622.9075 | 319 | 222 | 1635 | 2842 | 6.4 | 1 | 1.41 | 20.75 | 526.7104 | 1.4% | 28.5818 | 3.1079 | 32.2743 | 825.5849 | 889.5489 | 1.6889
2018-11-22 12:00 | 36171.1093 | 299 | 195 | 1635 | 2842 | 5 | 0.17 | 0.99 | 17.52 | 486.9619 | 1.346% | 20.1268 | 0.44629 | 21.7914 | 670.3341 | 712.6986 | 1.4636
2018-11-22 13:00 | 34569.3206 | 237 | 205 | 1635 | 2842 | 7 | 1 | 0.99 | 18.4 | 454.7473 | 1.315% | 21.8236 | 2.6967 | 21.2928 | 687.8934 | 733.7065 | 1.6134
2018-11-22 14:00 | 33365.1243 | 213 | 212 | 1380 | 2842 | 10 | 4.01 | 0.99 | 20.32 | 417.2859 | 1.251% | 26.6392 | 10.6322 | 17.0866 | 722.252 | 776.6099 | 1.8611
2018-11-22 15:00 | 32573.0213 | 237 | 191 | 1380 | 2842 | 10 | 3.5 | 0.99 | 12 | 391.6511 | 1.202% | 28.4964 | 8.0379 | 16.4269 | 410.0592 | 463.0204 | 1.1822
2018-11-22 16:00 | 32192.5398 | 258 | 218 | 1380 | 2842 | 10 | 4.01 | 0.99 | 14.59 | 378.9753 | 1.177% | 30.3721 | 10.291 | 16.0831 | 488.1294 | 544.8757 | 1.4378
2018-11-22 17:00 | 33133.2337 | 365 | 240 | 1380 | 2842 | 20.54 | 4.01 | 0.99 | 22.5 | 395.4488 | 1.194% | 89.4787 | 11.4863 | 16.3057 | 763.1906 | 880.4614 | 2.2265
2018-11-22 18:00 | 33806.9498 | 214 | 320 | 1426 | 2842 | 7 | 10.03 | 0.99 | 20.03 | 401.2564 | 1.187% | 17.7798 | 38.0949 | 16.756 | 675.6489 | 748.2796 | 1.8648
2018-11-22 19:00 | 33910.1702 | 178 | 322 | 1426 | 2842 | 4 | 13.83 | 1 | 16.14 | 401.9454 | 1.185% | 8.4395 | 52.7856 | 16.9027 | 543.7068 | 621.8346 | 1.5471
2018-11-22 20:00 | 33941.0739 | 173 | 337 | 1426 | 2842 | 3 | 15.2 | 0.99 | 12.9 | 396.6043 | 1.169% | 6.0646 | 59.8557 | 16.4963 | 428.3962 | 510.8127 | 1.288
2018-11-22 21:00 | 33710.455 | 194 | 394 | 1426 | 2842 | 6 | 13.15 | 1.12 | 11 | 387.2516 | 1.149% | 13.3715 | 59.5183 | 18.347 | 359.1247 | 450.3616 | 1.163
2018-11-22 22:00 | 33005.9365 | 265 | 389 | 1111 | 2985 | 6 | 19.51 | 0.81 | 20 | 365.9636 | 1.109% | 17.6296 | 84.1497 | 9.978 | 661.9423 | 773.6997 | 2.1141
2018-11-22 23:00 | 32021.0657 | 243 | 362 | 1111 | 2985 | 6 | 15.36 | 0.81 | 15 | 339.7606 | 1.061% | 15.4702 | 58.998 | 9.5485 | 475.0867 | 559.1033 | 1.6456
2018-11-23 | 31022.4069 | 212 | 294 | 1111 | 2985 | 4 | 10.03 | 0.73 | 14.75 | 318.7479 | 1.027% | 8.713 | 30.2984 | 8.3331 | 452.3849 | 499.7295 | 1.5678
2018-11-23 01:00 | 30327.6395 | 179 | 236 | 1111 | 2985 | 4 | 6 | 0.73 | 14.75 | 306.0304 | 1.009% | 7.225 | 14.2886 | 8.1839 | 444.2858 | 473.9833 | 1.5488
2018-11-23 02:00 | 29913.3603 | 205 | 201 | 1717 | 2985 | 4 | 6 | 0.99 | 14.75 | 299.7313 | 1.002% | 8.2164 | 12.0841 | 17.0323 | 441.1673 | 478.5 | 1.5964
2018-11-23 03:00 | 29853.1289 | 205 | 185 | 1717 | 2985 | 4.12 | 6 | 1.01 | 14.75 | 299.101 | 1.002% | 8.4621 | 11.1212 | 17.3748 | 441.1278 | 478.0859 | 1.5984
2018-11-23 04:00 | 30280.4773 | 283 | 207 | 1717 | 2985 | 4.83 | 6 | 1.12 | 14.75 | 304.4286 | 1.005% | 13.7422 | 12.4866 | 19.3335 | 442.6486 | 488.211 | 1.6037
2018-11-23 05:00 | 31285.3917 | 438 | 327 | 1717 | 2985 | 27.8 | 13.51 | 0.99 | 28 | 320.1731 | 1.023% | 124.6127 | 45.2112 | 17.396 | 855.3535 | 1042.5733 | 3.2563
2018-11-23 06:00 | 32539.464 | 556 | 249 | 2219 | 2872 | 45 | 9.01 | 8 | 45 | 341.4953 | 1.049% | 262.58 | 23.545 | 186.3038 | 1356.3484 | 1828.7772 | 5.3552
2018-11-23 07:00 | 33313.7614 | 306 | 256 | 2219 | 2872 | 8.35 | 8.09 | 7.45 | 65 | 367.9381 | 1.104% | 28.2201 | 22.8739 | 182.5848 | 2061.8109 | 2295.4897 | 6.2388
2018-11-23 08:00 | 34300.9144 | 343 | 156 | 2219 | 2872 | 7.96 | 3.5 | 7 | 60 | 394.8016 | 1.151% | 31.4254 | 6.2844 | 178.784 | 1983.3936 | 2199.8874 | 5.5721
2018-11-23 09:00 | 34941.0621 | 315 | 196 | 2219 | 2872 | 9.01 | 3.58 | 8 | 30 | 407.5994 | 1.167% | 33.108 | 8.1853 | 207.0831 | 1005.0858 | 1253.4623 | 3.0752
2018-11-23 10:00 | 35032.5491 | 326 | 226 | 1635 | 2842 | 7.95 | 4.01 | 1 | 26.95 | 403.1735 | 1.151% | 29.8267 | 10.4297 | 18.8165 | 881.461 | 940.5339 | 2.3328
2018-11-23 11:00 | 34695.8688 | 319 | 222 | 1635 | 2842 | 12.36 | 4.01 | 1.36 | 32.19 | 382.6802 | 1.103% | 43.4878 | 9.8187 | 24.5253 | 1009.0282 | 1086.8601 | 2.8401
2018-11-23 12:00 | 34293.9137 | 299 | 195 | 1635 | 2842 | 8 | 3.44 | 0.99 | 17.14 | 369.628 | 1.078% | 25.7815 | 7.23 | 17.4462 | 525.0283 | 575.4861 | 1.5569
2018-11-23 13:00 | 33965.454 | 237 | 205 | 1635 | 2842 | 7 | 2.99 | 0.99 | 19.96 | 369.7055 | 1.088% | 18.0578 | 6.6718 | 17.6186 | 617.4518 | 659.8 | 1.7847
2018-11-23 14:00 | 33713.3379 | 213 | 212 | 1380 | 2842 | 6.63 | 3.46 | 0.98 | 14.83 | 368.0529 | 1.092% | 15.4171 | 8.0079 | 14.7643 | 460.1227 | 498.312 | 1.3539
2018-11-23 15:00 | 33702.1432 | 237 | 191 | 1380 | 2842 | 4.2 | 3.01 | 0.98 | 12 | 366.5296 | 1.088% | 10.8255 | 6.2525 | 14.7081 | 370.9 | 402.6861 | 1.0986
2018-11-23 16:00 | 33823.2958 | 258 | 218 | 1380 | 2842 | 10 | 5.86 | 0.98 | 15 | 393.5904 | 1.164% | 30.0226 | 14.8656 | 15.7374 | 496.0711 | 556.6967 | 1.4144
2018-11-23 17:00 | 34817.2288 | 365 | 240 | 1380 | 2842 | 42.54 | 5.54 | 0.98 | 47 | 424.4946 | 1.219% | 189.3077 | 16.2106 | 16.4886 | 1628.5456 | 1850.5525 | 4.3594
2018-11-23 18:00 | 35606.0384 | 214 | 320 | 1426 | 2842 | 7 | 8.46 | 0.98 | 30 | 448.4948 | 1.26% | 18.8689 | 34.1 | 17.6027 | 1073.9378 | 1144.5093 | 2.5519
2018-11-23 19:00 | 35126.5546 | 178 | 322 | 1426 | 2842 | 4 | 6 | 1 | 22.3 | 433.9938 | 1.236% | 8.7969 | 23.8701 | 17.6184 | 783.0272 | 833.3127 | 1.9201
2018-11-23 20:00 | 34607.039 | 173 | 337 | 1426 | 2842 | 3 | 5.26 | 1 | 18.28 | 416.4671 | 1.203% | 6.2457 | 21.332 | 17.1607 | 625.1965 | 669.935 | 1.6086
2018-11-23 21:00 | 33946.2298 | 194 | 394 | 1426 | 2842 | 2.01 | 6 | 0.99 | 10.26 | 390.2109 | 1.149% | 4.4823 | 27.1741 | 16.2279 | 335.1809 | 383.0653 | 0.98169
2018-11-23 22:00 | 32838.7918 | 265 | 389 | 1111 | 2985 | 12.31 | 6 | 0.97 | 18.46 | 366.7434 | 1.117% | 36.4317 | 26.0661 | 12.0354 | 615.391 | 689.9241 | 1.8812
2018-11-23 23:00 | 31583.7581 | 243 | 362 | 1111 | 2985 | 9.23 | 6.04 | 0.97 | 19.73 | 350.2232 | 1.109% | 24.8708 | 24.2452 | 11.95 | 653.0592 | 714.1252 | 2.0391
2018-11-24 | 30394.7636 | 212 | 294 | 1111 | 2985 | 6.95 | 6 | 0.72 | 14.75 | 327.8998 | 1.079% | 15.8951 | 19.0301 | 8.6296 | 474.9838 | 518.5385 | 1.5814
2018-11-24 01:00 | 29731.1009 | 179 | 236 | 1111 | 2985 | 4 | 6 | 0.72 | 16.28 | 309.3168 | 1.04% | 7.4491 | 14.7318 | 8.3222 | 505.5816 | 536.0848 | 1.7331
2018-11-24 02:00 | 29388.2879 | 205 | 201 | 1717 | 2985 | 4 | 6 | 1 | 14.75 | 302.5129 | 1.029% | 8.4408 | 12.4141 | 17.6742 | 453.2167 | 491.7459 | 1.6255
2018-11-24 03:00 | 29446.2332 | 205 | 185 | 1717 | 2985 | 4 | 6 | 1 | 11 | 325.801 | 1.106% | 9.0727 | 12.2813 | 18.9973 | 363.2952 | 403.6466 | 1.2389
2018-11-24 04:00 | 29961.9539 | 283 | 207 | 1717 | 2985 | 6.67 | 6 | 1 | 11 | 349.6586 | 1.167% | 22.0286 | 14.4942 | 20.0375 | 383.1874 | 439.7477 | 1.2576
2018-11-24 05:00 | 30950.7334 | 438 | 327 | 1717 | 2985 | 25 | 9.22 | 1 | 24.25 | 364.6236 | 1.178% | 128.9995 | 35.5183 | 20.2276 | 852.7661 | 1037.5115 | 2.8454
2018-11-24 06:00 | 32342.0507 | 556 | 249 | 2219 | 2872 | 45.82 | 8.11 | 8 | 45 | 423.7223 | 1.31% | 333.7672 | 26.4566 | 232.5739 | 1693.2096 | 2286.0073 | 5.3951
2018-11-24 07:00 | 33479.6871 | 306 | 256 | 2219 | 2872 | 12 | 4.55 | 7.92 | 40 | 460.8307 | 1.376% | 50.5432 | 16.0329 | 241.9037 | 1581.2643 | 1889.744 | 4.1007
2018-11-24 08:00 | 34651.5455 | 343 | 156 | 2219 | 2872 | 16.99 | 3.5 | 7.99 | 35 | 472.0833 | 1.362% | 79.3932 | 7.4386 | 241.5462 | 1369.4574 | 1697.8354 | 3.5965
2018-11-24 09:00 | 35022.7194 | 315 | 196 | 2219 | 2872 | 16.36 | 4.01 | 8 | 30 | 442.1589 | 1.262% | 65.0613 | 9.9227 | 224.1175 | 1087.7629 | 1386.8644 | 3.1366
2018-11-24 10:00 | 34998.6513 | 326 | 226 | 1635 | 2842 | 14 | 3.5 | 1.49 | 20.66 | 417.1967 | 1.192% | 54.4045 | 9.429 | 29.0398 | 699.9128 | 792.7862 | 1.9003
2018-11-24 11:00 | 34793.4827 | 319 | 222 | 1635 | 2842 | 9.4 | 4.01 | 1.41 | 21.14 | 395.5609 | 1.137% | 34.0906 | 10.1208 | 26.2091 | 683.0375 | 753.4579 | 1.9048
2018-11-24 12:00 | 34600.3398 | 299 | 195 | 1635 | 2842 | 8 | 3.46 | 0.98 | 15.6 | 378.3077 | 1.093% | 26.1533 | 7.3769 | 17.519 | 484.7451 | 535.7943 | 1.4163
2018-11-24 13:00 | 34404.8574 | 237 | 205 | 1635 | 2842 | 7 | 4.01 | 0.98 | 12.84 | 365.3982 | 1.062% | 17.6195 | 8.7306 | 17.0173 | 387.5571 | 430.9245 | 1.1793
2018-11-24 14:00 | 34126.1927 | 213 | 212 | 1380 | 2842 | 8 | 4.01 | 0.97 | 12 | 356.6762 | 1.045% | 17.8097 | 8.8852 | 13.9906 | 356.4442 | 397.1297 | 1.1134
2018-11-24 15:00 | 33863.7383 | 237 | 191 | 1380 | 2842 | 10 | 3.6 | 0.97 | 12 | 354.5176 | 1.047% | 24.8114 | 7.1984 | 14.0137 | 357.0329 | 403.0564 | 1.1369
2018-11-24 16:00 | 33959.0254 | 258 | 218 | 1380 | 2842 | 10 | 3.95 | 0.97 | 15 | 358.3412 | 1.055% | 27.2246 | 9.0865 | 14.1251 | 449.8388 | 500.275 | 1.3961
2018-11-24 17:00 | 35253.5654 | 365 | 240 | 1380 | 2842 | 22.41 | 6.64 | 0.97 | 25.01 | 384.3908 | 1.09% | 89.1876 | 17.376 | 14.5956 | 775.0107 | 896.1698 | 2.3314
2018-11-24 18:00 | 36255.6705 | 214 | 320 | 1426 | 2842 | 7 | 10.58 | 0.97 | 24.78 | 413.7694 | 1.141% | 17.096 | 38.6383 | 15.7861 | 803.7257 | 875.2461 | 2.1153
2018-11-24 19:00 | 35910.0472 | 178 | 322 | 1426 | 2842 | 4.25 | 8.11 | 0.99 | 20.7 | 402.2277 | 1.12% | 8.4735 | 29.2505 | 15.8129 | 658.9469 | 712.4838 | 1.7713
2018-11-24 20:00 | 35352.3304 | 173 | 337 | 1426 | 2842 | 3 | 10.03 | 0.99 | 14.83 | 391.1441 | 1.106% | 5.7423 | 37.3981 | 15.6197 | 466.3199 | 525.08 | 1.3424
2018-11-24 21:00 | 34541.6012 | 194 | 394 | 1426 | 2842 | 6 | 11.25 | 0.98 | 13.95 | 373.2115 | 1.08% | 12.5767 | 47.8918 | 15.0993 | 428.3619 | 503.9297 | 1.3503
2018-11-24 22:00 | 33285.7146 | 265 | 389 | 1111 | 2985 | 6 | 17.79 | 0.96 | 35.01 | 350.5339 | 1.053% | 16.7444 | 72.8782 | 11.232 | 1100.547 | 1201.4016 | 3.4273
2018-11-24 23:00 | 31767.8388 | 243 | 362 | 1111 | 2985 | 6 | 16.28 | 0.96 | 19 | 320.8852 | 1.01% | 14.7272 | 59.5285 | 10.7733 | 572.8752 | 657.9041 | 2.0503
2018-11-25 | 30266.0548 | 212 | 294 | 1111 | 2985 | 4.3 | 13.88 | 0.73 | 14.75 | 293.1473 | 0.9686% | 8.8295 | 39.5245 | 7.8554 | 426.4484 | 482.6578 | 1.6465
2018-11-25 01:00 | 29267.51 | 179 | 236 | 1111 | 2985 | 4 | 6 | 0.74 | 14.75 | 274.348 | 0.9374% | 6.7116 | 13.2733 | 7.7066 | 412.7171 | 440.4086 | 1.6053
2018-11-25 02:00 | 28643.597 | 205 | 201 | 1717 | 2985 | 4.3 | 6 | 1 | 12.2 | 263.7903 | 0.9209% | 8.1181 | 11.1065 | 15.8125 | 335.3786 | 370.4158 | 1.4042
2018-11-25 03:00 | 28292.9079 | 205 | 185 | 1717 | 2985 | 4 | 6 | 0.99 | 12.2 | 259.9402 | 0.9187% | 7.5337 | 10.1981 | 15.6171 | 334.5801 | 367.9291 | 1.4154
2018-11-25 04:00 | 28321.0363 | 283 | 207 | 1717 | 2985 | 6.73 | 6 | 1 | 12.2 | 260.6013 | 0.9202% | 17.5254 | 11.4285 | 15.7993 | 335.0979 | 379.8511 | 1.4576
2018-11-25 05:00 | 28788.3357 | 438 | 327 | 1717 | 2985 | 28 | 18.13 | 1.29 | 28 | 268.0409 | 0.9311% | 114.187 | 55.1989 | 20.6227 | 778.1922 | 968.2007 | 3.6121
2018-11-25 06:00 | 29701.6198 | 556 | 249 | 2219 | 2872 | 67 | 25.46 | 8 | 67 | 287.1916 | 0.9669% | 360.1979 | 61.2984 | 171.648 | 1860.5904 | 2453.7347 | 8.5439
2018-11-25 07:00 | 30518.5182 | 306 | 256 | 2219 | 2872 | 8.4 | 13.71 | 7.5 | 65 | 315.3224 | 1.033% | 26.5578 | 36.2634 | 171.9531 | 1928.8091 | 2163.5834 | 6.8615
2018-11-25 08:00 | 32110.986 | 343 | 156 | 2219 | 2872 | 8.66 | 4.34 | 7.7 | 60 | 344.2733 | 1.072% | 31.8465 | 7.2588 | 183.1883 | 1847.5041 | 2069.7977 | 6.0121
2018-11-25 09:00 | 33651.6428 | 315 | 196 | 2219 | 2872 | 8.59 | 6.14 | 7.63 | 30 | 365.378 | 1.086% | 29.3792 | 13.0665 | 183.8307 | 935.4957 | 1161.772 | 3.1796
2018-11-25 10:00 | 34738.5953 | 326 | 226 | 1635 | 2842 | 5.31 | 4.01 | 1.4 | 16.2 | 379.0706 | 1.091% | 18.8895 | 9.8892 | 24.9778 | 502.3968 | 556.1533 | 1.4671
2018-11-25 11:00 | 35345.6722 | 319 | 222 | 1635 | 2842 | 6.4 | 4.56 | 1.4 | 12.58 | 385.7276 | 1.091% | 22.28 | 11.0475 | 24.9799 | 390.1657 | 448.4731 | 1.1627
2018-11-25 12:00 | 35685.9716 | 299 | 195 | 1635 | 2842 | 7 | 4.24 | 0.97 | 13 | 390.1105 | 1.093% | 22.8802 | 9.0384 | 17.3372 | 403.8848 | 453.1406 | 1.1616
2018-11-25 13:00 | 35861.3652 | 237 | 205 | 1635 | 2842 | 7 | 4.55 | 0.97 | 12 | 390.9729 | 1.09% | 18.087 | 10.1692 | 17.2906 | 371.8135 | 417.3603 | 1.0675
2018-11-25 14:00 | 35869.648 | 213 | 212 | 1380 | 2842 | 8 | 4.01 | 0.96 | 12 | 389.477 | 1.086% | 18.5022 | 9.2307 | 14.3848 | 370.3054 | 412.4232 | 1.0589
2018-11-25 15:00 | 35769.0084 | 237 | 191 | 1380 | 2842 | 9.14 | 4.01 | 0.96 | 12.05 | 390.9545 | 1.093% | 23.6763 | 8.3714 | 14.48 | 374.3091 | 420.8368 | 1.0764
2018-11-25 16:00 | 36068.5439 | 258 | 218 | 1380 | 2842 | 10 | 3.5 | 0.96 | 13.69 | 411.572 | 1.141% | 29.4399 | 8.7065 | 15.1171 | 443.9609 | 497.2244 | 1.2081
2018-11-25 17:00 | 38160.3795 | 365 | 240 | 1380 | 2842 | 37.3 | 5.8 | 0.96 | 38.72 | 470.7169 | 1.234% | 167.9379 | 17.1706 | 16.3417 | 1357.3958 | 1558.8461 | 3.3116
2018-11-25 18:00 | 40057.1159 | 214 | 320 | 1426 | 2842 | 8.47 | 9.42 | 0.96 | 34.98 | 540.7172 | 1.35% | 24.4674 | 40.6903 | 18.4791 | 1341.9439 | 1425.5807 | 2.6365
2018-11-25 19:00 | 40327.2711 | 178 | 322 | 1426 | 2842 | 4 | 5.26 | 0.98 | 23.63 | 540.352 | 1.34% | 9.5402 | 22.6944 | 18.7251 | 899.8409 | 950.8007 | 1.7596
2018-11-25 20:00 | 39983.0003 | 173 | 337 | 1426 | 2842 | 3.54 | 6 | 0.98 | 25.53 | 549.2428 | 1.374% | 8.4128 | 27.776 | 19.1971 | 996.6986 | 1052.0845 | 1.9155
2018-11-25 21:00 | 39162.6201 | 194 | 394 | 1426 | 2842 | 6.11 | 6 | 0.97 | 17.47 | 527.698 | 1.347% | 15.9719 | 31.8538 | 18.6382 | 669.0071 | 735.471 | 1.3937
2018-11-25 22:00 | 37343.3964 | 265 | 389 | 1111 | 2985 | 6 | 8.61 | 0.95 | 17.25 | 488.7821 | 1.309% | 20.8113 | 43.8384 | 13.8146 | 673.9612 | 752.4254 | 1.5394
2018-11-25 23:00 | 35599.7142 | 243 | 362 | 1111 | 2985 | 10.36 | 6 | 0.95 | 19 | 446.7299 | 1.255% | 31.5911 | 27.2558 | 13.2445 | 711.6991 | 783.7905 | 1.7545
2018-11-26 | 34568.2868 | 212 | 294 | 1111 | 2985 | 4 | 4.9 | 0.75 | 13.38 | 432.849 | 1.252% | 10.6183 | 18.0386 | 10.4336 | 500.1025 | 539.1929 | 1.2457
2018-11-26 01:00 | 34145.8131 | 179 | 236 | 1111 | 2985 | 4 | 4.01 | 0.95 | 14.75 | 427.3551 | 1.252% | 8.9612 | 11.8443 | 13.2096 | 551.0459 | 585.0609 | 1.369
2018-11-26 02:00 | 34378.4202 | 205 | 201 | 1717 | 2985 | 4 | 3.5 | 1 | 14.08 | 426.8361 | 1.242% | 10.181 | 8.7345 | 21.318 | 521.8218 | 562.0552 | 1.3168
2018-11-26 03:00 | 35063.4948 | 205 | 185 | 1717 | 2985 | 4.25 | 2.61 | 1.18 | 14.74 | 433.3356 | 1.236% | 10.7674 | 5.9673 | 25.0393 | 543.7647 | 585.5387 | 1.3512
2018-11-26 04:00 | 36666.6171 | 283 | 207 | 1717 | 2985 | 8.62 | 3.11 | 1.13 | 14.75 | 440.7085 | 1.202% | 29.3207 | 7.7377 | 23.32 | 529.1965 | 589.575 | 1.3378
2018-11-26 05:00 | 39966.3935 | 438 | 327 | 1717 | 2985 | 18.17 | 3.5 | 1.4 | 18.55 | 512.7504 | 1.283% | 102.1034 | 14.6834 | 30.8396 | 710.3941 | 858.0205 | 1.6734
2018-11-26 06:00 | 44711.2213 | 556 | 249 | 2219 | 2872 | 45.23 | 3.01 | 28.79 | 48.11 | 613.4483 | 1.372% | 345.0348 | 10.2832 | 876.5172 | 1895.7508 | 3127.586 | 5.0984
2018-11-26 07:00 | 46353.3701 | 306 | 256 | 2219 | 2872 | 22.53 | 2.61 | 22.53 | 40.25 | 646.582 | 1.395% | 96.1667 | 9.3201 | 697.366 | 1612.4736 | 2415.3266 | 3.7355
2018-11-26 08:00 | 45392.304 | 343 | 156 | 2219 | 2872 | 12.13 | 0.01 | 11.33 | 24.91 | 652.3773 | 1.437% | 59.7959 | 0.02242 | 361.3299 | 1028.1934 | 1449.3416 | 2.2216
2018-11-26 09:00 | 44266.6966 | 315 | 196 | 2219 | 2872 | 11.39 | 0.67 | 11.39 | 19.45 | 619.1454 | 1.399% | 50.1822 | 1.8367 | 353.5058 | 781.3032 | 1186.828 | 1.9169
2018-11-26 10:00 | 43033.2366 | 326 | 226 | 1635 | 2842 | 5 | 1.83 | 3.56 | 11.66 | 575.1838 | 1.337% | 21.7866 | 5.5279 | 77.7984 | 442.92 | 548.0329 | 0.9528
2018-11-26 11:00 | 41598.3515 | 319 | 222 | 1635 | 2842 | 3.34 | 1.43 | 1.63 | 10 | 531.3937 | 1.277% | 13.6106 | 4.0554 | 34.0444 | 363.0483 | 414.7586 | 0.78051
2018-11-26 12:00 | 40275.233 | 299 | 195 | 1635 | 2842 | 2.15 | 0.21 | 1.3 | 10 | 495.6138 | 1.231% | 7.9107 | 0.50392 | 26.1557 | 349.7272 | 384.2975 | 0.7754
2018-11-26 13:00 | 39129.5315 | 237 | 205 | 1635 | 2842 | 1.26 | 0.16 | 1.26 | 8 | 470.0038 | 1.201% | 3.5869 | 0.39398 | 24.7449 | 273.0931 | 301.8188 | 0.64216
2018-11-26 14:00 | 38288.3883 | 213 | 212 | 1380 | 2842 | 1 | 0.35 | 1 | 8 | 450.6745 | 1.177% | 2.5071 | 0.87337 | 16.2433 | 267.6147 | 287.2385 | 0.63735
2018-11-26 15:00 | 37862.0338 | 237 | 191 | 1380 | 2842 | 1 | 0.05 | 1 | 8 | 445.0635 | 1.175% | 2.7859 | 0.11226 | 16.2217 | 267.2589 | 286.3788 | 0.64346
2018-11-26 16:00 | 38405.4072 | 258 | 218 | 1380 | 2842 | 2.2 | 0.54 | 1.02 | 10 | 467.0543 | 1.216% | 6.9027 | 1.4316 | 17.1181 | 345.6202 | 371.0725 | 0.7945
2018-11-26 17:00 | 40931.8883 | 365 | 240 | 1380 | 2842 | 17.15 | 3.11 | 5 | 39.02 | 543.5186 | 1.328% | 83.1208 | 9.9112 | 91.6224 | 1472.5293 | 1657.1836 | 3.049
2018-11-26 18:00 | 43716.4778 | 214 | 320 | 1426 | 2842 | 10.37 | 4.64 | 1.39 | 38.78 | 620.5436 | 1.419% | 31.5007 | 21.0763 | 28.1359 | 1564.4405 | 1645.1534 | 2.6511
2018-11-26 19:00 | 44353.9134 | 178 | 322 | 1426 | 2842 | 4 | 4.7 | 1.17 | 28.59 | 643.978 | 1.452% | 10.3376 | 21.9732 | 24.2239 | 1179.7156 | 1236.2503 | 1.9197
2018-11-26 20:00 | 44443.3209 | 173 | 337 | 1426 | 2842 | 2.01 | 3.5 | 0.97 | 21.22 | 649.4235 | 1.461% | 5.0812 | 17.2353 | 20.2122 | 881.2333 | 923.762 | 1.4224
2018-11-26 21:00 | 43611.9957 | 194 | 394 | 1426 | 2842 | 6 | 4.58 | 1 | 19.4 | 625.8672 | 1.435% | 16.7043 | 25.8963 | 20.4642 | 791.2287 | 854.2936 | 1.365
2018-11-26 22:00 | 41879.9004 | 265 | 389 | 1111 | 2985 | 7.74 | 6 | 0.97 | 20 | 560.8744 | 1.339% | 27.4693 | 31.258 | 14.4326 | 799.5292 | 872.6891 | 1.5559
2018-11-26 23:00 | 40024.3714 | 243 | 362 | 1111 | 2985 | 6 | 6 | 0.97 | 16.32 | 514.655 | 1.286% | 18.7478 | 27.9288 | 13.8573 | 626.4064 | 686.9402 | 1.3348
2018-11-27 | 38873.0895 | 212 | 294 | 1111 | 2985 | 4 | 4.01 | 0.97 | 12.2 | 498.6234 | 1.283% | 10.8773 | 15.1222 | 13.8232 | 467.1193 | 506.942 | 1.0167
2018-11-27 01:00 | 38582.973 | 179 | 236 | 1111 | 2985 | 4 | 4.01 | 0.96 | 12.94 | 505.672 | 1.311% | 9.384 | 12.4031 | 13.9784 | 506.2346 | 542.0001 | 1.0718
2018-11-27 02:00 | 38895.6432 | 205 | 201 | 1717 | 2985 | 4 | 3.54 | 1.44 | 12.18 | 512.6238 | 1.318% | 10.8072 | 9.3777 | 32.586 | 479.1698 | 531.9406 | 1.0377
2018-11-27 03:00 | 39469.9082 | 205 | 185 | 1717 | 2985 | 4 | 3.5 | 1.44 | 12.75 | 529.1179 | 1.341% | 10.9926 | 8.6801 | 33.1451 | 510.2005 | 563.0183 | 1.0641
2018-11-27 04:00 | 40974.4082 | 283 | 207 | 1717 | 2985 | 8 | 3.44 | 2.36 | 12.71 | 571.2088 | 1.394% | 31.5616 | 9.9268 | 56.4891 | 528.8982 | 626.8756 | 1.0975
2018-11-27 05:00 | 44154.7825 | 438 | 327 | 1717 | 2985 | 14.25 | 3.5 | 6.1 | 16.94 | 643.3036 | 1.457% | 90.9342 | 16.6745 | 152.5943 | 736.709 | 996.912 | 1.5497
2018-11-27 06:00 | 48500.9414 | 556 | 249 | 2219 | 2872 | 33.04 | 2.39 | 28.08 | 38.27 | 738.9927 | 1.524% | 279.9012 | 9.0675 | 949.3894 | 1674.684 | 2913.0421 | 3.9419
2018-11-27 07:00 | 49135.6181 | 306 | 256 | 2219 | 2872 | 20 | 2.11 | 20 | 35.5 | 769.5408 | 1.566% | 95.8488 | 8.4598 | 695.0604 | 1596.7909 | 2396.1598 | 3.1138
2018-11-27 08:00 | 46644.2643 | 343 | 156 | 2219 | 2872 | 8.8 | 0.01 | 8 | 19.8 | 693.0559 | 1.486% | 44.8484 | 0.023179 | 263.7651 | 844.9279 | 1153.5645 | 1.6645
2018-11-27 09:00 | 44070.526 | 315 | 196 | 2219 | 2872 | 4.06 | 0.67 | 12.69 | 13.01 | 609.6776 | 1.383% | 17.6925 | 1.8167 | 389.5569 | 516.9086 | 925.9747 | 1.5188
2018-11-27 10:00 | 41777.1774 | 326 | 226 | 1635 | 2842 | 4.8 | 0.3 | 3.36 | 13.11 | 544.7364 | 1.304% | 20.4036 | 0.88405 | 71.6315 | 485.8185 | 578.7376 | 1.0624
2018-11-27 11:00 | 39854.4746 | 319 | 222 | 1635 | 2842 | 2.35 | 0.26 | 2.35 | 9.13 | 496.446 | 1.246% | 9.338 | 0.71899 | 47.8609 | 323.2137 | 381.1315 | 0.76772
2018-11-27 12:00 | 38267.3831 | 299 | 195 | 1635 | 2842 | 2.01 | 0.09 | 1.68 | 9.58 | 460.329 | 1.203% | 7.2295 | 0.21111 | 33.042 | 327.5135 | 367.9961 | 0.79942
2018-11-27 13:00 | 37285.7448 | 237 | 205 | 1635 | 2842 | 2.11 | 0.01 | 3 | 9.35 | 428.0975 | 1.148% | 5.7416 | 0.023537 | 56.3169 | 305.0953 | 367.1773 | 0.8577
2018-11-27 14:00 | 36528.5752 | 213 | 212 | 1380 | 2842 | 2 | 0.01 | 1.09 | 9 | 410.6294 | 1.124% | 4.7888 | 0.023832 | 16.9092 | 287.5305 | 309.2523 | 0.75312
2018-11-27 15:00 | 36085.1484 | 237 | 191 | 1380 | 2842 | 2 | 0.01 | 1.08 | 8.9 | 409.0735 | 1.134% | 5.3734 | 0.021652 | 16.8957 | 286.7391 | 309.0299 | 0.75544
2018-11-27 16:00 | 36533.0579 | 258 | 218 | 1380 | 2842 | 5.75 | 0.01 | 1 | 12.39 | 434.9976 | 1.191% | 17.664 | 0.025957 | 16.4316 | 419.2724 | 453.3939 | 1.0423
2018-11-27 17:00 | 39042.1087 | 365 | 240 | 1380 | 2842 | 14.75 | 2.39 | 3.31 | 25.32 | 518.7793 | 1.329% | 71.5376 | 7.6218 | 60.6955 | 956.1745 | 1096.0294 | 2.1127
2018-11-27 18:00 | 41167.2978 | 214 | 320 | 1426 | 2842 | 7 | 3.5 | 1 | 19.41 | 569.1195 | 1.382% | 20.7092 | 15.4835 | 19.7138 | 762.6068 | 818.5133 | 1.4382
2018-11-27 19:00 | 41548.373 | 178 | 322 | 1426 | 2842 | 4 | 4 | 1.52 | 17.86 | 544.2461 | 1.31% | 9.3266 | 16.8716 | 28.3925 | 664.8854 | 719.4761 | 1.322
2018-11-27 20:00 | 41538.1695 | 173 | 337 | 1426 | 2842 | 3 | 4 | 1 | 16.76 | 529 | 1.274% | 6.6096 | 17.1672 | 18.1605 | 606.6056 | 648.5429 | 1.226
2018-11-27 21:00 | 40470.9951 | 194 | 394 | 1426 | 2842 | 6 | 5.11 | 1.5 | 14.54 | 507.7046 | 1.254% | 14.6023 | 25.2571 | 26.8335 | 518.3889 | 585.0818 | 1.1524
2018-11-27 22:00 | 38383.7822 | 265 | 389 | 1111 | 2985 | 7.78 | 6 | 0.96 | 17.82 | 463.7211 | 1.208% | 24.9078 | 28.1975 | 12.8853 | 642.6301 | 708.6206 | 1.5281
2018-11-27 23:00 | 36281.7548 | 243 | 362 | 1111 | 2985 | 4 | 6 | 0.96 | 15 | 424.464 | 1.17% | 11.3715 | 25.4105 | 12.4778 | 523.8273 | 573.0871 | 1.3501
2018-11-28 | 34974.4498 | 212 | 294 | 1111 | 2985 | 3.11 | 6 | 0.95 | 9.49 | 403.4672 | 1.154% | 7.606 | 20.3496 | 12.1757 | 326.7893 | 366.9206 | 0.90942
2018-11-28 01:00 | 34444.2275 | 179 | 236 | 1111 | 2985 | 2.5 | 6 | 0.94 | 10.03 | 394.4013 | 1.145% | 5.1241 | 16.2138 | 11.9581 | 342.8208 | 376.1168 | 0.95364
2018-11-28 02:00 | 34301.4394 | 205 | 201 | 1717 | 2985 | 3.11 | 4.76 | 1.35 | 9.95 | 393.0119 | 1.146% | 7.3048 | 10.9622 | 26.5581 | 340.299 | 385.1241 | 0.97993
2018-11-28 03:00 | 34697.1325 | 205 | 185 | 1717 | 2985 | 3.11 | 4.96 | 1.16 | 8.75 | 393.3289 | 1.134% | 7.2273 | 10.402 | 22.5783 | 296.0838 | 336.2914 | 0.85499
2018-11-28 04:00 | 35919.3473 | 283 | 207 | 1717 | 2985 | 3 | 4.01 | 1.45 | 9 | 409.8889 | 1.141% | 9.6883 | 9.4722 | 28.4103 | 306.5664 | 354.1372 | 0.86398
2018-11-28 05:00 | 38663.3206 | 438 | 327 | 1717 | 2985 | 12.93 | 6 | 3.56 | 12.28 | 454.7153 | 1.176% | 66.6059 | 23.0749 | 71.8887 | 431.105 | 592.6746 | 1.3034
2018-11-28 06:00 | 42661.3493 | 556 | 249 | 2219 | 2872 | 34.69 | 4.01 | 25 | 34.89 | 520.1083 | 1.219% | 235.1464 | 12.1731 | 676.3266 | 1221.6437 | 2145.2898 | 4.1247
2018-11-28 07:00 | 43412.3265 | 306 | 256 | 2219 | 2872 | 16.33 | 4.01 | 15.53 | 25.93 | 538.1316 | 1.24% | 61.9417 | 12.7251 | 427.1734 | 923.1291 | 1424.9692 | 2.648
2018-11-28 08:00 | 41984.0387 | 343 | 156 | 2219 | 2872 | 13.67 | 2.61 | 12.69 | 18.62 | 511.5463 | 1.218% | 57.1299 | 4.961 | 343.0991 | 651.5756 | 1056.7656 | 2.0658
2018-11-28 09:00 | 40487.0687 | 315 | 196 | 2219 | 2872 | 12.14 | 3.46 | 11.18 | 12.14 | 469.7805 | 1.16% | 44.3719 | 7.8688 | 287.8576 | 404.5589 | 744.6572 | 1.5851
2018-11-28 10:00 | 39088.8356 | 326 | 226 | 1635 | 2842 | 8 | 3.98 | 3.3 | 12.06 | 429.3706 | 1.098% | 28.6475 | 9.8803 | 59.2668 | 376.4878 | 474.2824 | 1.1046
2018-11-28 11:00 | 37867.2529 | 319 | 222 | 1635 | 2842 | 8 | 3.98 | 3 | 12.93 | 400.6178 | 1.058% | 26.999 | 9.3477 | 51.8926 | 388.7667 | 477.0059 | 1.1907
2018-11-28 12:00 | 36863.5586 | 299 | 195 | 1635 | 2842 | 8 | 3.5 | 1.79 | 10.52 | 376.9256 | 1.022% | 24.4579 | 6.9785 | 29.9247 | 305.7019 | 367.063 | 0.97383
2018-11-28 13:00 | 36340.5569 | 237 | 205 | 1635 | 2842 | 7 | 3.5 | 3 | 10 | 361.9124 | 0.9959% | 16.5218 | 7.1455 | 48.8485 | 283.0323 | 355.5481 | 0.98241
2018-11-28 14:00 | 35970.5146 | 213 | 212 | 1380 | 2842 | 8 | 4 | 1.42 | 10 | 358.2199 | 0.9959% | 16.9696 | 8.445 | 19.5151 | 283.0265 | 327.9562 | 0.91552
2018-11-28 15:00 | 35819.1972 | 237 | 191 | 1380 | 2842 | 9.8 | 3.5 | 1.36 | 10 | 362.5 | 1.012% | 23.5053 | 6.7654 | 18.9937 | 287.6181 | 336.8826 | 0.92933
2018-11-28 16:00 | 36082.7754 | 258 | 218 | 1380 | 2842 | 10 | 4 | 1.45 | 10.93 | 369.8375 | 1.025% | 26.4442 | 8.9377 | 20.5096 | 318.387 | 374.2786 | 1.012
2018-11-28 17:00 | 37746.6969 | 365 | 240 | 1380 | 2842 | 24.41 | 4 | 2.33 | 24.41 | 412.7833 | 1.094% | 97.4325 | 10.4982 | 35.1624 | 758.6388 | 901.7318 | 2.1845
2018-11-28 18:00 | 39311.1367 | 214 | 320 | 1426 | 2842 | 7 | 5.11 | 1.46 | 14.77 | 452.2629 | 1.15% | 17.234 | 18.8125 | 23.9523 | 482.9252 | 542.9241 | 1.2005
2018-11-28 19:00 | 39280.9449 | 178 | 322 | 1426 | 2842 | 4 | 5.51 | 1.51 | 12.54 | 454.9446 | 1.158% | 8.2463 | 20.5487 | 24.9387 | 412.7606 | 466.4942 | 1.0254
2018-11-28 20:00 | 38757.1826 | 173 | 337 | 1426 | 2842 | 3 | 8.03 | 1.43 | 12.87 | 445.1666 | 1.149% | 5.9613 | 31.0825 | 23.4221 | 420.1197 | 480.5856 | 1.0796
2018-11-28 21:00 | 37393.6233 | 194 | 394 | 1426 | 2842 | 6 | 8.86 | 1.46 | 11.63 | 419.5818 | 1.122% | 13.0609 | 39.1696 | 23.361 | 370.871 | 446.4625 | 1.0641
2018-11-28 22:00 | 35087.2171 | 265 | 389 | 1111 | 2985 | 6 | 11.66 | 0.95 | 16.16 | 376.8408 | 1.074% | 17.0768 | 48.7144 | 11.3357 | 518.0774 | 595.2042 | 1.5795
2018-11-28 23:00 | 32673.755 | 243 | 362 | 1111 | 2985 | 6 | 13.4 | 0.95 | 15 | 333.7533 | 1.021% | 14.8931 | 49.5496 | 10.7811 | 457.3641 | 532.5879 | 1.5958
2018-11-29 | 31054.8107 | 212 | 294 | 1111 | 2985 | 3.9 | 10.03 | 0.94 | 8.75 | 309.5002 | 0.9966% | 8.2401 | 29.3887 | 10.4082 | 260.3062 | 308.3432 | 0.99626
2018-11-29 01:00 | 30253.7788 | 179 | 236 | 1111 | 2985 | 3.7 | 6 | 0.95 | 8.75 | 300.1032 | 0.992% | 6.5697 | 14.0461 | 10.4696 | 259.0857 | 290.171 | 0.9669
2018-11-29 02:00 | 29933.4287 | 205 | 201 | 1717 | 2985 | 3.9 | 6 | 1.36 | 9 | 298.5699 | 0.9974% | 7.9746 | 12.0292 | 23.2916 | 267.9639 | 311.2593 | 1.0425
2018-11-29 03:00 | 29982.3383 | 205 | 185 | 1717 | 2985 | 3.9 | 6 | 1 | 8.75 | 300.7351 | 1.003% | 8.0193 | 11.1338 | 17.2222 | 261.9818 | 298.3571 | 0.99209
2018-11-29 04:00 | 30778.9954 | 283 | 207 | 1717 | 2985 | 3.85 | 5.51 | 1.36 | 8.75 | 311.1709 | 1.011% | 11.0152 | 11.531 | 23.6077 | 264.0566 | 310.2104 | 0.99691
2018-11-29 05:00 | 33135.4489 | 438 | 327 | 1717 | 2985 | 14.52 | 8.11 | 3.31 | 14.07 | 351.0367 | 1.059% | 67.3752 | 28.0949 | 60.2085 | 444.9365 | 600.6152 | 1.711
2018-11-29 06:00 | 36912.5211 | 556 | 249 | 2219 | 2872 | 26.33 | 6.48 | 25.43 | 26.06 | 413.9208 | 1.121% | 164.1607 | 18.0933 | 632.772 | 839.2714 | 1654.2973 | 3.9967
2018-11-29 07:00 | 37916.7985 | 306 | 256 | 2219 | 2872 | 16.86 | 4.01 | 16.86 | 20 | 434.8148 | 1.147% | 59.1632 | 11.7722 | 429.0299 | 658.6992 | 1158.6645 | 2.6647
2018-11-29 08:00 | 37538.7789 | 343 | 156 | 2219 | 2872 | 14.03 | 2.61 | 13.23 | 14.23 | 414.1919 | 1.103% | 53.0974 | 4.4925 | 323.9207 | 450.9318 | 832.4423 | 2.0098
2018-11-29 09:00 | 37350.1067 | 315 | 196 | 2219 | 2872 | 15.71 | 3.46 | 14.75 | 18.33 | 400.215 | 1.072% | 53.0259 | 7.2666 | 350.7121 | 564.09 | 975.0946 | 2.4364
2018-11-29 10:00 | 37195.9335 | 326 | 226 | 1635 | 2842 | 12.85 | 3.98 | 3.5 | 16.75 | 393.1331 | 1.057% | 44.2756 | 9.5068 | 60.4825 | 503.1332 | 617.3982 | 1.5705
2018-11-29 11:00 | 37106.8815 | 319 | 222 | 1635 | 2842 | 8 | 2.11 | 3.5 | 14.91 | 378.0071 | 1.019% | 25.9972 | 4.7718 | 58.295 | 431.6654 | 520.7294 | 1.3776
2018-11-29 12:00 | 36979.0813 | 299 | 195 | 1635 | 2842 | 8 | 1.04 | 5 | 16.21 | 376.0339 | 1.017% | 24.3238 | 2.0622 | 83.1302 | 468.4658 | 577.9821 | 1.537
2018-11-29 13:00 | 37132.4586 | 237 | 205 | 1635 | 2842 | 6.87 | 2.11 | 5.6 | 12.56 | 389.234 | 1.048% | 17.0672 | 4.5341 | 95.9761 | 374.1716 | 491.749 | 1.2634
2018-11-29 14:00 | 37149.3086 | 213 | 212 | 1380 | 2842 | 4.34 | 2.61 | 1.64 | 12 | 405.9286 | 1.093% | 10.1011 | 6.0461 | 24.7299 | 372.6527 | 413.5297 | 1.0187
2018-11-29 15:00 | 37171.5058 | 237 | 191 | 1380 | 2842 | 10 | 1.71 | 1.62 | 12.08 | 409.2206 | 1.101% | 26.0913 | 3.5956 | 24.6117 | 377.9535 | 432.2521 | 1.0563
2018-11-29 16:00 | 37337.6585 | 258 | 218 | 1380 | 2842 | 10 | 2.61 | 1.64 | 15 | 421.3666 | 1.129% | 29.1161 | 6.4211 | 25.5409 | 481.0923 | 542.1703 | 1.2867
2018-11-29 17:00 | 38205.2119 | 365 | 240 | 1380 | 2842 | 21.3 | 3.5 | 2.62 | 33.16 | 459.4101 | 1.202% | 93.4868 | 10.1008 | 43.4769 | 1133.2261 | 1280.2906 | 2.7868
2018-11-29 18:00 | 39512.8841 | 214 | 320 | 1426 | 2842 | 3.42 | 4 | 1.63 | 20.59 | 503.7435 | 1.275% | 9.3306 | 16.3185 | 29.6332 | 746.0212 | 801.3035 | 1.5907
2018-11-29 19:00 | 39307.9528 | 178 | 322 | 1426 | 2842 | 4 | 4.01 | 1.61 | 13.53 | 502.6598 | 1.279% | 9.1049 | 16.5118 | 29.3589 | 491.7175 | 546.693 | 1.0876
2018-11-29 20:00 | 38581.7959 | 173 | 337 | 1426 | 2842 | 3 | 4.01 | 1.51 | 12.4 | 487.634 | 1.264% | 6.5596 | 17.0799 | 27.215 | 445.4073 | 496.2618 | 1.0177
2018-11-29 21:00 | 37302.8216 | 194 | 394 | 1426 | 2842 | 7.14 | 6.51 | 1.52 | 10.47 | 434.1663 | 1.164% | 16.1218 | 29.8533 | 25.2277 | 346.3261 | 417.5289 | 0.96168
2018-11-29 22:00 | 35132.7483 | 265 | 389 | 1111 | 2985 | 7.33 | 8.11 | 0.94 | 15.93 | 367.101 | 1.045% | 20.2966 | 32.9643 | 10.9123 | 496.8594 | 561.0326 | 1.5283
2018-11-29 23:00 | 32742.1614 | 243 | 362 | 1111 | 2985 | 6 | 8.98 | 0.94 | 14.76 | 321.2698 | 0.9812% | 14.3061 | 31.8968 | 10.2472 | 432.3079 | 488.758 | 1.5213
2018-11-30 | 30890.6014 | 212 | 294 | 1111 | 2985 | 4 | 6 | 0.94 | 8.64 | 289.2926 | 0.9365% | 7.9416 | 16.52 | 9.7803 | 241.5288 | 275.7707 | 0.95326
2018-11-30 01:00 | 29818.6988 | 179 | 236 | 1111 | 2985 | 3.9 | 4.33 | 0.94 | 8 | 270.9436 | 0.9086% | 6.3432 | 9.2852 | 9.4893 | 216.9824 | 242.1 | 0.89354
2018-11-30 02:00 | 29199.3893 | 205 | 201 | 1717 | 2985 | 4 | 4.52 | 1 | 8.75 | 261.4794 | 0.8955% | 7.3431 | 8.1358 | 15.3757 | 233.8924 | 264.7469 | 1.0125
2018-11-30 03:00 | 28988.0553 | 205 | 185 | 1717 | 2985 | 4 | 4.62 | 1.18 | 8.64 | 258.6518 | 0.8923% | 7.3166 | 7.6262 | 18.0779 | 230.1201 | 263.1409 | 1.0174
2018-11-30 04:00 | 29564.104 | 283 | 207 | 1717 | 2985 | 3 | 4.01 | 1.22 | 8.64 | 264.5348 | 0.8948% | 7.5967 | 7.4273 | 18.7434 | 230.7683 | 264.5358 | 1
2018-11-30 05:00 | 31455.0522 | 438 | 327 | 1717 | 2985 | 19.5 | 6.25 | 2.82 | 18.91 | 288.3267 | 0.9166% | 78.2894 | 18.7336 | 44.3827 | 517.4046 | 658.8104 | 2.2849
2018-11-30 06:00 | 34714.3291 | 556 | 249 | 2219 | 2872 | 28.64 | 4.01 | 20 | 28.02 | 341.0791 | 0.9825% | 156.4567 | 9.8105 | 436.0474 | 790.6767 | 1392.9912 | 4.0841
2018-11-30 07:00 | 36180.5778 | 306 | 256 | 2219 | 2872 | 14.37 | 4.92 | 13.57 | 22.31 | 369.3357 | 1.021% | 44.8873 | 12.8573 | 307.3852 | 654.0783 | 1019.2082 | 2.7596
2018-11-30 08:00 | 36566.2256 | 343 | 156 | 2219 | 2872 | 12.14 | 2.11 | 11.34 | 22.49 | 376.0556 | 1.028% | 42.8238 | 3.3852 | 258.7869 | 664.2718 | 969.2676 | 2.5775
2018-11-30 09:00 | 37364.3544 | 315 | 196 | 2219 | 2872 | 12.88 | 3.01 | 11.92 | 20.97 | 383.1121 | 1.025% | 41.6001 | 6.0491 | 271.2077 | 617.5204 | 936.3773 | 2.4441
2018-11-30 10:00 | 38191.2102 | 326 | 226 | 1635 | 2842 | 8.47 | 3.5 | 2.5 | 15 | 386.4875 | 1.012% | 27.943 | 8.0048 | 41.3647 | 431.4072 | 508.7197 | 1.3163
2018-11-30 11:00 | 38729.9368 | 319 | 222 | 1635 | 2842 | 8 | 3.5 | 3.33 | 14 | 384.0407 | 0.9916% | 25.3053 | 7.7046 | 53.9874 | 394.5323 | 481.5296 | 1.2539
2018-11-30 12:00 | 38915.3444 | 299 | 195 | 1635 | 2842 | 10.14 | 3.05 | 3.5 | 17.08 | 377.6437 | 0.9704% | 29.4219 | 5.7716 | 55.5325 | 471.0569 | 561.7829 | 1.4876
2018-11-30 13:00 | 39146.6774 | 237 | 205 | 1635 | 2842 | 7 | 3.46 | 4.58 | 11.27 | 376.8966 | 0.9628% | 15.9725 | 6.829 | 72.0959 | 308.3722 | 403.2696 | 1.07
2018-11-30 14:00 | 39271.5087 | 213 | 212 | 1380 | 2842 | 8 | 3.5 | 1.38 | 12 | 377.2272 | 0.9606% | 16.368 | 7.1274 | 18.2929 | 327.59 | 369.3783 | 0.97919
2018-11-30 15:00 | 39167.761 | 237 | 191 | 1380 | 2842 | 10 | 3.46 | 1.52 | 10.58 | 380.517 | 0.9715% | 23.0247 | 6.4203 | 20.3783 | 292.1158 | 341.9391 | 0.89862
2018-11-30 16:00 | 39152.4398 | 258 | 218 | 1380 | 2842 | 10 | 7 | 1.66 | 14.34 | 385.6669 | 0.985% | 25.414 | 15.0317 | 22.5653 | 401.4457 | 464.4566 | 1.2043
2018-11-30 17:00 | 40029.7112 | 365 | 240 | 1380 | 2842 | 22.58 | 5.2 | 1 | 28.86 | 408.8433 | 1.021% | 84.1766 | 12.7464 | 14.0946 | 837.7122 | 948.7299 | 2.3205
2018-11-30 18:00 | 40509.013 | 214 | 320 | 1426 | 2842 | 4.87 | 9.56 | 1.65 | 18.93 | 437.1711 | 1.079% | 11.2472 | 33.0147 | 25.3924 | 580.5966 | 650.2508 | 1.4874
2018-11-30 19:00 | 39848.4938 | 178 | 322 | 1426 | 2842 | 4 | 8.08 | 1.48 | 16.13 | 432.2844 | 1.085% | 7.7239 | 28.2244 | 22.8949 | 497.2973 | 556.1405 | 1.2865
2018-11-30 20:00 | 39180.7698 | 173 | 337 | 1426 | 2842 | 3 | 5.87 | 1.4 | 10.8 | 421.089 | 1.075% | 5.5779 | 21.2603 | 21.456 | 329.8745 | 378.1686 | 0.89807
2018-11-30 21:00 | 37863.2431 | 194 | 394 | 1426 | 2842 | 6 | 6 | 1.4 | 10.81 | 403.5458 | 1.066% | 12.4059 | 25.1955 | 21.2776 | 327.4347 | 386.3137 | 0.9573
2018-11-30 22:00 | 36004.5566 | 265 | 389 | 1111 | 2985 | 6 | 8.38 | 0.93 | 10 | 375.6661 | 1.043% | 16.5898 | 34.0125 | 10.7806 | 311.4504 | 372.8333 | 0.99246
2018-11-30 23:00 | 33895.8301 | 243 | 362 | 1111 | 2985 | 6 | 9.2 | 0.93 | 11.1 | 335.8123 | 0.9907% | 14.4447 | 32.9949 | 10.2364 | 328.2598 | 385.9357 | 1.1493
2018-12-01 | 31957.5073 | 211 | 278 | 1198 | 2985 | 4 | 6 | 0.95 | 7.11 | 297.1655 | 0.9299% | 7.8482 | 15.5103 | 10.5829 | 197.351 | 231.2925 | 0.77833
2018-12-01 01:00 | 30497.4668 | 176 | 207 | 1198 | 2985 | 3.8 | 6 | 0.95 | 6.25 | 273.1275 | 0.8956% | 5.9896 | 11.123 | 10.1925 | 167.0806 | 194.3857 | 0.7117
2018-12-01 02:00 | 29720.5428 | 203 | 226 | 1460 | 2985 | 4 | 6.81 | 0.99 | 7.11 | 258.869 | 0.871% | 7.0726 | 13.4054 | 12.5896 | 184.8576 | 217.9252 | 0.84184
2018-12-01 03:00 | 29134.0721 | 215 | 188 | 1460 | 2985 | 4 | 6 | 1.29 | 7.11 | 252.7308 | 0.8675% | 7.4603 | 9.7851 | 16.338 | 184.1073 | 217.6907 | 0.86135
2018-12-01 04:00 | 29141.7168 | 292 | 232 | 1460 | 2985 | 4.2 | 6.92 | 1.22 | 7.11 | 255.5572 | 0.8769% | 10.7549 | 14.0788 | 15.6202 | 186.1174 | 226.5713 | 0.88658
2018-12-01 05:00 | 29688.386 | 460 | 428 | 1460 | 2985 | 18 | 27.82 | 2.19 | 15 | 269.203 | 0.9068% | 75.0799 | 107.9678 | 28.9928 | 406.0027 | 618.0432 | 2.2958
2018-12-01 06:00 | 30949.7446 | 605 | 274 | 2178 | 2905 | 67 | 13.98 | 20.45 | 20.75 | 296.056 | 0.9566% | 387.7457 | 36.6416 | 426.0572 | 576.6084 | 1427.0529 | 4.8202
2018-12-01 07:00 | 31981.6595 | 297 | 252 | 2178 | 2905 | 12 | 8.61 | 13.51 | 19.25 | 330.9513 | 1.035% | 36.8808 | 22.4526 | 304.4923 | 578.6821 | 942.5079 | 2.8479
2018-12-01 08:00 | 33591.2132 | 316 | 194 | 2178 | 2905 | 12.65 | 4.11 | 11.85 | 19.25 | 361.044 | 1.075% | 42.9647 | 8.5699 | 277.4027 | 601.0509 | 929.9882 | 2.5758
2018-12-01 09:00 | 34838.5774 | 305 | 191 | 2178 | 2905 | 12.41 | 4.01 | 11.61 | 19.25 | 376.6677 | 1.081% | 40.9232 | 8.2809 | 273.3934 | 604.6093 | 927.2067 | 2.4616
2018-12-01 10:00 | 35598.277 | 312 | 254 | 1742 | 2842 | 7.75 | 4.58 | 3.99 | 12.75 | 383.1767 | 1.076% | 26.0271 | 12.5219 | 74.8154 | 390.0357 | 503.4002 | 1.3138
2018-12-01 11:00 | 36155.2096 | 275 | 301 | 1742 | 2842 | 6.4 | 5.56 | 3.99 | 11.96 | 382.7665 | 1.059% | 18.6327 | 17.7176 | 73.5841 | 359.8473 | 469.7817 | 1.2273
2018-12-01 12:00 | 36501.7633 | 269 | 279 | 1742 | 2842 | 7 | 4.58 | 3.79 | 12.21 | 379.937 | 1.041% | 19.5996 | 13.3005 | 68.7203 | 361.1915 | 462.8119 | 1.2181
2018-12-01 13:00 | 36765.5664 | 248 | 235 | 1742 | 2842 | 7 | 4.01 | 4.29 | 9.25 | 379.9965 | 1.034% | 17.9427 | 9.7398 | 77.2403 | 271.7091 | 376.6319 | 0.99115
2018-12-01 14:00 | 36813.1865 | 214 | 201 | 1574 | 2842 | 8 | 3.5 | 1.39 | 10.75 | 378.7019 | 1.029% | 17.6116 | 7.237 | 22.5068 | 314.2872 | 361.6425 | 0.95495
2018-12-01 15:00 | 36758.236 | 212 | 185 | 1574 | 2842 | 9.51 | 3.01 | 1.29 | 10.27 | 382.3266 | 1.04% | 20.9699 | 5.7919 | 21.119 | 303.5808 | 351.4616 | 0.91927
2018-12-01 16:00 | 36512.2705 | 322 | 219 | 1574 | 2842 | 10 | 4.01 | 3.5 | 12.75 | 383.096 | 1.049% | 33.7851 | 9.2142 | 57.8018 | 380.1921 | 480.9932 | 1.2555
2018-12-01 17:00 | 36917.1884 | 489 | 244 | 1574 | 2842 | 36.77 | 7.23 | 4.99 | 35.22 | 404.5225 | 1.096% | 197.0228 | 19.3305 | 86.0636 | 1096.8001 | 1399.217 | 3.4589
2018-12-01 18:00 | 37474.1614 | 196 | 308 | 1466 | 2842 | 5.7 | 8.11 | 1.79 | 20.3 | 441.1793 | 1.177% | 13.1527 | 29.4073 | 30.8937 | 679.2089 | 752.6625 | 1.706
2018-12-01 19:00 | 36746.4056 | 177 | 312 | 1466 | 2842 | 4 | 6.43 | 1.12 | 16.25 | 441.6227 | 1.202% | 8.5088 | 24.1103 | 19.7328 | 555.0268 | 607.3787 | 1.3753
2018-12-01 20:00 | 36045.1643 | 182 | 304 | 1466 | 2842 | 3 | 4.01 | 1.47 | 9.08 | 416.8451 | 1.156% | 6.3142 | 14.0976 | 24.9218 | 298.4266 | 343.7602 | 0.82467
2018-12-01 21:00 | 35127.3284 | 223 | 357 | 1466 | 2842 | 6.72 | 6 | 1.43 | 8.22 | 392.0766 | 1.116% | 16.7263 | 23.9081 | 23.3989 | 260.7484 | 324.7818 | 0.82836
2018-12-01 22:00 | 33628.3167 | 307 | 412 | 1198 | 2985 | 6 | 8.11 | 0.92 | 9 | 365.9748 | 1.088% | 20.0464 | 36.3634 | 11.9947 | 292.37 | 360.7745 | 0.98579
2018-12-01 23:00 | 31962.5255 | 206 | 347 | 1198 | 2985 | 4.2 | 6 | 0.92 | 10.25 | 333.7269 | 1.044% | 9.0337 | 21.7386 | 11.5079 | 319.4613 | 361.7415 | 1.0839
2018-12-02 | 30435.9638 | 211 | 278 | 1198 | 2985 | 4 | 6 | 0.74 | 8.75 | 310.6722 | 1.021% | 8.615 | 17.026 | 9.0491 | 266.6046 | 301.2947 | 0.96982
2018-12-02 01:00 | 29363.0029 | 176 | 207 | 1198 | 2985 | 4 | 4.01 | 0.74 | 8.75 | 298.0236 | 1.015% | 7.1453 | 8.4249 | 8.9978 | 265.0956 | 289.6637 | 0.97195
2018-12-02 02:00 | 28902.6964 | 203 | 226 | 1460 | 2985 | 4 | 6 | 0.98 | 8.75 | 294.7372 | 1.02% | 8.2804 | 13.8279 | 14.5907 | 266.3477 | 303.0467 | 1.0282
2018-12-02 03:00 | 28708.3393 | 215 | 188 | 1460 | 2985 | 4.6 | 4 | 0.99 | 8.75 | 300.1329 | 1.045% | 10.3396 | 7.8618 | 15.111 | 273.0599 | 306.3723 | 1.0208
2018-12-02 04:00 | 29011.4033 | 292 | 232 | 1460 | 2985 | 7 | 4 | 0.99 | 10.7 | 328.4279 | 1.132% | 23.1394 | 10.5056 | 16.3629 | 361.5759 | 411.5837 | 1.2532
2018-12-02 05:00 | 29801.0421 | 460 | 428 | 1460 | 2985 | 15 | 8.11 | 0.99 | 13.87 | 352.8461 | 1.184% | 81.6964 | 41.0978 | 17.1136 | 490.2015 | 630.1094 | 1.7858
2018-12-02 06:00 | 31130.7695 | 605 | 274 | 2178 | 2905 | 17.72 | 4.01 | 16.67 | 17.43 | 400.5598 | 1.287% | 137.942 | 14.1375 | 467.1657 | 651.5099 | 1270.7551 | 3.1724
2018-12-02 07:00 | 32382.8261 | 297 | 252 | 2178 | 2905 | 12.08 | 4 | 11.28 | 17.54 | 458.2734 | 1.415% | 50.7731 | 14.265 | 347.6778 | 721.0837 | 1133.7994 | 2.4741
2018-12-02 08:00 | 33725.3912 | 316 | 194 | 2178 | 2905 | 11.01 | 0.93 | 10.21 | 18 | 479.1175 | 1.421% | 49.4265 | 2.5631 | 315.9138 | 742.8543 | 1110.7578 | 2.3183
2018-12-02 09:00 | 34198.1527 | 305 | 191 | 2178 | 2905 | 11.41 | 0.19 | 10.61 | 18 | 469.7129 | 1.374% | 47.7986 | 0.49844 | 317.3972 | 718.2051 | 1083.8994 | 2.3076
2018-12-02 10:00 | 34266.3304 | 312 | 254 | 1742 | 2842 | 5 | 1 | 2.5 | 16.05 | 447.5976 | 1.306% | 20.3772 | 3.3178 | 56.8864 | 595.8257 | 676.4071 | 1.5112
2018-12-02 11:00 | 34296.4726 | 275 | 301 | 1742 | 2842 | 5 | 1.88 | 2.5 | 15.8 | 435.6176 | 1.27% | 17.4646 | 7.1875 | 55.3152 | 570.3443 | 650.3116 | 1.4928
2018-12-02 12:00 | 34434.9202 | 269 | 279 | 1742 | 2842 | 5 | 2.06 | 1.57 | 13 | 425.2821 | 1.235% | 16.6112 | 7.0982 | 33.7774 | 456.2947 | 513.7814 | 1.2081
2018-12-02 13:00 | 34607.5156 | 248 | 235 | 1742 | 2842 | 7 | 1 | 1.58 | 11 | 419.9488 | 1.213% | 21.0657 | 2.8516 | 33.3988 | 379.3522 | 436.6684 | 1.0398
2018-12-02 14:00 | 34774.8151 | 214 | 201 | 1574 | 2842 | 2.01 | 1 | 1.45 | 11 | 416.0586 | 1.196% | 5.1464 | 2.4048 | 27.3063 | 374.03 | 408.8874 | 0.98276
2018-12-02 15:00 | 34991.1608 | 212 | 185 | 1574 | 2842 | 2.01 | 0.01 | 1.51 | 11.95 | 417.8029 | 1.194% | 5.088 | 0.022089 | 28.3788 | 405.5132 | 439.0022 | 1.0507
2018-12-02 16:00 | 35257.346 | 322 | 219 | 1574 | 2842 | 10 | 1 | 3.56 | 14.63 | 430.5383 | 1.221% | 39.3204 | 2.6743 | 68.4253 | 507.7273 | 618.1474 | 1.4358
2018-12-02 17:00 | 36796.4667 | 489 | 244 | 1574 | 2842 | 41.4 | 2.11 | 5 | 41.6 | 468.9267 | 1.274% | 257.9931 | 6.561 | 100.2937 | 1506.6634 | 1871.5112 | 3.9911
2018-12-02 18:00 | 38565.9902 | 196 | 308 | 1466 | 2842 | 4.64 | 3.5 | 1.99 | 27.62 | 500.6545 | 1.298% | 11.8061 | 13.9943 | 37.8722 | 1019.0169 | 1082.6895 | 2.1625
2018-12-02 19:00 | 38464.2412 | 177 | 312 | 1466 | 2842 | 2.9 | 3.3 | 1.39 | 20.93 | 487.0096 | 1.266% | 6.4991 | 13.0361 | 25.8006 | 753.1365 | 798.4723 | 1.6395
2018-12-02 20:00 | 38064.6054 | 182 | 304 | 1466 | 2842 | 2.16 | 3.01 | 1.2 | 17.21 | 471.9225 | 1.24% | 4.8739 | 11.3446 | 21.8104 | 606.3931 | 644.4221 | 1.3655
2018-12-02 21:00 | 36953.543 | 223 | 357 | 1466 | 2842 | 6 | 4 | 1.53 | 16 | 452.6658 | 1.225% | 16.39 | 17.4924 | 27.4756 | 557.0134 | 618.3714 | 1.3661
2018-12-02 22:00 | 34730.1774 | 307 | 412 | 1198 | 2985 | 7.99 | 4.01 | 0.97 | 14.53 | 413.6173 | 1.191% | 29.213 | 19.6758 | 13.8395 | 516.5372 | 579.2656 | 1.4005
2018-12-02 23:00 | 32522.5245 | 206 | 347 | 1198 | 2985 | 6 | 4.01 | 0.94 | 15 | 377.4489 | 1.161% | 14.3447 | 16.1491 | 13.0695 | 519.6484 | 563.2117 | 1.4922
2018-12-03 | 31080.9913 | 211 | 278 | 1198 | 2985 | 4 | 4 | 0.97 | 10.43 | 358.3582 | 1.153% | 9.7312 | 12.8212 | 13.3983 | 358.9642 | 394.9148 | 1.102
2018-12-03 01:00 | 30283.8042 | 176 | 207 | 1198 | 2985 | 4 | 3.5 | 0.91 | 10.68 | 358.4283 | 1.184% | 8.3323 | 8.5749 | 12.903 | 377.3179 | 407.1281 | 1.1359
2018-12-03 02:00 | 30028.3444 | 203 | 226 | 1460 | 2985 | 4 | 4 | 1.36 | 10 | 366.0468 | 1.219% | 9.8983 | 11.0198 | 24.2045 | 363.8727 | 408.9954 | 1.1173
2018-12-03 03:00 | 30235.4697 | 215 | 188 | 1460 | 2985 | 4 | 3.44 | 1.36 | 10.43 | 377.8072 | 1.25% | 10.7461 | 8.0811 | 24.8111 | 389.0291 | 432.6674 | 1.1452
2018-12-03 04:00 | 31305.1398 | 292 | 232 | 1460 | 2985 | 7 | 4 | 1.33 | 10.43 | 399.522 | 1.276% | 26.0859 | 11.8433 | 24.7816 | 397.3321 | 460.0429 | 1.1515
2018-12-03 05:00 | 33961.9179 | 460 | 428 | 1460 | 2985 | 17 | 4.01 | 1.39 | 17 | 460.1795 | 1.355% | 105.96 | 23.2554 | 27.4981 | 687.5881 | 844.3015 | 1.8347
2018-12-03 06:00 | 38242.4938 | 605 | 274 | 2178 | 2905 | 20.86 | 3.01 | 19.97 | 21.07 | 555.921 | 1.454% | 183.458 | 11.989 | 632.2703 | 889.7696 | 1717.4869 | 3.0894
2018-12-03 07:00 | 39569.7265 | 297 | 252 | 2178 | 2905 | 10.4 | 2.61 | 20 | 21.13 | 585.7099 | 1.48% | 45.7203 | 9.7356 | 644.7738 | 908.5841 | 1608.8137 | 2.7468
2018-12-03 08:00 | 39191.2776 | 316 | 194 | 2178 | 2905 | 4.98 | 1.27 | 16.71 | 17.03 | 563.4033 | 1.438% | 22.6228 | 3.5419 | 523.1959 | 711.1984 | 1260.559 | 2.2374
2018-12-03 09:00 | 38855.4479 | 305 | 191 | 2178 | 2905 | 5.59 | 0.89 | 14.77 | 15.09 | 534.4202 | 1.375% | 23.45 | 2.3381 | 442.4552 | 602.9292 | 1071.1725 | 2.0044
2018-12-03 10:00 | 38466.3001 | 312 | 254 | 1742 | 2842 | 4.45 | 2.59 | 4.42 | 10.13 | 502.0455 | 1.305% | 18.1208 | 8.5861 | 100.4924 | 375.7476 | 502.9469 | 1.0018
2018-12-03 11:00 | 37968.8763 | 275 | 301 | 1742 | 2842 | 3.71 | 3.46 | 4.48 | 12.01 | 474.5036 | 1.25% | 12.7502 | 13.0153 | 97.5299 | 426.5587 | 549.8542 | 1.1588
2018-12-03 12:00 | 37369.4967 | 269 | 279 | 1742 | 2842 | 3.61 | 3.01 | 4.42 | 10 | 447.7994 | 1.198% | 11.6366 | 10.0632 | 92.2649 | 340.5574 | 454.5222 | 1.015
2018-12-03 13:00 | 37104.1302 | 248 | 235 | 1742 | 2842 | 2.23 | 2.11 | 5 | 8.41 | 432.3186 | 1.165% | 6.4437 | 5.7774 | 101.4845 | 278.485 | 392.1907 | 0.90718
2018-12-03 14:00 | 36811.47 | 214 | 201 | 1574 | 2842 | 2.11 | 1.88 | 3.5 | 8.54 | 421.508 | 1.145% | 5.1703 | 4.3269 | 63.0805 | 277.9103 | 350.4881 | 0.83151
2018-12-03 15:00 | 36733.5338 | 212 | 185 | 1574 | 2842 | 2.11 | 0.02 | 3.5 | 10.73 | 421.0924 | 1.146% | 5.1278 | 0.042415 | 63.1521 | 349.5735 | 417.8958 | 0.99241
2018-12-03 16:00 | 37191.623 | 322 | 219 | 1574 | 2842 | 3.92 | 0.1 | 3.5 | 10 | 444.2283 | 1.194% | 15.0766 | 0.26158 | 65.8012 | 339.4573 | 420.5967 | 0.9468
2018-12-03 17:00 | 39550.3105 | 489 | 244 | 1574 | 2842 | 24.93 | 1.91 | 10.46 | 37.66 | 503.1507 | 1.272% | 155.0884 | 5.9289 | 209.452 | 1361.6095 | 1732.0788 | 3.4425
2018-12-03 18:00 | 41689.1198 | 196 | 308 | 1466 | 2842 | 4 | 2.61 | 1.83 | 27.39 | 563.307 | 1.351% | 10.5935 | 10.8621 | 36.25 | 1051.8131 | 1109.5186 | 1.9697
2018-12-03 19:00 | 41971.194 | 177 | 312 | 1466 | 2842 | 4 | 2.59 | 1.6 | 19.16 | 569.1375 | 1.356% | 9.6006 | 10.9577 | 31.8068 | 738.3893 | 790.7545 | 1.3894
2018-12-03 20:00 | 41690.0742 | 182 | 304 | 1466 | 2842 | 3 | 2.56 | 1.45 | 16.28 | 562.2523 | 1.349% | 7.3636 | 10.4957 | 28.6682 | 623.9891 | 670.5167 | 1.1926
2018-12-03 21:00 | 40489.2829 | 223 | 357 | 1466 | 2842 | 3.41 | 4 | 2.7 | 10 | 535.3559 | 1.322% | 10.0545 | 18.8813 | 52.336 | 375.7739 | 457.0456 | 0.85372
2018-12-03 22:00 | 38423.8056 | 307 | 412 | 1198 | 2985 | 6 | 4 | 1 | 10.4 | 493.7955 | 1.285% | 23.6721 | 21.1789 | 15.3958 | 398.9554 | 459.2023 | 0.92994
2018-12-03 23:00 | 36300.5993 | 206 | 347 | 1198 | 2985 | 2.11 | 3.5 | 0.99 | 13.11 | 458.644 | 1.263% | 5.4918 | 15.3447 | 14.9849 | 494.4347 | 530.2561 | 1.1561
2018-12-04 | 35095.8971 | 211 | 278 | 1198 | 2985 | 1.22 | 2.31 | 0.97 | 9.02 | 442.0194 | 1.259% | 3.2421 | 8.088 | 14.6357 | 339.1063 | 365.0721 | 0.82592
2018-12-04 01:00 | 34809.2282 | 176 | 207 | 1198 | 2985 | 1 | 0.01 | 0.97 | 8.75 | 450.2886 | 1.294% | 2.2767 | 0.026777 | 15.0323 | 337.8694 | 355.2052 | 0.78884
2018-12-04 02:00 | 34977.8808 | 203 | 226 | 1460 | 2985 | 1 | 0.01 | 1.54 | 6.48 | 463.55 | 1.325% | 2.6903 | 0.029951 | 29.7973 | 256.3436 | 288.8611 | 0.62315
2018-12-04 03:00 | 35521.7731 | 215 | 188 | 1460 | 2985 | 2.01 | 0.01 | 1.52 | 8.27 | 485.7311 | 1.367% | 5.9093 | 0.025707 | 30.3457 | 337.5601 | 373.8408 | 0.76965
2018-12-04 04:00 | 37005.2496 | 292 | 232 | 1460 | 2985 | 2.31 | 0.01 | 1.57 | 7.02 | 519.0433 | 1.403% | 9.461 | 0.032541 | 32.1509 | 293.915 | 335.5593 | 0.6465
2018-12-04 05:00 | 40328.0081 | 460 | 428 | 1460 | 2985 | 12.46 | 4 | 2.67 | 13.03 | 585.1811 | 1.451% | 83.1686 | 24.842 | 56.565 | 564.3808 | 728.9564 | 1.2457
2018-12-04 06:00 | 44959.3203 | 605 | 274 | 2178 | 2905 | 49.84 | 2.31 | 32.23 | 50.44 | 690.4792 | 1.536% | 463.0888 | 9.7206 | 1078.0752 | 2250.3605 | 3801.2452 | 5.5052
2018-12-04 07:00 | 46147.7682 | 297 | 252 | 2178 | 2905 | 20.77 | 0.96 | 20.77 | 35.63 | 732.3637 | 1.587% | 97.8969 | 3.8393 | 717.9107 | 1642.6235 | 2462.2705 | 3.3621
2018-12-04 08:00 | 44837.4241 | 316 | 194 | 2178 | 2905 | 10.3 | 0.01 | 19.75 | 22.28 | 680.6142 | 1.518% | 49.4066 | 0.029448 | 652.9581 | 982.4754 | 1684.8696 | 2.4755
2018-12-04 09:00 | 43607.234 | 305 | 191 | 2178 | 2905 | 8.77 | 0.51 | 19.7 | 20.02 | 625.5625 | 1.435% | 38.3718 | 1.3974 | 615.5117 | 834.3003 | 1489.5811 | 2.3812
2018-12-04 10:00 | 42144.347 | 312 | 254 | 1742 | 2842 | 4.59 | 0.76 | 4.61 | 13.41 | 574.2841 | 1.363% | 19.5144 | 2.6305 | 109.43 | 519.3263 | 650.9012 | 1.1334
2018-12-04 11:00 | 40612.5426 | 275 | 301 | 1742 | 2842 | 2.31 | 2.31 | 4.5 | 10.49 | 530.0156 | 1.305% | 8.2904 | 9.0742 | 102.3032 | 389.0703 | 508.738 | 0.95985
2018-12-04 12:00 | 39330.4258 | 269 | 279 | 1742 | 2842 | 2.31 | 1.41 | 4.62 | 10 | 488.2038 | 1.241% | 7.7132 | 4.8831 | 99.8993 | 352.774 | 465.2697 | 0.95302
2018-12-04 13:00 | 38422.5901 | 248 | 235 | 1742 | 2842 | 2.21 | 0.08 | 5.6 | 8.5 | 460.0427 | 1.197% | 6.5623 | 0.2251 | 116.8013 | 289.2374 | 412.8261 | 0.89736
2018-12-04 14:00 | 37772.9017 | 214 | 201 | 1574 | 2842 | 1.28 | 0.01 | 4.62 | 8 | 439.3983 | 1.163% | 3.1864 | 0.023382 | 84.5911 | 264.4795 | 352.2804 | 0.80173
2018-12-04 15:00 | 37676.2073 | 212 | 185 | 1574 | 2842 | 1.34 | 0.01 | 4.9 | 8 | 430.8616 | 1.144% | 3.2487 | 0.021156 | 88.2006 | 260.0068 | 351.4772 | 0.81575
2018-12-04 16:00 | 38639.8623 | 322 | 219 | 1574 | 2842 | 3.24 | 0.12 | 6.15 | 8 | 451.7973 | 1.169% | 12.1986 | 0.30728 | 113.1848 | 265.8411 | 391.5317 | 0.86661
2018-12-04 17:00 | 41240.0693 | 489 | 244 | 1574 | 2842 | 26.85 | 2.15 | 18.25 | 35.39 | 526.8765 | 1.278% | 167.7423 | 6.7022 | 366.9924 | 1284.9733 | 1826.4102 | 3.4665
2018-12-04 18:00 | 43416.7965 | 196 | 308 | 1466 | 2842 | 12.03 | 3 | 11.23 | 29.31 | 586.2039 | 1.35% | 31.8356 | 12.4756 | 222.2822 | 1124.6849 | 1391.2783 | 2.3734
2018-12-04 19:00 | 43689.1992 | 177 | 312 | 1466 | 2842 | 5.26 | 2.61 | 4.46 | 18.24 | 608.4153 | 1.393% | 12.9654 | 11.3402 | 91.0531 | 721.8965 | 837.2553 | 1.3761
2018-12-04 20:00 | 43545.5908 | 182 | 304 | 1466 | 2842 | 4.4 | 2.58 | 3.6 | 16.9 | 627.0466 | 1.44% | 11.5313 | 11.294 | 75.9962 | 691.6182 | 790.4398 | 1.2606
2018-12-04 21:00 | 42285.3369 | 223 | 357 | 1466 | 2842 | 3.82 | 3.5 | 3 | 11.56 | 612.1227 | 1.448% | 12.3315 | 18.0878 | 63.6655 | 475.5877 | 569.6724 | 0.93065
2018-12-04 22:00 | 40032.2311 | 307 | 412 | 1198 | 2985 | 6 | 4 | 1 | 10 | 562.7047 | 1.406% | 25.8917 | 23.1648 | 16.8394 | 419.5803 | 485.4762 | 0.86275
2018-12-04 23:00 | 37926.0905 | 206 | 347 | 1198 | 2985 | 2.21 | 3.46 | 0.99 | 10 | 519.3685 | 1.369% | 6.2344 | 16.4416 | 16.2416 | 408.7727 | 447.6903 | 0.86199
2018-12-05 | 36766.9062 | 211 | 278 | 1198 | 2985 | 1 | 1.91 | 1.31 | 7.63 | 499.8853 | 1.36% | 2.8688 | 7.2192 | 21.3374 | 309.6579 | 341.0833 | 0.68232
2018-12-05 01:00 | 36341.9785 | 176 | 207 | 1198 | 2985 | 1 | 0.01 | 1.26 | 6.75 | 498.6192 | 1.372% | 2.4148 | 0.028401 | 20.7104 | 276.4449 | 299.5984 | 0.60086
2018-12-05 02:00 | 36524.4049 | 203 | 226 | 1460 | 2985 | 1 | 0.01 | 2.36 | 6.75 | 503.2355 | 1.378% | 2.7969 | 0.031138 | 47.4737 | 277.6107 | 327.9125 | 0.65161
2018-12-05 03:00 | 37124.3906 | 215 | 188 | 1460 | 2985 | 1 | 0.01 | 2.36 | 6.75 | 513.1556 | 1.382% | 2.9719 | 0.025986 | 47.6271 | 278.5081 | 329.1331 | 0.64139
2018-12-05 04:00 | 38675.2464 | 292 | 232 | 1460 | 2985 | 2.01 | 0.01 | 2.36 | 6.68 | 541.6946 | 1.401% | 8.2205 | 0.032494 | 48.2599 | 279.2815 | 335.7944 | 0.6199
2018-12-05 05:00 | 41867.608 | 460 | 428 | 1460 | 2985 | 7.62 | 4 | 3.99 | 13.55 | 598.3051 | 1.429% | 50.0907 | 24.4652 | 83.2473 | 578.0004 | 735.8036 | 1.2298
2018-12-05 06:00 | 46313.1745 | 605 | 274 | 2178 | 2905 | 42.69 | 1.21 | 31.15 | 42.89 | 682.0929 | 1.473% | 380.3825 | 4.8829 | 999.2057 | 1835.0214 | 3219.4924 | 4.72
2018-12-05 07:00 | 47363.1412 | 297 | 252 | 2178 | 2905 | 16.55 | 0.01 | 15.75 | 28.64 | 701.3132 | 1.481% | 72.7823 | 0.037314 | 507.9371 | 1231.9432 | 1812.7 | 2.5847
2018-12-05 08:00 | 45803.2584 | 316 | 194 | 2178 | 2905 | 19.68 | 0.56 | 21.3 | 21.51 | 656.041 | 1.432% | 89.0731 | 1.5561 | 664.465 | 894.9962 | 1650.0903 | 2.5152
2018-12-05 09:00 | 44132.8479 | 305 | 191 | 2178 | 2905 | 23.34 | 2.21 | 23.96 | 24.28 | 628.9583 | 1.425% | 101.452 | 6.0157 | 743.7116 | 1005.2051 | 1856.3844 | 2.9515
2018-12-05 10:00 | 42673.2034 | 312 | 254 | 1742 | 2842 | 6.68 | 4 | 5.24 | 18.97 | 595.1809 | 1.395% | 29.0686 | 14.1706 | 127.3131 | 751.9434 | 922.4957 | 1.5499
2018-12-05 11:00 | 41202.0143 | 275 | 301 | 1742 | 2842 | 6.54 | 4.01 | 4.62 | 20.4 | 547.6478 | 1.329% | 23.9053 | 16.0433 | 106.9727 | 770.6144 | 917.5357 | 1.6754
2018-12-05 12:00 | 39893.5293 | 269 | 279 | 1742 | 2842 | 7 | 4.61 | 4.42 | 16 | 507.8749 | 1.273% | 23.972 | 16.3742 | 98.0223 | 578.8931 | 717.2616 | 1.4123
2018-12-05 13:00 | 38984.7998 | 248 | 235 | 1742 | 2842 | 7 | 4.61 | 5 | 13.2 | 490.1916 | 1.257% | 21.8283 | 13.622 | 109.5188 | 471.7029 | 616.672 | 1.258
2018-12-05 14:00 | 38303.0667 | 214 | 201 | 1574 | 2842 | 6.53 | 4.08 | 4 | 8.37 | 479.071 | 1.251% | 17.4781 | 10.2571 | 78.7465 | 297.5198 | 404.0014 | 0.8433
2018-12-05 15:00 | 38044.2073 | 212 | 185 | 1574 | 2842 | 8.31 | 4.47 | 4.22 | 11.53 | 460.3201 | 1.21% | 21.3161 | 10.0058 | 80.369 | 396.4832 | 508.1741 | 1.104
2018-12-05 16:00 | 39033.6048 | 322 | 219 | 1574 | 2842 | 10.72 | 4.01 | 4.22 | 11.07 | 481.0964 | 1.233% | 42.5446 | 10.8239 | 81.8673 | 387.7619 | 522.9976 | 1.0871
2018-12-05 17:00 | 41771.7737 | 489 | 244 | 1574 | 2842 | 29.83 | 5.57 | 15.1 | 30 | 563.2909 | 1.348% | 196.7034 | 18.3271 | 320.5026 | 1149.7282 | 1685.2614 | 2.9918
2018-12-05 18:00 | 43832.096 | 196 | 308 | 1466 | 2842 | 8.87 | 6.63 | 8.07 | 22.18 | 612.3198 | 1.397% | 24.2865 | 28.5266 | 165.2698 | 880.5858 | 1098.6688 | 1.7943
2018-12-05 19:00 | 43949.1839 | 177 | 312 | 1466 | 2842 | 4.25 | 5.03 | 3.45 | 13.77 | 594.4121 | 1.352% | 10.1742 | 21.2256 | 68.4053 | 529.2914 | 629.0964 | 1.0584
2018-12-05 20:00 | 43685.5804 | 182 | 304 | 1466 | 2842 | 4.04 | 7.2 | 3.24 | 11.52 | 569.6672 | 1.304% | 9.5882 | 28.5423 | 61.9387 | 426.9329 | 527.0021 | 0.92511
2018-12-05 21:00 | 42360.1374 | 223 | 357 | 1466 | 2842 | 7.29 | 6 | 3 | 9.17 | 535.4235 | 1.264% | 20.5481 | 27.0744 | 55.5898 | 329.4075 | 432.6199 | 0.808
2018-12-05 22:00 | 39819.248 | 307 | 412 | 1198 | 2985 | 9.62 | 10.11 | 1.28 | 9.82 | 481.5748 | 1.209% | 35.7178 | 50.3755 | 18.5455 | 354.5084 | 459.1471 | 0.95343
2018-12-05 23:00 | 37261.4596 | 206 | 347 | 1198 | 2985 | 4.61 | 6.24 | 1.3 | 8.5 | 432.9972 | 1.162% | 11.0355 | 25.1617 | 18.0978 | 294.8414 | 349.1364 | 0.80632
2018-12-06 | 35604.9371 | 211 | 278 | 1198 | 2985 | 4 | 6 | 0.61 | 6.32 | 397.7839 | 1.117% | 9.4293 | 18.6352 | 8.1644 | 210.7649 | 246.9938 | 0.62092
2018-12-06 01:00 | 34645.1191 | 176 | 207 | 1198 | 2985 | 4 | 4.38 | 0.71 | 6.75 | 383.6851 | 1.107% | 7.7966 | 10.041 | 9.4199 | 223.1418 | 250.3994 | 0.65262
2018-12-06 02:00 | 34078.6256 | 203 | 226 | 1460 | 2985 | 4 | 5.88 | 0.97 | 6.25 | 377.3082 | 1.107% | 8.9902 | 14.713 | 15.6797 | 206.5563 | 245.9393 | 0.65183
2018-12-06 03:00 | 33957.9388 | 215 | 188 | 1460 | 2985 | 4 | 4.79 | 0.97 | 6.3 | 375.0192 | 1.104% | 9.4975 | 9.945 | 15.64 | 207.6812 | 242.7637 | 0.64734
2018-12-06 04:00 | 34644.0039 | 292 | 232 | 1460 | 2985 | 6.09 | 6 | 0.97 | 6.75 | 386.5043 | 1.116% | 19.8393 | 15.5298 | 15.7998 | 224.7886 | 275.9575 | 0.71398
2018-12-06 05:00 | 36769.8531 | 460 | 428 | 1460 | 2985 | 15.26 | 10.61 | 0.97 | 15 | 422.6097 | 1.149% | 80.6789 | 52.1923 | 16.2769 | 514.6158 | 663.764 | 1.5706
2018-12-06 06:00 | 40343.0953 | 605 | 274 | 2178 | 2905 | 21.41 | 4.01 | 20.51 | 20.97 | 480.3331 | 1.191% | 154.2216 | 13.0818 | 531.8594 | 725.3003 | 1424.4631 | 2.9656
2018-12-06 07:00 | 41269.0986 | 297 | 252 | 2178 | 2905 | 10.42 | 3.5 | 9.52 | 22.99 | 501.7619 | 1.216% | 37.6268 | 10.7236 | 252.0969 | 812.0033 | 1112.4505 | 2.2171
2018-12-06 08:00 | 40700.194 | 316 | 194 | 2178 | 2905 | 15.16 | 2.31 | 14.36 | 15.36 | 517.3861 | 1.271% | 60.8982 | 5.6968 | 397.5855 | 567.2253 | 1031.4059 | 1.9935
2018-12-06 09:00 | 40595.873 | 305 | 191 | 2178 | 2905 | 17.65 | 2.31 | 16.69 | 20.2 | 559.824 | 1.379% | 74.2359 | 6.0844 | 501.284 | 809.2209 | 1390.8252 | 2.4844
2018-12-06 10:00 | 40540.9182 | 312 | 254 | 1742 | 2842 | 15 | 3.5 | 3.33 | 17.77 | 556.9314 | 1.374% | 64.2916 | 12.2126 | 79.6894 | 693.7765 | 849.9701 | 1.5262
2018-12-06 11:00 | 40326.2073 | 275 | 301 | 1742 | 2842 | 6.4 | 4 | 0.99 | 14 | 546.8189 | 1.356% | 23.8654 | 16.3261 | 23.3851 | 539.5208 | 603.0975 | 1.1029
2018-12-06 12:00 | 40032.0638 | 269 | 279 | 1742 | 2842 | 7 | 4 | 0.99 | 11.5 | 528.1702 | 1.319% | 24.8437 | 14.7241 | 22.7536 | 431.209 | 493.5304 | 0.93442
2018-12-06 13:00 | 39887.945 | 248 | 235 | 1742 | 2842 | 7 | 4 | 0.99 | 7.5 | 499.8428 | 1.253% | 21.7541 | 11.7793 | 21.611 | 267.102 | 322.2464 | 0.6447
2018-12-06 14:00 | 39660.1819 | 214 | 201 | 1574 | 2842 | 8 | 3.5 | 0.99 | 8.2 | 484.2026 | 1.221% | 20.9014 | 8.5889 | 19.0245 | 284.5184 | 333.0332 | 0.6878
2018-12-06 15:00 | 39573.4248 | 212 | 185 | 1574 | 2842 | 8.33 | 2.52 | 0.99 | 8.16 | 490.7322 | 1.24% | 21.8989 | 5.7811 | 19.3233 | 287.5777 | 334.581 | 0.6818
2018-12-06 16:00 | 40149.6748 | 322 | 219 | 1574 | 2842 | 11.3 | 3.5 | 0.99 | 11.5 | 503.9394 | 1.255% | 45.67 | 9.6207 | 19.5585 | 410.2213 | 485.0706 | 0.96256
2018-12-06 17:00 | 41802.9244 | 489 | 244 | 1574 | 2842 | 35.24 | 4 | 10.81 | 33.24 | 549.9703 | 1.316% | 226.7135 | 12.8405 | 223.853 | 1242.8469 | 1706.2539 | 3.1024
2018-12-06 18:00 | 42533.3753 | 196 | 308 | 1466 | 2842 | 4 | 4 | 2.1 | 20.66 | 563.5839 | 1.325% | 10.3883 | 16.3245 | 40.7927 | 778.0063 | 845.5117 | 1.5002
2018-12-06 19:00 | 42176.0159 | 177 | 312 | 1466 | 2842 | 4 | 4 | 2.63 | 11.23 | 559.2254 | 1.326% | 9.3876 | 16.5476 | 51.1224 | 423.1801 | 500.2377 | 0.89452
2018-12-06 20:00 | 41514.8854 | 182 | 304 | 1466 | 2842 | 3.03 | 4 | 2.13 | 8.31 | 551.9525 | 1.33% | 7.3318 | 16.1671 | 41.5156 | 313.9952 | 379.0097 | 0.68667
2018-12-06 21:00 | 40089.5465 | 223 | 357 | 1466 | 2842 | 6 | 4.01 | 0.99 | 7.71 | 509.2992 | 1.27% | 16.998 | 18.1867 | 18.4379 | 278.3686 | 331.9912 | 0.65186
2018-12-06 22:00 | 37594.357 | 307 | 412 | 1198 | 2985 | 10.26 | 6 | 0.89 | 10.32 | 441.0639 | 1.173% | 36.9543 | 29.002 | 12.5091 | 361.4123 | 439.8776 | 0.99731
2018-12-06 23:00 | 35167.9531 | 206 | 347 | 1198 | 2985 | 6 | 4.01 | 0.93 | 8.83 | 410.4315 | 1.167% | 14.4249 | 16.2393 | 13.0027 | 307.6087 | 351.2756 | 0.85587
2018-12-07 | 33464.0025 | 211 | 278 | 1198 | 2985 | 5 | 5.23 | 0.74 | 10.06 | 377.925 | 1.129% | 11.9146 | 16.42 | 10.0119 | 339.133 | 377.4795 | 0.99882
2018-12-07 01:00 | 32529.2404 | 176 | 207 | 1198 | 2985 | 4.33 | 5.16 | 0.74 | 10.53 | 361.0106 | 1.11% | 8.4576 | 11.854 | 9.8386 | 348.834 | 378.9842 | 1.0498
2018-12-07 02:00 | 32054.3317 | 203 | 226 | 1460 | 2985 | 5 | 5.54 | 0.97 | 8.38 | 363.9151 | 1.135% | 11.5234 | 14.2145 | 16.0782 | 283.9891 | 325.8052 | 0.89528
2018-12-07 03:00 | 32127.5831 | 215 | 188 | 1460 | 2985 | 5 | 4.01 | 0.97 | 7.61 | 366.8177 | 1.142% | 12.2738 | 8.6074 | 16.1695 | 259.359 | 296.4098 | 0.80806
2018-12-07 04:00 | 32972.1834 | 292 | 232 | 1460 | 2985 | 7 | 4.01 | 0.97 | 8.26 | 383.9876 | 1.165% | 23.804 | 10.8343 | 16.4928 | 287.1402 | 338.2713 | 0.88094
2018-12-07 05:00 | 35187.371 | 460 | 428 | 1460 | 2985 | 15.77 | 10.53 | 0.97 | 15.53 | 427.1256 | 1.214% | 88.0559 | 54.7068 | 17.1907 | 562.71 | 722.6633 | 1.6919
2018-12-07 06:00 | 38907.6748 | 605 | 274 | 2178 | 2905 | 19.69 | 3.04 | 18.25 | 19.69 | 511.2753 | 1.314% | 156.5383 | 10.9457 | 522.3243 | 751.6425 | 1441.4509 | 2.8193
2018-12-07 07:00 | 40550.0055 | 297 | 252 | 2178 | 2905 | 9.55 | 1.69 | 8.75 | 18.28 | 544.0033 | 1.342% | 38.0514 | 5.7134 | 255.6681 | 712.4149 | 1011.8478 | 1.86
2018-12-07 08:00 | 40819.9199 | 316 | 194 | 2178 | 2905 | 10.95 | 0.07 | 10.95 | 14.92 | 565.148 | 1.384% | 47.9061 | 0.18801 | 330.1886 | 600.0742 | 978.357 | 1.7312
2018-12-07 09:00 | 41503.9316 | 305 | 191 | 2178 | 2905 | 12 | 0.42 | 12 | 16 | 584.8761 | 1.409% | 51.577 | 1.1305 | 368.3102 | 654.9992 | 1076.0168 | 1.8397
2018-12-07 10:00 | 42106.7376 | 312 | 254 | 1742 | 2842 | 5 | 1.48 | 2.17 | 8.48 | 582.6141 | 1.384% | 21.5851 | 5.2015 | 52.3043 | 333.4643 | 412.5551 | 0.70811
2018-12-07 11:00 | 42335.6116 | 275 | 301 | 1742 | 2842 | 6.4 | 3.5 | 1.17 | 9.53 | 573.8797 | 1.356% | 23.8576 | 14.2807 | 27.628 | 367.1402 | 432.9065 | 0.75435
2018-12-07 12:00 | 42465.1038 | 269 | 279 | 1742 | 2842 | 6.8 | 2.61 | 0.98 | 7 | 564.2177 | 1.329% | 24.3039 | 9.6752 | 22.6824 | 264.324 | 320.9855 | 0.5689
2018-12-07 13:00 | 42652.9654 | 248 | 235 | 1742 | 2842 | 6.8 | 1.25 | 0.98 | 7 | 576.2978 | 1.351% | 22.7855 | 3.9689 | 23.066 | 268.7942 | 318.6146 | 0.55286
2018-12-07 14:00 | 42682.9804 | 214 | 201 | 1574 | 2842 | 4.57 | 0.48 | 1.45 | 7 | 567.2284 | 1.329% | 12.9967 | 1.2822 | 30.3302 | 264.378 | 308.9871 | 0.54473
2018-12-07 15:00 | 42842.1914 | 212 | 185 | 1574 | 2842 | 4.5 | 0.18 | 1.27 | 7.5 | 579.7166 | 1.353% | 12.909 | 0.4506 | 27.0491 | 288.4227 | 328.8314 | 0.56723
2018-12-07 16:00 | 43678.5273 | 322 | 219 | 1574 | 2842 | 10 | 0.71 | 1.37 | 10.2 | 608.4705 | 1.393% | 44.8567 | 2.1661 | 30.0398 | 403.8274 | 480.89 | 0.79033
2018-12-07 17:00 | 45102.9511 | 489 | 244 | 1574 | 2842 | 32.41 | 3.47 | 6.76 | 35 | 662.1553 | 1.468% | 232.6713 | 12.4301 | 156.2091 | 1460.3167 | 1861.6272 | 2.8115
2018-12-07 18:00 | 45251.081 | 196 | 308 | 1466 | 2842 | 7 | 3.5 | 2.02 | 26.21 | 672.3702 | 1.486% | 20.3861 | 16.0176 | 44.0012 | 1106.8037 | 1187.2086 | 1.7657
2018-12-07 19:00 | 44415.7024 | 177 | 312 | 1466 | 2842 | 4 | 3.78 | 2.1 | 14.1 | 654.8153 | 1.474% | 10.438 | 17.3872 | 45.3874 | 590.7795 | 663.9921 | 1.014
2018-12-07 20:00 | 43573.0989 | 182 | 304 | 1466 | 2842 | 3 | 3.5 | 0.99 | 10 | 632.3148 | 1.451% | 7.9233 | 15.4403 | 21.0612 | 412.4193 | 456.8442 | 0.72249
2018-12-07 21:00 | 42409.9973 | 223 | 357 | 1466 | 2842 | 6 | 4.4 | 1.09 | 10 | 605.4181 | 1.428% | 19.1004 | 22.4237 | 22.8112 | 405.7058 | 470.0412 | 0.77639
2018-12-07 22:00 | 40429.1429 | 307 | 412 | 1198 | 2985 | 13 | 6 | 0.89 | 13.2 | 544.715 | 1.347% | 53.772 | 33.3061 | 14.3655 | 530.876 | 632.3196 | 1.1608
2018-12-07 23:00 | 38413.8147 | 206 | 347 | 1198 | 2985 | 6 | 4.01 | 0.89 | 11.47 | 529.88 | 1.379% | 17.0494 | 19.1939 | 14.7074 | 472.2781 | 523.2288 | 0.98745
2018-12-08 | 36762.0892 | 211 | 278 | 1198 | 2985 | 2.53 | 3.5 | 0.74 | 9.78 | 492.9432 | 1.341% | 7.1581 | 13.047 | 11.8874 | 391.4532 | 423.5457 | 0.85922
2018-12-08 01:00 | 35854.4094 | 176 | 207 | 1198 | 2985 | 1.47 | 3 | 0.74 | 7.6 | 489.7059 | 1.366% | 3.5336 | 8.4817 | 12.1082 | 309.8494 | 333.973 | 0.68199
2018-12-08 02:00 | 35441.6748 | 203 | 226 | 1460 | 2985 | 2.01 | 3 | 0.96 | 5.74 | 490.1194 | 1.383% | 5.6426 | 9.376 | 19.3826 | 236.943 | 271.3442 | 0.55363
2018-12-08 03:00 | 35371.9811 | 215 | 188 | 1460 | 2985 | 2.49 | 3 | 0.96 | 5.87 | 491.9429 | 1.391% | 7.4455 | 7.8439 | 19.493 | 243.69 | 278.4725 | 0.56607
2018-12-08 04:00 | 35821.1914 | 292 | 232 | 1460 | 2985 | 3.7 | 3 | 0.96 | 6.25 | 510.1255 | 1.424% | 15.3859 | 9.9117 | 19.96 | 265.6815 | 310.9391 | 0.60953
2018-12-08 05:00 | 36991.4173 | 460 | 428 | 1460 | 2985 | 8.37 | 6 | 1.13 | 7.99 | 545.9403 | 1.476% | 56.8234 | 37.9 | 24.3487 | 351.9941 | 471.0662 | 0.86285
2018-12-08 06:00 | 38735.3199 | 605 | 274 | 2178 | 2905 | 16.42 | 3.01 | 15.52 | 11.98 | 592.522 | 1.53% | 151.9588 | 12.6158 | 517.0672 | 532.3537 | 1213.9955 | 2.0489
2018-12-08 07:00 | 40634.5081 | 297 | 252 | 2178 | 2905 | 10.93 | 3.01 | 10.93 | 12.25 | 647.0185 | 1.592% | 51.689 | 12.0778 | 379.0528 | 566.6357 | 1009.4553 | 1.5602
2018-12-08 08:00 | 42563.5849 | 316 | 194 | 2178 | 2905 | 10.19 | 0.02 | 12.48 | 15.66 | 692.332 | 1.627% | 52.3766 | 0.063111 | 442.1287 | 739.97 | 1234.5384 | 1.7832
2018-12-08 09:00 | 44031.7737 | 305 | 191 | 2178 | 2905 | 14.46 | 0.05 | 13.66 | 21.04 | 718.9857 | 1.633% | 72.0149 | 0.15594 | 485.8058 | 998.0355 | 1556.0121 | 2.1642
2018-12-08 10:00 | 44800.4957 | 312 | 254 | 1742 | 2842 | 5.79 | 0.39 | 2.22 | 16 | 719.7029 | 1.606% | 29.0204 | 1.5914 | 62.1257 | 730.4904 | 823.2279 | 1.1438
2018-12-08 11:00 | 44725.4446 | 275 | 301 | 1742 | 2842 | 5 | 1 | 1.59 | 13.96 | 708.7212 | 1.585% | 21.7883 | 4.7697 | 43.89 | 628.6809 | 699.1289 | 0.98647
2018-12-08 12:00 | 44383.0833 | 269 | 279 | 1742 | 2842 | 5 | 1 | 1.06 | 7.34 | 690.5129 | 1.556% | 20.9255 | 4.3407 | 28.7282 | 324.5447 | 378.5391 | 0.5482
2018-12-08 13:00 | 43859.0745 | 248 | 235 | 1742 | 2842 | 3.61 | 0.35 | 1.01 | 7 | 675.0673 | 1.539% | 13.7799 | 1.266 | 27.0805 | 306.2032 | 348.3296 | 0.51599
2018-12-08 14:00 | 43593.5761 | 214 | 201 | 1574 | 2842 | 2.01 | 0.1 | 1.55 | 7.04 | 670.8093 | 1.539% | 6.6189 | 0.30929 | 37.5416 | 307.8742 | 352.344 | 0.52525
2018-12-08 15:00 | 43680.2796 | 212 | 185 | 1574 | 2842 | 2.21 | 0.14 | 1.48 | 7.5 | 680.1854 | 1.557% | 7.2958 | 0.40331 | 36.2751 | 331.9153 | 375.8894 | 0.55263
2018-12-08 16:00 | 44339.3089 | 322 | 219 | 1574 | 2842 | 9.22 | 0.54 | 1.66 | 9.42 | 706.0081 | 1.592% | 47.2724 | 1.883 | 41.6039 | 426.2808 | 517.04 | 0.73234
2018-12-08 17:00 | 46069.1191 | 489 | 244 | 1574 | 2842 | 36.93 | 1.19 | 7.2 | 38.15 | 745.1907 | 1.618% | 292.1095 | 4.6967 | 183.3136 | 1753.7841 | 2233.904 | 2.9978
2018-12-08 18:00 | 47044.1305 | 196 | 308 | 1466 | 2842 | 13.69 | 2.17 | 2.15 | 31.78 | 761.8136 | 1.619% | 43.4513 | 10.8232 | 51.0406 | 1462.5855 | 1567.9005 | 2.0581
2018-12-08 19:00 | 46683.2275 | 177 | 312 | 1466 | 2842 | 6.26 | 1.83 | 2.1 | 23.19 | 754.8283 | 1.617% | 17.9157 | 9.2319 | 49.7784 | 1065.644 | 1142.57 | 1.5137
2018-12-08 20:00 | 46239.9036 | 182 | 304 | 1466 | 2842 | 3 | 1.38 | 1.17 | 16.43 | 745.6511 | 1.613% | 8.8046 | 6.7651 | 27.6591 | 752.9746 | 796.2035 | 1.0678
2018-12-08 21:00 | 45408.2812 | 223 | 357 | 1466 | 2842 | 6 | 3.18 | 1.41 | 12.95 | 725.31 | 1.597% | 21.372 | 18.1336 | 33.0173 | 587.8716 | 660.3944 | 0.9105
2018-12-08 22:00 | 43954.1963 | 307 | 412 | 1198 | 2985 | 6 | 6 | 1.24 | 9.57 | 684.9907 | 1.558% | 28.7061 | 38.5241 | 23.1506 | 445.1851 | 535.5659 | 0.78186
2018-12-08 23:00 | 42274.9684 | 206 | 347 | 1198 | 2985 | 5 | 4.58 | 1.25 | 7.88 | 648.7257 | 1.535% | 15.8057 | 24.3878 | 22.9797 | 360.9511 | 424.1244 | 0.65378
2018-12-09 | 40986.1471 | 211 | 278 | 1198 | 2985 | 2.31 | 1.33 | 0.73 | 6.75 | 625.0908 | 1.525% | 7.4336 | 5.639 | 13.3378 | 307.294 | 333.7045 | 0.53385
2018-12-09 01:00 | 40189.6858 | 176 | 207 | 1198 | 2985 | 2.01 | 0.01 | 0.73 | 6.11 | 616.9193 | 1.535% | 5.4303 | 0.031775 | 13.4244 | 279.9621 | 298.8485 | 0.48442
2018-12-09 02:00 | 39825.6266 | 203 | 226 | 1460 | 2985 | 2.01 | 1.19 | 0.95 | 3.26 | 624.6762 | 1.569% | 6.4001 | 4.2184 | 21.7555 | 152.6351 | 185.009 | 0.29617
2018-12-09 03:00 | 39819.5153 | 215 | 188 | 1460 | 2985 | 2.01 | 0.01 | 0.95 | 3.68 | 642.3116 | 1.613% | 6.9708 | 0.030325 | 22.3731 | 177.1911 | 206.5654 | 0.3216
2018-12-09 04:00 | 40270.8789 | 292 | 232 | 1460 | 2985 | 3 | 1.29 | 0.95 | 6 | 665.9102 | 1.654% | 14.4853 | 4.9488 | 22.9351 | 296.1557 | 338.525 | 0.50836
2018-12-09 05:00 | 41197.2597 | 460 | 428 | 1460 | 2985 | 7.78 | 4.01 | 0.99 | 7.78 | 695.7524 | 1.689% | 60.4399 | 28.9851 | 24.4104 | 392.2025 | 506.0379 | 0.72732
2018-12-09 06:00 | 42507.6389 | 605 | 274 | 2178 | 2905 | 16.4 | 2.31 | 15.5 | 16.4 | 731.2675 | 1.72% | 170.6902 | 10.8886 | 580.7629 | 819.595 | 1581.9367 | 2.1633
2018-12-09 07:00 | 43886.9684 | 297 | 252 | 2178 | 2905 | 11.78 | 1.17 | 10.88 | 20 | 774.0728 | 1.764% | 61.7089 | 5.2004 | 417.9583 | 1024.7604 | 1509.628 | 1.9502
2018-12-09 08:00 | 44946.9437 | 316 | 194 | 2178 | 2905 | 15.96 | 0.41 | 15 | 29.97 | 778.8478 | 1.733% | 87.3921 | 1.3783 | 566.111 | 1508.6389 | 2163.5203 | 2.7778
2018-12-09 09:00 | 45081.3574 | 305 | 191 | 2178 | 2905 | 14.73 | 1.05 | 13.93 | 25.18 | 739.6682 | 1.641% | 73.7127 | 3.2905 | 497.7932 | 1200.1674 | 1774.9639 | 2.3997
2018-12-09 10:00 | 43925.6298 | 312 | 254 | 1742 | 2842 | 8.24 | 0.83 | 2.29 | 16.17 | 680.5203 | 1.549% | 39.8295 | 3.2661 | 61.8026 | 711.9626 | 816.8608 | 1.2003
2018-12-09 11:00 | 42304.4463 | 275 | 301 | 1742 | 2842 | 5 | 2.61 | 1.57 | 11.18 | 623.1647 | 1.473% | 20.2544 | 11.5724 | 40.287 | 468.0397 | 540.1535 | 0.86679
2018-12-09 12:00 | 40858.1748 | 269 | 279 | 1742 | 2842 | 5 | 2.11 | 1.4 | 7 | 582.0095 | 1.424% | 19.159 | 8.3857 | 34.7398 | 283.3826 | 345.6671 | 0.59392
2018-12-09 13:00 | 39613.5654 | 248 | 235 | 1742 | 2842 | 2.31 | 1.24 | 1.36 | 6 | 559.4816 | 1.412% | 8.0911 | 4.1156 | 33.4602 | 240.8337 | 286.5005 | 0.51208
2018-12-09 14:00 | 38862.9284 | 214 | 201 | 1574 | 2842 | 2 | 0.61 | 1.36 | 6.55 | 546.3053 | 1.406% | 6.0165 | 1.7236 | 30.0915 | 261.6768 | 299.5084 | 0.54824
2018-12-09 15:00 | 38590.3011 | 212 | 185 | 1574 | 2842 | 2.01 | 0.16 | 1.32 | 6.68 | 553.8539 | 1.435% | 6.1157 | 0.42482 | 29.8192 | 272.4693 | 308.829 | 0.5576
2018-12-09 16:00 | 39263.8837 | 322 | 219 | 1574 | 2842 | 7.34 | 0.18 | 1.37 | 7.5 | 577.2324 | 1.47% | 34.7464 | 0.57953 | 31.7017 | 313.3595 | 380.3871 | 0.65898
2018-12-09 17:00 | 41949.3248 | 489 | 244 | 1574 | 2842 | 29.01 | 0.7 | 7.29 | 35.02 | 639.3774 | 1.524% | 216.2165 | 2.6033 | 174.8898 | 1516.9543 | 1910.6639 | 2.9883
2018-12-09 18:00 | 44229.9472 | 196 | 308 | 1466 | 2842 | 17.4 | 2.31 | 2.11 | 40.28 | 696.5489 | 1.575% | 53.7082 | 11.2046 | 48.7138 | 1802.8048 | 1916.4314 | 2.7513
2018-12-09 19:00 | 45371.4456 | 177 | 312 | 1466 | 2842 | 11.75 | 2.31 | 2.03 | 30.05 | 730.0597 | 1.609% | 33.4647 | 11.5969 | 47.8857 | 1374.1823 | 1467.1296 | 2.0096
2018-12-09 20:00 | 45572.8659 | 182 | 304 | 1466 | 2842 | 9.47 | 1.94 | 1.53 | 25.12 | 734.4761 | 1.612% | 27.7775 | 9.5049 | 36.149 | 1150.5753 | 1224.0067 | 1.6665
2018-12-09 21:00 | 44817.7841 | 223 | 357 | 1466 | 2842 | 6 | 6 | 1.41 | 14.65 | 706.0777 | 1.575% | 21.0794 | 33.7459 | 32.5653 | 655.9396 | 743.3302 | 1.0528
2018-12-09 22:00 | 42936.7454 | 307 | 412 | 1198 | 2985 | 10.07 | 6 | 1.19 | 13.25 | 662.8262 | 1.544% | 47.7242 | 38.1609 | 22.0077 | 610.5634 | 718.4561 | 1.0839
2018-12-09 23:00 | 41136.9619 | 206 | 347 | 1198 | 2985 | 5 | 3.46 | 1.17 | 9.67 | 626.8053 | 1.524% | 15.6941 | 18.2939 | 21.3571 | 439.8162 | 495.1614 | 0.78998
2018-12-10 | 40036.3017 | 211 | 278 | 1198 | 2985 | 2.01 | 3 | 0.75 | 5 | 612.6296 | 1.53% | 6.4897 | 12.7617 | 13.7487 | 228.3802 | 261.3803 | 0.42665
2018-12-10 01:00 | 39801.4346 | 176 | 207 | 1198 | 2985 | 1.73 | 0.7 | 0.77 | 5 | 621.3462 | 1.561% | 4.7533 | 2.2621 | 14.4007 | 232.9964 | 254.4124 | 0.40945
2018-12-10 02:00 | 40075.6569 | 203 | 226 | 1460 | 2985 | 1.47 | 1.14 | 0.95 | 5 | 639.5653 | 1.596% | 4.7623 | 4.1117 | 22.1351 | 238.1873 | 269.1963 | 0.42091
2018-12-10 03:00 | 40873.9876 | 215 | 188 | 1460 | 2985 | 1.91 | 0.12 | 0.97 | 6.25 | 661.5851 | 1.619% | 6.6468 | 0.36516 | 22.9226 | 301.9695 | 331.904 | 0.50168
2018-12-10 04:00 | 42632.7308 | 292 | 232 | 1460 | 2985 | 4.64 | 0.59 | 0.97 | 7.75 | 702.2871 | 1.647% | 22.3189 | 2.2548 | 23.329 | 381.0812 | 428.9839 | 0.61084
2018-12-10 05:00 | 46223.6325 | 460 | 428 | 1460 | 2985 | 16 | 3.5 | 0.98 | 17.22 | 781.3416 | 1.69% | 124.4098 | 25.3215 | 24.1855 | 868.8691 | 1042.786 | 1.3346
2018-12-10 06:00 | 50789.9385 | 605 | 274 | 2178 | 2905 | 79.48 | 2.31 | 70.84 | 92.28 | 881.6247 | 1.736% | 834.6786 | 10.9867 | 2678.1969 | 4653.2865 | 8177.1487 | 9.2751
2018-12-10 07:00 | 51916.4446 | 297 | 252 | 2178 | 2905 | 28.67 | 0.7 | 28.67 | 58.09 | 910.117 | 1.753% | 149.2713 | 3.0924 | 1094.6565 | 2958.2835 | 4205.3036 | 4.6206
2018-12-10 08:00 | 49788.1731 | 316 | 194 | 2178 | 2905 | 14.77 | 0.33 | 14.77 | 35.85 | 829.8158 | 1.667% | 77.7899 | 1.067 | 536.1593 | 1735.7644 | 2350.7807 | 2.8329
2018-12-10 09:00 | 47065.9407 | 305 | 191 | 2178 | 2905 | 13.69 | 1.14 | 13.69 | 14.58 | 730.8153 | 1.553% | 64.8342 | 3.381 | 462.98 | 657.6648 | 1188.8599 | 1.6268
2018-12-10 10:00 | 44669.2952 | 312 | 254 | 1742 | 2842 | 5.43 | 1.01 | 3.99 | 10.73 | 652.9518 | 1.462% | 24.7643 | 3.75 | 101.5998 | 445.7546 | 575.8687 | 0.88195
2018-12-10 11:00 | 42429.3958 | 275 | 301 | 1742 | 2842 | 5.63 | 2.11 | 3.99 | 7.5 | 583.8141 | 1.376% | 21.3034 | 8.7389 | 95.6376 | 293.2872 | 418.9671 | 0.71764
2018-12-10 12:00 | 40486.3746 | 269 | 279 | 1742 | 2842 | 5 | 1.31 | 1.67 | 6.4 | 530.4122 | 1.31% | 17.6209 | 4.7883 | 38.1127 | 238.2916 | 298.8134 | 0.56336
2018-12-10 13:00 | 39207.8974 | 248 | 235 | 1742 | 2842 | 5.8 | 1.2 | 1.63 | 6 | 493.2601 | 1.258% | 18.096 | 3.5477 | 35.7222 | 214.5249 | 271.8908 | 0.55121
2018-12-10 14:00 | 38238.3707 | 214 | 201 | 1574 | 2842 | 3.63 | 0.52 | 1.52 | 7 | 468.862 | 1.226% | 9.525 | 1.2816 | 29.3355 | 243.9314 | 284.0736 | 0.60588
2018-12-10 15:00 | 37812.4433 | 212 | 185 | 1574 | 2842 | 2.88 | 0.12 | 1.51 | 7 | 461.497 | 1.22% | 7.4518 | 0.27095 | 29.0079 | 242.8042 | 279.5349 | 0.60571
2018-12-10 16:00 | 38315.7689 | 322 | 219 | 1574 | 2842 | 5.98 | 0.74 | 1.52 | 7.31 | 481.8122 | 1.257% | 24.2135 | 2.0379 | 30.0849 | 261.2412 | 317.5775 | 0.65913
2018-12-10 17:00 | 41075.7509 | 489 | 244 | 1574 | 2842 | 27.16 | 2.61 | 6.45 | 27.11 | 562.6353 | 1.37% | 181.9198 | 8.7231 | 139.0612 | 1055.3464 | 1385.0505 | 2.4617
2018-12-10 18:00 | 44112.3183 | 196 | 308 | 1466 | 2842 | 12.57 | 2.33 | 1.99 | 25.54 | 649.957 | 1.473% | 36.3008 | 10.5738 | 42.9845 | 1069.4728 | 1159.3319 | 1.7837
2018-12-10 19:00 | 44956.372 | 177 | 312 | 1466 | 2842 | 4 | 2.56 | 1.83 | 14.66 | 673.8725 | 1.499% | 10.6125 | 11.9724 | 40.2135 | 624.5174 | 687.3158 | 1.0199
2018-12-10 20:00 | 45251.4258 | 182 | 304 | 1466 | 2842 | 4 | 2.62 | 3.08 | 11.01 | 676.0974 | 1.494% | 10.877 | 11.9001 | 67.4624 | 467.5073 | 557.7468 | 0.82495
2018-12-10 21:00 | 44598.6416 | 223 | 357 | 1466 | 2842 | 7.29 | 3.46 | 2.67 | 10 | 650.4767 | 1.459% | 23.7106 | 18.0158 | 57.0894 | 414.5092 | 513.325 | 0.78915
2018-12-10 22:00 | 42711.3226 | 307 | 412 | 1198 | 2985 | 6 | 4.44 | 1.23 | 10.8 | 585.7997 | 1.372% | 25.2636 | 25.0892 | 20.2101 | 442.1547 | 512.7176 | 0.87524
2018-12-10 23:00 | 40814.9615 | 206 | 347 | 1198 | 2985 | 5 | 5.05 | 1.24 | 11.09 | 541.4804 | 1.327% | 13.6647 | 23.2479 | 19.708 | 439.1766 | 495.7972 | 0.91563
2018-12-11 | 39859.5934 | 211 | 278 | 1198 | 2985 | 4 | 5.51 | 1.13 | 6.25 | 530.2952 | 1.33% | 11.2286 | 20.3789 | 18.0103 | 248.2042 | 297.8221 | 0.56162
2018-12-11 01:00 | 39773.2015 | 176 | 207 | 1198 | 2985 | 4 | 4.83 | 1.1 | 6.17 | 532.9611 | 1.34% | 9.4336 | 13.3975 | 17.6585 | 246.7939 | 287.2835 | 0.53903
2018-12-11 02:00 | 40101.3948 | 203 | 226 | 1460 | 2985 | 4 | 6 | 1.14 | 5 | 541.1578 | 1.349% | 10.9577 | 18.2989 | 22.4606 | 201.409 | 253.1262 | 0.46775
2018-12-11 03:00 | 40860.7243 | 215 | 188 | 1460 | 2985 | 4 | 4.53 | 1.31 | 5 | 558.9063 | 1.368% | 11.7634 | 11.649 | 26.1612 | 204.149 | 253.7225 | 0.45396
2018-12-11 04:00 | 42522.4928 | 292 | 232 | 1460 | 2985 | 6.25 | 4 | 1.14 | 6.25 | 594.3133 | 1.398% | 25.507 | 12.9701 | 23.2624 | 260.7481 | 322.4876 | 0.54262
2018-12-11 05:00 | 45936.0745 | 460 | 428 | 1460 | 2985 | 14.15 | 7.05 | 1.3 | 13.65 | 668.0537 | 1.454% | 94.6612 | 43.8824 | 27.6028 | 592.563 | 758.7094 | 1.1357
2018-12-11 06:00 | 50504.47 | 605 | 274 | 2178 | 2905 | 42.35 | 4.59 | 19.26 | 42.57 | 764.3983 | 1.514% | 387.7919 | 19.035 | 634.8982 | 1871.7149 | 2913.44 | 3.8114
2018-12-11 07:00 | 51235.9527 | 297 | 252 | 2178 | 2905 | 11.39 | 7.97 | 10.59 | 29.66 | 791.0807 | 1.544% | 52.2307 | 31.0102 | 356.1228 | 1330.3419 | 1769.7057 | 2.2371
2018-12-11 08:00 | 48882.6559 | 316 | 194 | 2178 | 2905 | 12.35 | 4.01 | 11.55 | 17.97 | 716.1188 | 1.465% | 57.1721 | 11.3966 | 368.5277 | 764.7588 | 1201.8553 | 1.6783
2018-12-11 09:00 | 46114.6891 | 305 | 191 | 2178 | 2905 | 11.62 | 4.01 | 10.82 | 13.82 | 609.5989 | 1.322% | 46.8501 | 10.1247 | 311.523 | 530.7122 | 899.21 | 1.4751
2018-12-11 10:00 | 43613.843 | 312 | 254 | 1742 | 2842 | 13.85 | 8.11 | 3.11 | 15.73 | 535.1392 | 1.227% | 53.0209 | 25.2753 | 66.4739 | 548.5235 | 693.2936 | 1.2955
2018-12-11 11:00 | 41648.2617 | 275 | 301 | 1742 | 2842 | 7.64 | 13.02 | 0.98 | 10 | 481.2625 | 1.156% | 24.2779 | 45.2859 | 19.7269 | 328.4046 | 417.6952 | 0.86792
2018-12-11 12:00 | 40328.638 | 269 | 279 | 1742 | 2842 | 7 | 9.2 | 0.98 | 7.67 | 457.4618 | 1.134% | 21.3595 | 29.1161 | 19.3649 | 247.2639 | 317.1045 | 0.69318
2018-12-11 13:00 | 39457.8994 | 248 | 235 | 1742 | 2842 | 7 | 5.39 | 0.98 | 7.2 | 438.0486 | 1.11% | 19.2725 | 14.0619 | 18.9523 | 227.1668 | 279.4536 | 0.63795
2018-12-11 14:00 | 38830.4485 | 214 | 201 | 1574 | 2842 | 6.78 | 4.01 | 1.42 | 7 | 427.3698 | 1.101% | 15.9689 | 8.871 | 24.5994 | 218.9544 | 268.3936 | 0.62801
2018-12-11 15:00 | 38541.5573 | 212 | 185 | 1574 | 2842 | 6.8 | 4.01 | 1.38 | 7 | 428.0462 | 1.111% | 16.0105 | 8.2391 | 24.1238 | 220.9446 | 269.318 | 0.62918
2018-12-11 16:00 | 39357.8613 | 322 | 219 | 1574 | 2842 | 10 | 5.51 | 0.98 | 9.25 | 454.0445 | 1.154% | 37.1469 | 13.9207 | 17.795 | 303.2723 | 372.1349 | 0.8196
2018-12-11 17:00 | 42005.0345 | 489 | 244 | 1574 | 2842 | 22.98 | 7.45 | 3.49 | 20 | 514.2313 | 1.224% | 137.5676 | 22.2538 | 67.2492 | 695.8429 | 922.9134 | 1.7947
2018-12-11 18:00 | 43795.8968 | 196 | 308 | 1466 | 2842 | 7 | 11.03 | 1.56 | 13.65 | 567.8156 | 1.297% | 17.788 | 44.0454 | 29.6505 | 502.9567 | 594.4406 | 1.0469
2018-12-11 19:00 | 43933.6849 | 177 | 312 | 1466 | 2842 | 5 | 15.37 | 1.68 | 10 | 574.6515 | 1.308% | 11.5758 | 62.7242 | 32.2144 | 371.7329 | 478.2473 | 0.83224
2018-12-11 20:00 | 43643.2376 | 182 | 304 | 1466 | 2842 | 4 | 9.98 | 1.44 | 9.99 | 568.3324 | 1.302% | 9.4802 | 39.5084 | 27.4905 | 369.7218 | 446.2008 | 0.78511
2018-12-11 21:00 | 42324.0807 | 223 | 357 | 1466 | 2842 | 7.42 | 8.73 | 1.13 | 8 | 538.885 | 1.273% | 21.0677 | 39.6818 | 21.0922 | 289.4827 | 371.3243 | 0.68906
2018-12-11 22:00 | 39777.2151 | 307 | 412 | 1198 | 2985 | 12 | 50 | 0.97 | 12 | 484.5527 | 1.218% | 44.8773 | 250.9423 | 14.1558 | 436.3472 | 746.3226 | 1.5402
2018-12-11 23:00 | 37286.3877 | 206 | 347 | 1198 | 2985 | 6 | 20.6 | 0.97 | 12 | 434.1682 | 1.164% | 14.3922 | 83.2347 | 13.5312 | 417.0933 | 528.2514 | 1.2167
2018-12-12 | 35559.22 | 211 | 278 | 1198 | 2985 | 5 | 15.24 | 0.74 | 11.12 | 404.0399 | 1.136% | 11.9874 | 48.1395 | 10.073 | 377.1561 | 447.356 | 1.1072
2018-12-12 01:00 | 34643.2382 | 176 | 207 | 1198 | 2985 | 5 | 6 | 0.74 | 12.12 | 386.4232 | 1.115% | 9.8158 | 13.8537 | 9.8886 | 403.5447 | 437.1028 | 1.1312
2018-12-12 02:00 | 34161.1725 | 203 | 226 | 1460 | 2985 | 6.94 | 6 | 0.97 | 14.25 | 375.6538 | 1.1% | 15.4921 | 14.9113 | 15.5733 | 467.7505 | 513.7272 | 1.3676
2018-12-12 03:00 | 34030.7789 | 215 | 188 | 1460 | 2985 | 7 | 6 | 0.97 | 13.97 | 372.2388 | 1.094% | 16.4621 | 12.3384 | 15.4908 | 456.1319 | 500.4233 | 1.3444
2018-12-12 04:00 | 34881.7109 | 292 | 232 | 1460 | 2985 | 11.27 | 6 | 0.97 | 11.27 | 382.3148 | 1.096% | 36.0687 | 15.2568 | 15.522 | 368.7157 | 435.5631 | 1.1393
2018-12-12 05:00 | 37227.9108 | 460 | 428 | 1460 | 2985 | 15.43 | 10 | 0.99 | 15.27 | 419.2009 | 1.126% | 79.924 | 48.1945 | 16.2758 | 513.2594 | 657.6536 | 1.5688
2018-12-12 06:00 | 40818.5534 | 605 | 274 | 2178 | 2905 | 24.86 | 5.61 | 14.42 | 24.94 | 480.8742 | 1.178% | 177.1864 | 18.1087 | 369.996 | 853.5254 | 1418.8165 | 2.9505
2018-12-12 07:00 | 41762.6171 | 297 | 252 | 2178 | 2905 | 10 | 5.25 | 9.1 | 20 | 499.0724 | 1.195% | 35.4922 | 15.8101 | 236.851 | 694.3077 | 982.461 | 1.9686
2018-12-12 08:00 | 41003.0023 | 316 | 194 | 2178 | 2905 | 10.15 | 2.61 | 9.19 | 16.83 | 493.8217 | 1.204% | 38.6285 | 6.0981 | 241.0615 | 588.823 | 874.6112 | 1.7711
2018-12-12 09:00 | 40577.318 | 305 | 191 | 2178 | 2905 | 10.77 | 2.11 | 9.81 | 19.25 | 501.917 | 1.237% | 40.6316 | 4.985 | 264.2868 | 691.7122 | 1001.6156 | 1.9956
2018-12-12 10:00 | 40000.9977 | 312 | 254 | 1742 | 2842 | 9.38 | 3.5 | 2.2 | 17.68 | 484.3472 | 1.211% | 35.4359 | 10.7643 | 46.4041 | 608.4043 | 701.0087 | 1.4473
2018-12-12 11:00 | 39246.5104 | 275 | 301 | 1742 | 2842 | 6.4 | 4.01 | 0.97 | 9.25 | 452.1183 | 1.152% | 20.2751 | 13.9047 | 19.4657 | 302.8425 | 356.4881 | 0.78848
2018-12-12 12:00 | 38554.0029 | 269 | 279 | 1742 | 2842 | 5 | 2.11 | 0.97 | 10 | 423.7253 | 1.099% | 14.7821 | 6.47 | 18.571 | 312.3482 | 352.1713 | 0.83113
2018-12-12 13:00 | 38067.8837 | 248 | 235 | 1742 | 2842 | 5.73 | 1 | 0.97 | 10 | 437.0941 | 1.148% | 16.3163 | 2.6983 | 19.4015 | 326.3174 | 364.7336 | 0.83445
2018-12-12 14:00 | 37713.8493 | 214 | 201 | 1574 | 2842 | 5 | 1.13 | 1.33 | 10 | 425.627 | 1.129% | 12.0757 | 2.5633 | 23.6257 | 320.7395 | 359.0042 | 0.84347
2018-12-12 15:00 | 37465.3359 | 212 | 185 | 1574 | 2842 | 5 | 1 | 1.29 | 9.25 | 436.0173 | 1.164% | 12.3362 | 2.153 | 23.6303 | 305.9425 | 344.062 | 0.7891
2018-12-12 16:00 | 37964.4944 | 322 | 219 | 1574 | 2842 | 6.4 | 1 | 1 | 9.51 | 444.68 | 1.171% | 24.1383 | 2.5652 | 18.4363 | 316.5735 | 361.7133 | 0.81342
2018-12-12 17:00 | 40012.5605 | 489 | 244 | 1574 | 2842 | 27.12 | 4.01 | 0.99 | 27.32 | 479.4999 | 1.198% | 158.9245 | 11.7254 | 18.6738 | 930.4584 | 1119.782 | 2.3353
2018-12-12 18:00 | 41361.7959 | 196 | 308 | 1466 | 2842 | 5 | 10 | 1.24 | 16.58 | 514.6387 | 1.244% | 12.1935 | 38.3225 | 22.6182 | 586.2889 | 659.4231 | 1.2813
2018-12-12 19:00 | 41051.6924 | 177 | 312 | 1466 | 2842 | 5 | 10 | 0.99 | 15.7 | 492.9893 | 1.201% | 10.628 | 37.468 | 17.4291 | 535.8339 | 601.359 | 1.2198
2018-12-12 20:00 | 40464.8427 | 182 | 304 | 1466 | 2842 | 5 | 37.22 | 1.25 | 17.56 | 486.1768 | 1.201% | 10.9335 | 135.946 | 22.0171 | 599.6046 | 768.5011 | 1.5807
2018-12-12 21:00 | 39069.2923 | 223 | 357 | 1466 | 2842 | 5 | 42.06 | 1.23 | 12.09 | 455.5265 | 1.166% | 13.0003 | 175.0715 | 21.0241 | 400.6161 | 609.712 | 1.3385
2018-12-12 22:00 | 36645.2412 | 307 | 412 | 1198 | 2985 | 12 | 50.97 | 0.96 | 12 | 403.1713 | 1.1% | 40.5314 | 231.0382 | 12.6532 | 394.092 | 678.3148 | 1.6824
2018-12-12 23:00 | 34135.7698 | 206 | 347 | 1198 | 2985 | 4 | 50 | 0.96 | 18 | 354.8162 | 1.039% | 8.5649 | 180.3405 | 11.9542 | 558.4838 | 759.3434 | 2.1401
2018-12-13 | 32165.9251 | 211 | 278 | 1198 | 2985 | 5 | 34.46 | 0.74 | 14.25 | 323.1099 | 1.005% | 10.5976 | 96.2309 | 8.9052 | 427.2809 | 543.0145 | 1.6806
2018-12-13 01:00 | 31190.8351 | 176 | 207 | 1198 | 2985 | 5 | 7.64 | 0.73 | 14.25 | 305.0827 | 0.9781% | 8.6074 | 15.4687 | 8.554 | 416.0541 | 448.6843 | 1.4707
2018-12-13 02:00 | 30684.4692 | 203 | 226 | 1460 | 2985 | 5 | 6 | 0.96 | 14.25 | 296.9391 | 0.9677% | 9.8223 | 13.1223 | 13.5635 | 411.6309 | 448.139 | 1.5092
2018-12-13 03:00 | 30458.6695 | 215 | 188 | 1460 | 2985 | 5 | 6 | 0.96 | 14.25 | 294.3612 | 0.9664% | 10.3891 | 10.9013 | 13.5455 | 411.0823 | 445.9182 | 1.5149
2018-12-13 04:00 | 31183.9218 | 292 | 232 | 1460 | 2985 | 14.05 | 7.76 | 0.96 | 14.25 | 305.8209 | 0.9807% | 40.2342 | 17.6558 | 13.7455 | 417.1533 | 488.7888 | 1.5983
2018-12-13 05:00 | 33301.1113 | 460 | 428 | 1460 | 2985 | 85 | 150 | 0.98 | 83 | 342.6127 | 1.029% | 402.2736 | 660.5106 | 14.7205 | 2548.9846 | 3626.4893 | 10.5848
2018-12-13 06:00 | 36884.6793 | 605 | 274 | 2178 | 2905 | 86.41 | 15.35 | 10.22 | 38 | 405.962 | 1.101% | 575.3853 | 46.2912 | 244.9899 | 1214.9799 | 2081.6463 | 5.1277
2018-12-13 07:00 | 38250.6129 | 297 | 252 | 2178 | 2905 | 15 | 14.37 | 6.34 | 26 | 433.2204 | 1.133% | 50.4566 | 41.0136 | 156.3931 | 855.4408 | 1103.3041 | 2.5468
2018-12-13 08:00 | 37904.8027 | 316 | 194 | 2178 | 2905 | 15 | 5.11 | 6.69 | 26 | 420.3024 | 1.109% | 52.5589 | 10.9923 | 161.5666 | 837.5044 | 1062.6222 | 2.5282
2018-12-13 09:00 | 38068.1595 | 305 | 191 | 2178 | 2905 | 15 | 6.51 | 3.99 | 32 | 405.7824 | 1.066% | 48.7666 | 13.254 | 92.6322 | 990.8945 | 1145.5472 | 2.8231
2018-12-13 10:00 | 38234.3385 | 312 | 254 | 1742 | 2842 | 15 | 25.5 | 1.51 | 28 | 393.7771 | 1.03% | 48.1995 | 66.7069 | 27.0908 | 819.5566 | 961.5538 | 2.4419
2018-12-13 11:00 | 38326.9925 | 275 | 301 | 1742 | 2842 | 7.92 | 150 | 0.97 | 12.31 | 385.5141 | 1.006% | 21.9075 | 454.1437 | 16.9963 | 351.8987 | 844.9463 | 2.1917
2018-12-13 12:00 | 38207.4723 | 269 | 279 | 1742 | 2842 | 6.76 | 34.61 | 0.96 | 11.08 | 377.0111 | 0.9867% | 17.9434 | 95.2822 | 16.5016 | 310.7203 | 440.4475 | 1.1683
2018-12-13 13:00 | 38326.5342 | 248 | 235 | 1742 | 2842 | 6.4 | 17.91 | 0.96 | 10.35 | 372.264 | 0.9713% | 15.4164 | 40.8804 | 16.2432 | 285.7038 | 358.2437 | 0.96234
2018-12-13 14:00 | 38289.2203 | 214 | 201 | 1574 | 2842 | 6.4 | 5.11 | 1.27 | 9.25 | 370.9088 | 0.9687% | 13.2674 | 9.9496 | 19.3642 | 254.6575 | 297.2386 | 0.80138
2018-12-13 15:00 | 38302.1132 | 212 | 185 | 1574 | 2842 | 5.58 | 5.01 | 0.99 | 9.25 | 373.9238 | 0.9762% | 11.5486 | 9.0484 | 15.2125 | 256.6411 | 292.4506 | 0.78211
2018-12-13 16:00 | 38968.0384 | 322 | 219 | 1574 | 2842 | 12.4 | 8.61 | 0.99 | 12.6 | 403.0198 | 1.034% | 41.2948 | 19.5014 | 16.116 | 370.3501 | 447.2623 | 1.1098
2018-12-13 17:00 | 40972.7037 | 489 | 244 | 1574 | 2842 | 30.07 | 8.18 | 0.98 | 26.34 | 475.9459 | 1.162% | 170.8068 | 23.1849 | 17.9182 | 869.5665 | 1081.4764 | 2.2723
2018-12-13 18:00 | 42739.4749 | 196 | 308 | 1466 | 2842 | 7 | 28.84 | 0.99 | 18.02 | 543.1218 | 1.271% | 17.435 | 112.8792 | 18.4432 | 650.799 | 799.5565 | 1.4721
2018-12-13 19:00 | 43005.1901 | 177 | 312 | 1466 | 2842 | 5 | 10.52 | 0.98 | 15.38 | 569.8374 | 1.325% | 11.7266 | 43.4911 | 19.0366 | 579.1759 | 653.4302 | 1.1467
2018-12-13 20:00 | 42945.5478 | 182 | 304 | 1466 | 2842 | 4 | 6 | 1 | 15 | 584.3889 | 1.361% | 9.9064 | 24.8204 | 19.9488 | 580.0951 | 634.7707 | 1.0862
2018-12-13 21:00 | 42127.3369 | 223 | 357 | 1466 | 2842 | 11.52 | 18.9 | 1.17 | 11.72 | 571.7283 | 1.357% | 34.8645 | 91.5705 | 23.278 | 452.0405 | 601.7535 | 1.0525
2018-12-13 22:00 | 40139.024 | 307 | 412 | 1198 | 2985 | 12 | 125 | 0.95 | 12 | 530.685 | 1.322% | 48.7068 | 680.8904 | 15.047 | 473.5824 | 1218.2266 | 2.2956
2018-12-13 23:00 | 38081.7109 | 206 | 347 | 1198 | 2985 | 4 | 50 | 0.95 | 8 | 495.6402 | 1.302% | 10.7245 | 225.8133 | 14.8126 | 310.8024 | 562.1528 | 1.1342
2018-12-14 | 36788.5752 | 211 | 278 | 1198 | 2985 | 6.2 | 8.61 | 0.74 | 9.25 | 477.1502 | 1.297% | 16.9674 | 31.0449 | 11.4982 | 358.1197 | 417.6302 | 0.87526
2018-12-14 01:00 | 36179.2386 | 176 | 207 | 1198 | 2985 | 5 | 6 | 0.72 | 9.25 | 474.1406 | 1.311% | 11.5327 | 16.2768 | 11.3041 | 361.8543 | 400.968 | 0.84567
2018-12-14 02:00 | 36105.029 | 203 | 226 | 1460 | 2985 | 6.45 | 6 | 0.95 | 8.64 | 480.6886 | 1.331% | 17.4322 | 18.0533 | 18.466 | 343.3636 | 397.315 | 0.82655
2018-12-14 03:00 | 36505.1058 | 215 | 188 | 1460 | 2985 | 6.77 | 6 | 0.95 | 9.25 | 493.0974 | 1.351% | 19.661 | 15.2366 | 18.7351 | 372.9625 | 426.5952 | 0.86513
2018-12-14 04:00 | 37820.6741 | 292 | 232 | 1460 | 2985 | 8 | 6 | 0.95 | 8 | 517.1031 | 1.367% | 31.939 | 19.0321 | 18.9638 | 326.4993 | 396.4341 | 0.76664
2018-12-14 05:00 | 40775.3922 | 460 | 428 | 1460 | 2985 | 29.83 | 22.35 | 0.97 | 18 | 569.4439 | 1.397% | 191.6302 | 133.59 | 19.7778 | 750.3599 | 1095.3579 | 1.9236
2018-12-14 06:00 | 45045.067 | 605 | 274 | 2178 | 2905 | 37.27 | 8.61 | 8.33 | 30 | 650.9814 | 1.445% | 325.8638 | 34.0938 | 262.1949 | 1259.4727 | 1881.6251 | 2.8904
2018-12-14 07:00 | 46858.9156 | 297 | 252 | 2178 | 2905 | 12.88 | 5.96 | 4.99 | 18.79 | 684.4345 | 1.461% | 55.8743 | 21.9375 | 158.7443 | 797.2831 | 1033.8391 | 1.5105
2018-12-14 08:00 | 46633.3226 | 316 | 194 | 2178 | 2905 | 12.05 | 3.5 | 4.99 | 18 | 670.3582 | 1.438% | 54.7375 | 9.7607 | 156.2316 | 751.6735 | 972.4033 | 1.4506
2018-12-14 09:00 | 46589.2252 | 305 | 191 | 2178 | 2905 | 10.92 | 3.5 | 2 | 17.3 | 656.1871 | 1.408% | 46.9099 | 9.4155 | 61.3522 | 707.8389 | 825.5165 | 1.2581
2018-12-14 10:00 | 46576.6754 | 312 | 254 | 1742 | 2842 | 7.51 | 4.17 | 0.99 | 14.3 | 641.902 | 1.378% | 32.292 | 14.5972 | 23.7675 | 560.0933 | 630.75 | 0.98263
2018-12-14 11:00 | 46092.5237 | 275 | 301 | 1742 | 2842 | 5 | 5 | 0.96 | 10 | 623.6666 | 1.353% | 18.6048 | 20.3638 | 22.6277 | 384.544 | 446.1403 | 0.71535
2018-12-14 12:00 | 45344.7054 | 269 | 279 | 1742 | 2842 | 5 | 5 | 0.95 | 9.55 | 597.8504 | 1.318% | 17.7332 | 18.3925 | 21.8191 | 357.8437 | 415.7886 | 0.69547
2018-12-14 13:00 | 44819.0748 | 248 | 235 | 1742 | 2842 | 5 | 4.01 | 0.95 | 9.25 | 580.7961 | 1.296% | 16.0688 | 12.2116 | 21.4453 | 340.6643 | 390.39 | 0.67216
2018-12-14 14:00 | 44271.9456 | 214 | 201 | 1574 | 2842 | 4 | 2.11 | 0.99 | 7.61 | 562.5005 | 1.271% | 10.876 | 5.3886 | 19.7986 | 274.7913 | 310.8545 | 0.55263
2018-12-14 15:00 | 44005.511 | 212 | 185 | 1574 | 2842 | 2.01 | 2.61 | 0.98 | 9.25 | 548.7179 | 1.247% | 5.3134 | 6.0208 | 19.2341 | 327.7992 | 358.3675 | 0.6531
2018-12-14 16:00 | 44324.6191 | 322 | 219 | 1574 | 2842 | 4 | 2.61 | 0.98 | 9.25 | 553.0448 | 1.248% | 16.0706 | 7.1318 | 19.2462 | 328.0055 | 370.4541 | 0.66984
2018-12-14 17:00 | 45714.0276 | 489 | 244 | 1574 | 2842 | 33.03 | 3.5 | 1.14 | 35.93 | 614.3434 | 1.344% | 217.0597 | 11.4768 | 24.1141 | 1372.2807 | 1624.9313 | 2.645
2018-12-14 18:00 | 46307.8297 | 196 | 308 | 1466 | 2842 | 8.77 | 6.48 | 0.98 | 24.33 | 642.5351 | 1.388% | 23.8505 | 27.6929 | 19.9344 | 959.4197 | 1030.8975 | 1.6044
2018-12-14 19:00 | 45434.6402 | 177 | 312 | 1466 | 2842 | 5 | 5.6 | 0.97 | 21.13 | 619.6102 | 1.364% | 12.0691 | 23.8273 | 19.3927 | 818.9456 | 874.2346 | 1.4109
2018-12-14 20:00 | 44727.7337 | 182 | 304 | 1466 | 2842 | 5 | 4.01 | 0.99 | 14.48 | 601.8786 | 1.346% | 12.2454 | 16.404 | 19.53 | 553.7639 | 601.9432 | 1.0001
2018-12-14 21:00 | 43632.9638 | 223 | 357 | 1466 | 2842 | 5.22 | 5.97 | 0.99 | 12.76 | 580.1208 | 1.33% | 15.4767 | 28.3365 | 19.2962 | 482.1459 | 545.2554 | 0.9399
2018-12-14 22:00 | 41784.5804 | 307 | 412 | 1198 | 2985 | 11.8 | 8.61 | 0.89 | 12 | 547.7412 | 1.311% | 47.4876 | 46.5007 | 13.9768 | 469.5534 | 577.5184 | 1.0544
2018-12-14 23:00 | 40030.4661 | 206 | 347 | 1198 | 2985 | 5 | 3.5 | 0.89 | 12.07 | 511.7198 | 1.278% | 13.1668 | 15.5253 | 13.6298 | 460.5674 | 502.8892 | 0.98274
2018-12-15 | 38595.9632 | 211 | 278 | 1198 | 2985 | 2.01 | 3.01 | 0.73 | 7.93 | 481.4056 | 1.247% | 5.2899 | 10.4371 | 10.9081 | 295.2479 | 321.883 | 0.66863
2018-12-15 01:00 | 37875.3694 | 176 | 207 | 1198 | 2985 | 1 | 2.11 | 0.71 | 5.45 | 480.2623 | 1.268% | 2.2317 | 5.5383 | 10.7854 | 206.2825 | 224.8379 | 0.46816
2018-12-15 02:00 | 37537.1419 | 203 | 226 | 1460 | 2985 | 1 | 3 | 0.94 | 5.16 | 489.8435 | 1.305% | 2.6491 | 8.8476 | 17.9092 | 200.9973 | 230.4032 | 0.47036
2018-12-15 03:00 | 37699.9762 | 215 | 188 | 1460 | 2985 | 2.01 | 0.9 | 0.94 | 6.46 | 507.733 | 1.347% | 5.8201 | 2.2787 | 18.4831 | 259.6995 | 286.2814 | 0.56384
2018-12-15 04:00 | 38448.0921 | 292 | 232 | 1460 | 2985 | 3.18 | 1.82 | 0.94 | 7.57 | 538.9983 | 1.402% | 13.0174 | 5.9193 | 19.2395 | 316.7764 | 354.9526 | 0.65854
2018-12-15 05:00 | 39980.7438 | 460 | 428 | 1460 | 2985 | 10.42 | 6 | 0.96 | 10.63 | 584.8021 | 1.463% | 70.1106 | 37.5624 | 20.5013 | 464.1257 | 592.3 | 1.0128
2018-12-15 06:00 | 42266.427 | 605 | 274 | 2178 | 2905 | 13.7 | 2.65 | 8.17 | 13.9 | 639.2707 | 1.512% | 125.3618 | 10.9821 | 269.1344 | 610.7314 | 1016.2097 | 1.5896
2018-12-15 07:00 | 44145.2509 | 297 | 252 | 2178 | 2905 | 9.89 | 1.71 | 4.99 | 21.31 | 697.5834 | 1.58% | 46.4157 | 6.8094 | 171.7396 | 978.2317 | 1203.1964 | 1.7248
2018-12-15 08:00 | 44448.2171 | 316 | 194 | 2178 | 2905 | 9.43 | 0.55 | 6.67 | 24.18 | 694.2922 | 1.562% | 46.5465 | 1.6667 | 226.9194 | 1097.2115 | 1372.3441 | 1.9766
2018-12-15 09:00 | 43241.469 | 305 | 191 | 2178 | 2905 | 9.29 | 1.09 | 8.33 | 20.57 | 652.617 | 1.509% | 42.7635 | 3.1421 | 273.8173 | 901.8585 | 1221.5813 | 1.8718
2018-12-15 10:00 | 41551.3886 | 312 | 254 | 1742 | 2842 | 5 | 1.63 | 1.22 | 10.79 | 599.9285 | 1.444% | 22.5236 | 5.9777 | 30.6847 | 442.7509 | 501.937 | 0.83666
2018-12-15 11:00 | 39653.0117 | 275 | 301 | 1742 | 2842 | 4.06 | 2.61 | 0.97 | 9.73 | 543.5451 | 1.371% | 15.3045 | 10.7688 | 23.1622 | 379.0498 | 428.2853 | 0.78795
2018-12-15 12:00 | 37918.0657 | 269 | 279 | 1742 | 2842 | 3.72 | 2.61 | 0.94 | 7 | 488.581 | 1.289% | 12.8939 | 9.3829 | 21.0992 | 256.3377 | 299.7138 | 0.61344
2018-12-15 13:00 | 36332.8515 | 248 | 235 | 1742 | 2842 | 2.87 | 0.87 | 0.94 | 7 | 453.9159 | 1.249% | 8.8922 | 2.5542 | 20.4575 | 248.541 | 280.4449 | 0.61783
2018-12-15 14:00 | 35355.8427 | 214 | 201 | 1574 | 2842 | 1.74 | 0.01 | 1.15 | 7 | 431.1077 | 1.219% | 4.5403 | 0.024509 | 22.0713 | 242.5754 | 269.2115 | 0.62446
2018-12-15 15:00 | 34867.8629 | 212 | 185 | 1574 | 2842 | 1.09 | 0.01 | 2.72 | 7 | 420.5798 | 1.206% | 2.7873 | 0.022315 | 51.6412 | 239.9635 | 294.4144 | 0.70002
2018-12-15 16:00 | 35146.6937 | 322 | 219 | 1574 | 2842 | 4 | 0.01 | 0.97 | 8.59 | 427.8992 | 1.217% | 15.681 | 0.026663 | 18.588 | 297.2174 | 331.5131 | 0.77475
2018-12-15 17:00 | 37087.0244 | 489 | 244 | 1574 | 2842 | 22.49 | 2.11 | 0.99 | 22.69 | 468.2587 | 1.263% | 138.8552 | 6.5003 | 19.6745 | 814.1837 | 979.2137 | 2.0912
2018-12-15 18:00 | 39187.8349 | 196 | 308 | 1466 | 2842 | 7 | 3.5 | 0.97 | 16.09 | 508.2443 | 1.297% | 17.7941 | 13.9811 | 18.4428 | 593.0638 | 643.2817 | 1.2657
2018-12-15 19:00 | 39610.8958 | 177 | 312 | 1466 | 2842 | 2.14 | 3.5 | 0.96 | 13.81 | 510.9736 | 1.29% | 4.8862 | 14.0866 | 18.1547 | 506.2926 | 543.4201 | 1.0635
2018-12-15 20:00 | 39852.5602 | 182 | 304 | 1466 | 2842 | 2.88 | 4.65 | 2.32 | 10 | 533.1209 | 1.338% | 7.0119 | 18.9102 | 45.4979 | 380.1838 | 451.6037 | 0.84709
2018-12-15 21:00 | 40008.7047 | 223 | 357 | 1466 | 2842 | 4 | 6 | 1.42 | 10 | 519.0864 | 1.297% | 11.5731 | 27.791 | 27.0089 | 368.7306 | 435.1037 | 0.83821
2018-12-15 22:00 | 39586.6797 | 307 | 412 | 1198 | 2985 | 11.27 | 6.51 | 0.89 | 11.47 | 505.2211 | 1.276% | 44.1565 | 34.2303 | 13.6075 | 436.9585 | 528.9528 | 1.047
2018-12-15 23:00 | 38768.2805 | 206 | 347 | 1198 | 2985 | 10.33 | 6 | 0.89 | 10.53 | 485.3162 | 1.252% | 26.6389 | 26.0633 | 13.3474 | 393.4784 | 459.5279 | 0.94686
2018-12-16 | 37980.3151 | 211 | 278 | 1198 | 2985 | 4.19 | 3.98 | 0.72 | 5.85 | 476.0122 | 1.253% | 11.0804 | 13.8672 | 10.8106 | 218.8566 | 254.6148 | 0.53489
2018-12-16 01:00 | 37651.2646 | 176 | 207 | 1198 | 2985 | 4 | 3.01 | 0.71 | 5.64 | 477.3478 | 1.268% | 8.9254 | 7.8994 | 10.7838 | 213.4415 | 241.05 | 0.50498
2018-12-16 02:00 | 37644.2594 | 203 | 226 | 1460 | 2985 | 4 | 3.46 | 0.93 | 6.48 | 486.5806 | 1.293% | 10.4957 | 10.1074 | 17.5506 | 250.0204 | 288.1741 | 0.59224
2018-12-16 03:00 | 37693.5612 | 215 | 188 | 1460 | 2985 | 4 | 1.04 | 0.93 | 7.25 | 508.807 | 1.35% | 11.6087 | 2.6392 | 18.3283 | 292.1247 | 324.7009 | 0.63816
2018-12-16 04:00 | 38194.5537 | 292 | 232 | 1460 | 2985 | 7.37 | 1.41 | 0.93 | 8 | 540.5025 | 1.415% | 30.4542 | 4.6292 | 19.2146 | 337.933 | 392.231 | 0.72568
2018-12-16 05:00 | 39089.9811 | 460 | 428 | 1460 | 2985 | 15 | 6 | 0.95 | 10.94 | 581.3357 | 1.487% | 102.615 | 38.1906 | 20.6271 | 485.6498 | 647.0824 | 1.1131
2018-12-16 06:00 | 40680.82 | 605 | 274 | 2178 | 2905 | 16.1 | 2.61 | 7.95 | 16.3 | 625.3796 | 1.537% | 149.7391 | 10.9937 | 266.1822 | 727.9269 | 1154.8419 | 1.8466
2018-12-16 07:00 | 42121.4082 | 297 | 252 | 2178 | 2905 | 8 | 1.57 | 5.44 | 18.65 | 672.1831 | 1.596% | 37.9168 | 6.3137 | 189.0782 | 864.589 | 1097.8977 | 1.6333
2018-12-16 08:00 | 42624.7968 | 316 | 194 | 2178 | 2905 | 9.4 | 0.5 | 6.64 | 21 | 663.2021 | 1.556% | 46.2167 | 1.5092 | 225.014 | 949.181 | 1221.9209 | 1.8425
2018-12-16 09:00 | 41826.2988 | 305 | 191 | 2178 | 2905 | 9.64 | 0.69 | 8.68 | 21.35 | 631.6439 | 1.51% | 44.4017 | 1.9902 | 285.4963 | 936.6274 | 1268.5157 | 2.0083
2018-12-16 10:00 | 40367.3447 | 312 | 254 | 1742 | 2842 | 5 | 1.24 | 1.45 | 16 | 584.2946 | 1.447% | 22.5801 | 4.5589 | 36.561 | 658.1816 | 721.8816 | 1.2355
2018-12-16 11:00 | 38579.0569 | 275 | 301 | 1742 | 2842 | 4 | 2.11 | 0.97 | 7.94 | 545.6376 | 1.414% | 15.5577 | 8.9826 | 23.8986 | 319.1518 | 367.5907 | 0.67369
2018-12-16 12:00 | 37010.2125 | 269 | 279 | 1742 | 2842 | 4 | 1.15 | 0.97 | 8.62 | 518.531 | 1.401% | 15.0753 | 4.4953 | 23.6741 | 343.2294 | 386.474 | 0.74532
2018-12-16 13:00 | 36095.4336 | 248 | 235 | 1742 | 2842 | 2.04 | 0.63 | 0.97 | 7 | 507.7848 | 1.407% | 7.1172 | 2.0827 | 23.771 | 279.8656 | 312.8365 | 0.61608
2018-12-16 14:00 | 35479.4023 | 214 | 201 | 1574 | 2842 | 1.56 | 0.01 | 0.99 | 6.92 | 482.2606 | 1.359% | 4.5378 | 0.027321 | 21.1809 | 267.3226 | 293.0687 | 0.6077
2018-12-16 15:00 | 35407.0322 | 212 | 185 | 1574 | 2842 | 1 | 0.01 | 0.99 | 6.81 | 480.332 | 1.357% | 2.876 | 0.025097 | 21.1394 | 262.5568 | 286.5972 | 0.59666
2018-12-16 16:00 | 35858.8623 | 322 | 219 | 1574 | 2842 | 4 | 0.01 | 0.97 | 7.53 | 499.9188 | 1.394% | 17.9564 | 0.030531 | 21.2853 | 298.3472 | 337.6194 | 0.67535
2018-12-16 17:00 | 38155.7239 | 489 | 244 | 1574 | 2842 | 27.5 | 1.67 | 1.08 | 32.03 | 558.6987 | 1.464% | 196.9063 | 5.9666 | 24.8912 | 1332.9043 | 1560.6683 | 2.7934
2018-12-16 18:00 | 40013.5032 | 196 | 308 | 1466 | 2842 | 8 | 3.26 | 0.96 | 18.36 | 604.8426 | 1.512% | 23.7018 | 15.1776 | 21.2736 | 788.7375 | 848.8906 | 1.4035
2018-12-16 19:00 | 40247.0472 | 177 | 312 | 1466 | 2842 | 4.5 | 2.62 | 0.95 | 15.25 | 609.5697 | 1.515% | 12.0636 | 12.3807 | 21.0934 | 656.4223 | 701.9599 | 1.1516
2018-12-16 20:00 | 40044.3284 | 182 | 304 | 1466 | 2842 | 4 | 2.15 | 0.99 | 12 | 596.2371 | 1.489% | 10.8395 | 9.7317 | 21.6096 | 507.789 | 549.9699 | 0.9224
2018-12-16 21:00 | 39145.9173 | 223 | 357 | 1466 | 2842 | 4 | 4.4 | 0.99 | 10 | 568.8313 | 1.453% | 12.9617 | 22.8254 | 21.0895 | 412.9724 | 469.849 | 0.82599
2018-12-16 22:00 | 37225.5621 | 307 | 412 | 1198 | 2985 | 9.42 | 4.01 | 0.89 | 9.65 | 513.3311 | 1.379% | 39.8791 | 22.7823 | 14.7029 | 397.2171 | 474.5815 | 0.92451
2018-12-16 23:00 | 35024.3216 | 206 | 347 | 1198 | 2985 | 4 | 4.01 | 0.89 | 8.27 | 465.3646 | 1.329% | 10.9484 | 18.4883 | 14.1668 | 327.9997 | 371.6032 | 0.79852
2018-12-17 | 33618.7383 | 211 | 278 | 1198 | 2985 | 4 | 3 | 0.73 | 6.65 | 440.5361 | 1.31% | 11.0597 | 10.9286 | 11.4599 | 260.1154 | 293.5636 | 0.66638
2018-12-17 01:00 | 33031.4638 | 176 | 207 | 1198 | 2985 | 2.01 | 1 | 0.7 | 6.54 | 433.1391 | 1.311% | 4.6388 | 2.7144 | 10.9965 | 255.9892 | 274.3389 | 0.63337
2018-12-17 02:00 | 32992.9648 | 203 | 226 | 1460 | 2985 | 4 | 1 | 0.92 | 6.42 | 433.4594 | 1.314% | 10.668 | 2.9692 | 17.6469 | 251.7714 | 283.0555 | 0.65301
2018-12-17 03:00 | 33491.317 | 215 | 188 | 1460 | 2985 | 4 | 0.66 | 0.92 | 7.25 | 437.0355 | 1.305% | 11.2223 | 1.6191 | 17.5277 | 282.4014 | 312.7706 | 0.71566
2018-12-17 04:00 | 34755.983 | 292 | 232 | 1460 | 2985 | 4.84 | 2.11 | 0.92 | 8 | 461.3336 | 1.327% | 18.7592 | 6.4976 | 17.829 | 316.9712 | 360.057 | 0.78047
2018-12-17 05:00 | 37622.8379 | 460 | 428 | 1460 | 2985 | 8 | 4.01 | 0.94 | 8.53 | 514.9671 | 1.369% | 50.3704 | 23.4918 | 18.7849 | 348.5149 | 441.162 | 0.85668
2018-12-17 06:00 | 41727.2314 | 605 | 274 | 2178 | 2905 | 21.83 | 3 | 8.56 | 24.05 | 593.2004 | 1.422% | 187.7548 | 11.6857 | 265.0413 | 993.2146 | 1457.6963 | 2.4573
2018-12-17 07:00 | 43131.0888 | 297 | 252 | 2178 | 2905 | 13 | 1.77 | 8.1 | 31.09 | 624.3815 | 1.448% | 55.8933 | 6.457 | 255.3892 | 1307.4542 | 1625.1936 | 2.6029
2018-12-17 08:00 | 42636.9059 | 316 | 194 | 2178 | 2905 | 9.43 | 0.54 | 6.67 | 24.25 | 608.4503 | 1.427% | 42.5244 | 1.495 | 207.3114 | 1005.3037 | 1256.6345 | 2.0653
2018-12-17 09:00 | 42100.2308 | 305 | 191 | 2178 | 2905 | 10.19 | 1.07 | 9.23 | 21.27 | 579.8233 | 1.377% | 42.8041 | 2.8147 | 276.8667 | 850.9907 | 1173.4762 | 2.0239
2018-12-17 10:00 | 41148.4596 | 312 | 254 | 1742 | 2842 | 4.87 | 1.43 | 1.38 | 14.37 | 541.2267 | 1.315% | 19.9852 | 4.7774 | 31.6193 | 537.1635 | 593.5455 | 1.0967
2018-12-17 11:00 | 40084.7806 | 275 | 301 | 1742 | 2842 | 4 | 2.11 | 0.97 | 9 | 502.0752 | 1.253% | 13.7779 | 7.955 | 21.1646 | 320.373 | 363.2704 | 0.72354
2018-12-17 12:00 | 39103.4297 | 269 | 279 | 1742 | 2842 | 3 | 1.8 | 0.96 | 7.5 | 473.232 | 1.21% | 9.7664 | 6.0777 | 20.2385 | 257.9554 | 294.0379 | 0.62134
2018-12-17 13:00 | 38479.8434 | 248 | 235 | 1742 | 2842 | 1.89 | 0.44 | 0.96 | 6.63 | 450.9768 | 1.172% | 5.4933 | 1.2118 | 19.5993 | 220.8302 | 247.1346 | 0.548
2018-12-17 14:00 | 38048.6422 | 214 | 201 | 1574 | 2842 | 1.36 | 0.08 | 0.98 | 6.08 | 431.0163 | 1.133% | 3.2969 | 0.18215 | 17.4737 | 195.7412 | 216.6939 | 0.50275
2018-12-17 15:00 | 37673.3164 | 212 | 185 | 1574 | 2842 | 1 | 0.01 | 0.98 | 6.25 | 418.9727 | 1.112% | 2.3577 | 0.020574 | 17.1547 | 197.5404 | 217.0734 | 0.51811
2018-12-17 16:00 | 37923.3889 | 322 | 219 | 1574 | 2842 | 3.18 | 0.28 | 0.96 | 7.08 | 428.3407 | 1.129% | 11.5655 | 0.6926 | 17.067 | 227.2687 | 256.5938 | 0.59904
2018-12-17 17:00 | 39907.1487 | 489 | 244 | 1574 | 2842 | 31.32 | 2.52 | 1.46 | 35.99 | 488.8271 | 1.225% | 187.601 | 7.5317 | 28.1489 | 1252.8829 | 1476.1646 | 3.0198
2018-12-17 18:00 | 41934.3284 | 196 | 308 | 1466 | 2842 | 7 | 2.95 | 0.95 | 14.77 | 563.2977 | 1.343% | 18.4299 | 12.2051 | 18.7079 | 563.862 | 613.2049 | 1.0886
2018-12-17 19:00 | 42098.8753 | 177 | 312 | 1466 | 2842 | 4 | 2.61 | 0.94 | 10.87 | 578.2209 | 1.373% | 9.7243 | 11.1845 | 18.9271 | 424.3038 | 464.1398 | 0.8027
2018-12-17 20:00 | 41875.2968 | 182 | 304 | 1466 | 2842 | 4 | 3.5 | 0.98 | 11.44 | 581.7875 | 1.389% | 10.1143 | 14.7825 | 19.9603 | 451.7068 | 496.5639 | 0.85351
2018-12-17 21:00 | 40810.2128 | 223 | 357 | 1466 | 2842 | 4 | 4.51 | 0.98 | 10 | 563.2526 | 1.38% | 12.3112 | 22.2218 | 19.8287 | 392.2459 | 446.6076 | 0.79291
2018-12-17 22:00 | 38792.2327 | 307 | 412 | 1198 | 2985 | 10.29 | 6 | 1.1 | 10.49 | 499.8328 | 1.288% | 40.7037 | 31.8514 | 16.9797 | 403.4594 | 492.9941 | 0.98632
2018-12-17 23:00 | 36657.5029 | 206 | 347 | 1198 | 2985 | 8.38 | 6 | 1.1 | 8.58 | 435.7678 | 1.189% | 20.5212 | 24.7499 | 15.6654 | 304.4556 | 365.3921 | 0.8385
2018-12-18 | 35346.3287 | 211 | 278 | 1198 | 2985 | 4 | 4.01 | 0.74 | 5 | 423.6676 | 1.199% | 10.1163 | 13.362 | 10.626 | 178.8938 | 212.9981 | 0.50275
2018-12-18 01:00 | 34979.859 | 176 | 207 | 1198 | 2985 | 2.61 | 3.11 | 0.71 | 5 | 430.0584 | 1.229% | 5.6476 | 7.9148 | 10.4574 | 183.4948 | 207.5146 | 0.48253
2018-12-18 02:00 | 35107.2796 | 203 | 226 | 1460 | 2985 | 3.26 | 3.46 | 0.91 | 5 | 445.7929 | 1.27% | 8.4033 | 9.9293 | 16.8706 | 189.5179 | 224.7212 | 0.50409
2018-12-18 03:00 | 35626.4511 | 215 | 188 | 1460 | 2985 | 4 | 3 | 0.91 | 5 | 472.642 | 1.327% | 11.4093 | 7.4824 | 17.626 | 198.0041 | 234.5217 | 0.49619
2018-12-18 04:00 | 36856.541 | 292 | 232 | 1460 | 2985 | 5 | 3.5 | 0.91 | 5 | 498.2819 | 1.352% | 19.7385 | 10.9778 | 17.962 | 201.7785 | 250.4568 | 0.50264
2018-12-18 05:00 | 39756.8353 | 460 | 428 | 1460 | 2985 | 8 | 8.11 | 0.93 | 8 | 549.9514 | 1.383% | 50.905 | 48.015 | 18.7823 | 330.3291 | 448.0314 | 0.81467
2018-12-18 06:00 | 43850.2845 | 605 | 274 | 2178 | 2905 | 19.69 | 3 | 9.75 | 19.89 | 616.9887 | 1.407% | 167.6123 | 11.5658 | 298.7908 | 812.991 | 1290.9599 | 2.0924
2018-12-18 07:00 | 45037.8968 | 297 | 252 | 2178 | 2905 | 10.43 | 1.22 | 8.83 | 20 | 617.5437 | 1.371% | 42.4747 | 4.2155 | 263.6988 | 796.6466 | 1107.0356 | 1.7926
2018-12-18 08:00 | 44005.6865 | 316 | 194 | 2178 | 2905 | 8.39 | 0.14 | 7.59 | 15.34 | 590.1871 | 1.341% | 35.5574 | 0.36426 | 221.7076 | 597.6575 | 855.2868 | 1.4492
2018-12-18 09:00 | 42739.6028 | 305 | 191 | 2178 | 2905 | 8.44 | 0.39 | 8.01 | 15 | 568.1482 | 1.329% | 34.2195 | 0.99021 | 231.9111 | 579.2533 | 846.3741 | 1.4897
2018-12-18 10:00 | 41429.9293 | 312 | 254 | 1742 | 2842 | 4.17 | 0.91 | 1.09 | 9.84 | 517.0158 | 1.248% | 16.236 | 2.8845 | 23.6954 | 348.9866 | 391.8025 | 0.75782
2018-12-18 11:00 | 40009.3821 | 275 | 301 | 1742 | 2842 | 3.84 | 3.11 | 1.07 | 6.15 | 464.5764 | 1.161% | 12.2619 | 10.8698 | 21.6435 | 202.9526 | 247.7278 | 0.53323
2018-12-18 12:00 | 38622.4834 | 269 | 279 | 1742 | 2842 | 2.07 | 1.44 | 0.97 | 6 | 428.5387 | 1.11% | 6.1783 | 4.4578 | 18.7486 | 189.2017 | 218.5865 | 0.51007
2018-12-18 13:00 | 37742.6783 | 248 | 235 | 1742 | 2842 | 2.01 | 0.39 | 1 | 6 | 413.9391 | 1.097% | 5.467 | 1.0052 | 19.1052 | 187.0161 | 212.5935 | 0.51359
2018-12-18 14:00 | 36993.4843 | 214 | 201 | 1574 | 2842 | 1.94 | 0.01 | 2.81 | 6 | 409.0771 | 1.106% | 4.5909 | 0.022227 | 48.9093 | 188.5625 | 242.0848 | 0.59178
2018-12-18 15:00 | 36579.0192 | 212 | 185 | 1574 | 2842 | 1.87 | 0.01 | 2.89 | 6 | 417.1706 | 1.14% | 4.5213 | 0.021099 | 51.8781 | 194.472 | 250.8924 | 0.60141
2018-12-18 16:00 | 37076.706 | 322 | 219 | 1574 | 2842 | 4 | 0.01 | 0.95 | 8.37 | 438.7515 | 1.183% | 15.2417 | 0.025916 | 17.6948 | 281.4926 | 314.4551 | 0.7167
2018-12-18 17:00 | 39285.5637 | 489 | 244 | 1574 | 2842 | 29.69 | 2.11 | 1.48 | 35 | 504.0178 | 1.283% | 186.2653 | 6.6052 | 29.8868 | 1276.1596 | 1498.9169 | 2.9739
2018-12-18 18:00 | 41136.3899 | 196 | 308 | 1466 | 2842 | 7 | 3.5 | 0.94 | 21.48 | 564.5635 | 1.372% | 18.8296 | 14.7947 | 18.9125 | 837.8089 | 890.3456 | 1.5771
2018-12-18 19:00 | 41099.7304 | 177 | 312 | 1466 | 2842 | 3 | 3.5 | 0.93 | 11.86 | 564.8248 | 1.374% | 7.2974 | 15.0071 | 18.7366 | 463.216 | 504.2572 | 0.89277
2018-12-18 20:00 | 40862.7249 | 182 | 304 | 1466 | 2842 | 4 | 6 | 0.97 | 11.46 | 545.0414 | 1.334% | 9.7103 | 24.3292 | 18.9674 | 434.4211 | 487.428 | 0.8943
2018-12-18 21:00 | 39616.3408 | 223 | 357 | 1466 | 2842 | 4.98 | 7.77 | 0.97 | 10 | 493.417 | 1.245% | 13.8316 | 34.5485 | 17.7111 | 353.9678 | 420.0591 | 0.85133
2018-12-18 22:00 | 37260.4371 | 307 | 412 | 1198 | 2985 | 8.25 | 8.61 | 1.1 | 8.57 | 421.2812 | 1.131% | 28.6363 | 40.1074 | 14.8996 | 289.234 | 372.8772 | 0.8851
2018-12-18 23:00 | 34745.6536 | 206 | 347 | 1198 | 2985 | 5.76 | 5.26 | 1.1 | 7.65 | 371.8255 | 1.07% | 12.6978 | 19.5323 | 14.1022 | 244.368 | 290.7004 | 0.78182
2018-12-19 | 32852.8722 | 211 | 278 | 1198 | 2985 | 7.56 | 4.01 | 0.73 | 8.75 | 329.919 | 1.004% | 16.0191 | 11.195 | 8.7824 | 262.2928 | 298.2893 | 0.90413
2018-12-19 01:00 | 31971.5093 | 176 | 207 | 1198 | 2985 | 4 | 3.5 | 0.7 | 8.65 | 314.0278 | 0.9822% | 6.9148 | 7.1161 | 8.2368 | 253.6094 | 275.8771 | 0.87851
2018-12-19 02:00 | 31434.5371 | 203 | 226 | 1460 | 2985 | 4 | 3.5 | 0.9 | 5.06 | 311.44 | 0.9908% | 8.0449 | 7.8369 | 13.0186 | 149.645 | 178.5454 | 0.57329
2018-12-19 03:00 | 31430.5668 | 215 | 188 | 1460 | 2985 | 4.91 | 3 | 0.9 | 5.41 | 325.6719 | 1.036% | 10.9383 | 5.844 | 13.6152 | 167.3284 | 197.7258 | 0.60713
2018-12-19 04:00 | 32184.2615 | 292 | 232 | 1460 | 2985 | 7 | 3 | 0.9 | 7.57 | 349.5718 | 1.086% | 22.2011 | 7.5597 | 14.2721 | 245.4331 | 289.4659 | 0.82806
2018-12-19 05:00 | 34519.0608 | 460 | 428 | 1460 | 2985 | 11.85 | 6 | 0.92 | 12.05 | 401.9132 | 1.164% | 63.4672 | 29.8998 | 15.6392 | 418.7981 | 527.8043 | 1.3132
2018-12-19 06:00 | 38021.7874 | 605 | 274 | 2178 | 2905 | 29.89 | 3 | 13.33 | 30.09 | 461.1465 | 1.213% | 219.3248 | 9.9696 | 352.123 | 1060.1681 | 1641.5855 | 3.5598
2018-12-19 07:00 | 39434.1904 | 297 | 252 | 2178 | 2905 | 12.02 | 1.89 | 10.42 | 20 | 495.3364 | 1.256% | 44.8423 | 5.9826 | 285.0709 | 729.7993 | 1065.6952 | 2.1515
2018-12-19 08:00 | 39056.4752 | 316 | 194 | 2178 | 2905 | 13.18 | 0.66 | 10.42 | 21 | 494.7505 | 1.267% | 52.7589 | 1.622 | 287.4874 | 772.785 | 1114.6532 | 2.253
2018-12-19 09:00 | 39129.93 | 305 | 191 | 2178 | 2905 | 10.31 | 1.36 | 9.51 | 15.13 | 493.8874 | 1.262% | 39.6897 | 3.2786 | 261.4311 | 554.7584 | 859.1578 | 1.7396
2018-12-19 10:00 | 39049.0618 | 312 | 254 | 1742 | 2842 | 5.58 | 1.68 | 1.42 | 9.62 | 486.2817 | 1.245% | 21.6803 | 5.314 | 30.8045 | 340.4681 | 398.2669 | 0.819
2018-12-19 11:00 | 38595.1207 | 275 | 301 | 1742 | 2842 | 5 | 3.01 | 1.53 | 8.3 | 479.2476 | 1.242% | 17.0738 | 11.2502 | 33.0954 | 292.907 | 354.3263 | 0.73934
2018-12-19 12:00 | 37859.0114 | 269 | 279 | 1742 | 2842 | 5 | 3.12 | 1.28 | 7.45 | 458.9178 | 1.212% | 16.3038 | 10.5517 | 27.0286 | 256.6528 | 310.5369 | 0.67667
2018-12-19 13:00 | 37584.8131 | 248 | 235 | 1742 | 2842 | 4.23 | 3.3 | 1.49 | 6.12 | 445.5426 | 1.185% | 12.4357 | 9.193 | 30.7688 | 206.1828 | 258.5803 | 0.58037
2018-12-19 14:00 | 37337.955 | 214 | 201 | 1574 | 2842 | 4 | 2.61 | 1.15 | 5.75 | 437.5385 | 1.172% | 10.0309 | 6.1476 | 21.2113 | 191.4951 | 228.8849 | 0.52312
2018-12-19 15:00 | 37280.777 | 212 | 185 | 1574 | 2842 | 4 | 2.11 | 0.99 | 6.1 | 434.3324 | 1.165% | 9.8795 | 4.5477 | 18.1542 | 201.972 | 234.5534 | 0.54003
2018-12-19 16:00 | 37598.6621 | 322 | 219 | 1574 | 2842 | 5.5 | 3.11 | 0.97 | 9.75 | 442.9721 | 1.178% | 20.8652 | 8.0243 | 17.9879 | 326.462 | 373.3394 | 0.84281
2018-12-19 17:00 | 39163.6949 | 489 | 244 | 1574 | 2842 | 29.26 | 7.36 | 1.51 | 29.46 | 487.9495 | 1.246% | 178.2684 | 22.3748 | 29.6124 | 1043.1531 | 1273.4086 | 2.6097
2018-12-19 18:00 | 40904.4023 | 196 | 308 | 1466 | 2842 | 7 | 7.69 | 0.93 | 15.74 | 541.4424 | 1.324% | 18.1609 | 31.3516 | 18.0468 | 592.1217 | 659.6809 | 1.2184
2018-12-19 19:00 | 40705.2672 | 177 | 312 | 1466 | 2842 | 4 | 6.89 | 0.92 | 11.39 | 545.6728 | 1.341% | 9.4911 | 28.8174 | 18.0802 | 433.9398 | 490.3285 | 0.89858
2018-12-19 20:00 | 40302.9326 | 182 | 304 | 1466 | 2842 | 6.13 | 4.62 | 0.96 | 11.08 | 524.847 | 1.302% | 14.5287 | 18.2899 | 18.3274 | 410.0718 | 461.2179 | 0.87877
2018-12-19 21:00 | 39111.9297 | 223 | 357 | 1466 | 2842 | 9.58 | 6 | 0.96 | 10 | 484.9221 | 1.24% | 26.487 | 26.5572 | 17.4489 | 352.3602 | 422.8533 | 0.872
2018-12-19 22:00 | 37156.0778 | 307 | 412 | 1198 | 2985 | 10.87 | 8.11 | 1.1 | 11.07 | 419.5217 | 1.129% | 37.6784 | 37.7262 | 14.879 | 373.0925 | 463.3761 | 1.1045
2018-12-19 23:00 | 34934.8173 | 206 | 347 | 1198 | 2985 | 5.17 | 6 | 1.1 | 9.67 | 369.1563 | 1.057% | 11.2541 | 22.0005 | 13.9252 | 305.016 | 352.1958 | 0.95406
2018-12-20 | 33414.4176 | 211 | 278 | 1198 | 2985 | 7 | 8.11 | 0.5 | 8 | 343.529 | 1.028% | 15.1848 | 23.179 | 6.1582 | 245.507 | 290.0291 | 0.84426
2018-12-20 01:00 | 32491.1674 | 176 | 207 | 1198 | 2985 | 3 | 4.01 | 0.5 | 8 | 334.526 | 1.03% | 5.4362 | 8.5463 | 6.1672 | 245.8662 | 266.016 | 0.7952
2018-12-20 02:00 | 32192.8735 | 203 | 226 | 1460 | 2985 | 3.37 | 8.11 | 0.74 | 8 | 333.8103 | 1.037% | 7.0936 | 19.0051 | 11.2027 | 247.6135 | 284.9149 | 0.85352
2018-12-20 03:00 | 32465.365 | 215 | 188 | 1460 | 2985 | 3.88 | 6.04 | 0.74 | 8 | 339.6489 | 1.046% | 8.7273 | 11.8797 | 11.303 | 249.8298 | 281.7398 | 0.8295
2018-12-20 04:00 | 33672.1464 | 292 | 232 | 1460 | 2985 | 8 | 8.61 | 0.89 | 8 | 357.7699 | 1.063% | 24.8202 | 21.2238 | 13.8063 | 253.7273 | 313.5777 | 0.87648
2018-12-20 05:00 | 36360.4622 | 460 | 428 | 1460 | 2985 | 62 | 50 | 0.89 | 20 | 403.8753 | 1.111% | 316.7871 | 237.7014 | 14.4331 | 663.1202 | 1232.0419 | 3.0505
2018-12-20 06:00 | 40381.0872 | 605 | 274 | 2178 | 2905 | 45 | 9.81 | 8.43 | 30 | 473.9907 | 1.174% | 319.5654 | 31.5509 | 215.5149 | 1022.9614 | 1589.5925 | 3.3536
2018-12-20 07:00 | 42034.2396 | 297 | 252 | 2178 | 2905 | 12.8 | 5.46 | 6.67 | 18.31 | 514.2821 | 1.223% | 46.512 | 16.8342 | 177.7387 | 650.7778 | 891.8625 | 1.7342
2018-12-20 08:00 | 41335.6093 | 316 | 194 | 2178 | 2905 | 14.59 | 3.5 | 6.76 | 17.68 | 506.81 | 1.226% | 56.5279 | 8.3251 | 180.52 | 629.7225 | 875.0956 | 1.7267
2018-12-20 09:00 | 40740.0032 | 305 | 191 | 2178 | 2905 | 13.69 | 4.01 | 4.99 | 20.63 | 479.5053 | 1.177% | 49.1446 | 9.0147 | 127.9177 | 705.3711 | 891.4481 | 1.8591
2018-12-20 10:00 | 40164.1289 | 312 | 254 | 1742 | 2842 | 7.49 | 5.26 | 1.15 | 13.75 | 457.6846 | 1.14% | 26.6296 | 15.2247 | 22.8283 | 445.3021 | 509.9847 | 1.1143
2018-12-20 11:00 | 39459.3287 | 275 | 301 | 1742 | 2842 | 5 | 19.09 | 1.15 | 11.59 | 444.5643 | 1.127% | 15.4913 | 64.7377 | 22.57 | 371.1012 | 473.9002 | 1.066
2018-12-20 12:00 | 38642.3281 | 269 | 279 | 1742 | 2842 | 5 | 8.11 | 1.36 | 12.7 | 419.0222 | 1.084% | 14.5847 | 24.5357 | 25.6898 | 391.3826 | 456.1928 | 1.0887
2018-12-20 13:00 | 38191.0348 | 248 | 235 | 1742 | 2842 | 4 | 5.26 | 1.31 | 12.2 | 399.7627 | 1.047% | 10.3837 | 12.9388 | 23.8869 | 362.9315 | 410.141 | 1.026
2018-12-20 14:00 | 37732.0608 | 214 | 201 | 1574 | 2842 | 3.51 | 4.01 | 1.15 | 11.31 | 390.7387 | 1.036% | 7.7785 | 8.3467 | 18.7447 | 332.8608 | 367.7307 | 0.94112
2018-12-20 15:00 | 37357.3499 | 212 | 185 | 1574 | 2842 | 3.2 | 3.98 | 0.98 | 9.6 | 392.1135 | 1.05% | 7.1207 | 7.7284 | 16.1907 | 286.3723 | 317.4121 | 0.80949
2018-12-20 16:00 | 37773.6185 | 322 | 219 | 1574 | 2842 | 7.4 | 4.01 | 0.96 | 8.75 | 407.6456 | 1.079% | 25.7147 | 9.4773 | 16.3069 | 268.3652 | 319.8641 | 0.78466
2018-12-20 17:00 | 39754.9176 | 489 | 244 | 1574 | 2842 | 30.11 | 6.6 | 1.44 | 30.11 | 466.9576 | 1.175% | 172.9443 | 18.9156 | 26.6228 | 1005.1282 | 1223.6109 | 2.6204
2018-12-20 18:00 | 42133.0078 | 196 | 308 | 1466 | 2842 | 8 | 10 | 0.92 | 18.88 | 538.4212 | 1.278% | 20.0376 | 39.3596 | 17.2354 | 685.6868 | 762.3193 | 1.4158
2018-12-20 19:00 | 42382.513 | 177 | 312 | 1466 | 2842 | 5 | 6.77 | 0.91 | 17.91 | 562.1537 | 1.326% | 11.7385 | 28.0164 | 17.6947 | 675.1309 | 732.5805 | 1.3032
2018-12-20 20:00 | 42312.5488 | 182 | 304 | 1466 | 2842 | 5.13 | 5.48 | 0.95 | 12.63 | 561.9883 | 1.328% | 12.4007 | 22.1265 | 18.4976 | 476.7443 | 529.7691 | 0.94267
2018-12-20 21:00 | 41602.6897 | 223 | 357 | 1466 | 2842 | 8.31 | 6 | 0.95 | 10 | 529.9483 | 1.274% | 23.6058 | 27.2855 | 17.7407 | 362.023 | 430.6549 | 0.81264
2018-12-20 22:00 | 39890.9905 | 307 | 412 | 1198 | 2985 | 9.45 | 9.47 | 0.89 | 9.45 | 485.3935 | 1.217% | 35.3012 | 47.4751 | 12.9738 | 343.2379 | 438.988 | 0.9044
2018-12-20 23:00 | 37944.3909 | 206 | 347 | 1198 | 2985 | 4.05 | 4.58 | 0.89 | 8.02 | 447.5446 | 1.179% | 9.8404 | 18.7449 | 12.5758 | 282.3628 | 323.5239 | 0.72289
2018-12-21 | 36660.2203 | 211 | 278 | 1198 | 2985 | 8 | 7 | 0.5 | 8 | 454.904 | 1.241% | 20.9458 | 24.1472 | 7.4328 | 296.3187 | 348.8445 | 0.76685
2018-12-21 01:00 | 36121.2659 | 176 | 207 | 1198 | 2985 | 7.83 | 4.01 | 0.5 | 7.89 | 468.1391 | 1.296% | 17.8602 | 10.7579 | 7.7632 | 305.2343 | 341.6155 | 0.72973
2018-12-21 02:00 | 36081.5771 | 203 | 226 | 1460 | 2985 | 8 | 4.01 | 1.13 | 8.1 | 485.1432 | 1.345% | 21.8359 | 12.1853 | 22.1828 | 325.0976 | 381.3016 | 0.78596
2018-12-21 03:00 | 36486.9241 | 215 | 188 | 1460 | 2985 | 7.63 | 3.5 | 1.26 | 7.59 | 509.6519 | 1.397% | 22.9139 | 9.191 | 25.6957 | 316.4627 | 374.2633 | 0.73435
2018-12-21 04:00 | 37840.8271 | 292 | 232 | 1460 | 2985 | 8 | 0.76 | 0.89 | 7.82 | 543.7538 | 1.437% | 33.5672 | 2.5336 | 18.6717 | 335.4229 | 390.1955 | 0.7176
2018-12-21 05:00 | 40634.3795 | 460 | 428 | 1460 | 2985 | 11.4 | 7 | 0.89 | 11.4 | 606.7555 | 1.493% | 78.3038 | 44.7365 | 19.4027 | 508.1235 | 650.5665 | 1.0722
2018-12-21 06:00 | 44460.0703 | 605 | 274 | 2178 | 2905 | 44.98 | 2.55 | 13.33 | 44.98 | 692.2374 | 1.557% | 423.7013 | 10.8787 | 452.0359 | 2034.4664 | 2921.0823 | 4.2198
2018-12-21 07:00 | 46105.5341 | 297 | 252 | 2178 | 2905 | 15.76 | 1.64 | 10.86 | 26.09 | 741.7337 | 1.609% | 75.3022 | 6.6487 | 380.5246 | 1219.313 | 1681.7885 | 2.2674
2018-12-21 08:00 | 45042.4951 | 316 | 194 | 2178 | 2905 | 9.43 | 0.63 | 6.67 | 20.53 | 707.4142 | 1.571% | 46.8005 | 1.9195 | 228.1577 | 936.6696 | 1213.5472 | 1.7155
2018-12-21 09:00 | 43302.0302 | 305 | 191 | 2178 | 2905 | 5.79 | 1.03 | 4.99 | 12.61 | 631.537 | 1.458% | 25.7554 | 2.8692 | 158.5072 | 534.2589 | 721.3907 | 1.1423
2018-12-21 10:00 | 41489.6253 | 312 | 254 | 1742 | 2842 | 5 | 1.29 | 1.35 | 8.62 | 550.2898 | 1.326% | 20.6908 | 4.3459 | 31.1913 | 324.9251 | 381.1531 | 0.69264
2018-12-21 11:00 | 39809.7578 | 275 | 301 | 1742 | 2842 | 4 | 2.11 | 0.99 | 5.75 | 471.9501 | 1.186% | 13.0407 | 7.5293 | 20.4451 | 193.7307 | 234.7458 | 0.4974
2018-12-21 12:00 | 38297.6601 | 269 | 279 | 1742 | 2842 | 5 | 3.5 | 0.99 | 8.53 | 416.988 | 1.089% | 14.6445 | 10.6322 | 18.7774 | 263.9517 | 308.0057 | 0.73864
2018-12-21 13:00 | 37373.8271 | 248 | 235 | 1742 | 2842 | 6.03 | 3.98 | 0.99 | 12.53 | 392.7728 | 1.051% | 15.716 | 9.8293 | 18.1241 | 374.2389 | 417.9084 | 1.064
2018-12-21 14:00 | 36619.6025 | 214 | 201 | 1574 | 2842 | 4 | 3.46 | 0.99 | 9 | 380.7806 | 1.04% | 8.9009 | 7.2316 | 16.2032 | 265.967 | 298.3027 | 0.7834
2018-12-21 15:00 | 36174.9466 | 212 | 185 | 1574 | 2842 | 4 | 3.46 | 1.16 | 5.75 | 378.4723 | 1.046% | 8.872 | 6.6969 | 19.1024 | 170.9693 | 205.6407 | 0.54334
2018-12-21 16:00 | 36254.8148 | 322 | 219 | 1574 | 2842 | 6.77 | 4.01 | 0.95 | 9.77 | 384.3501 | 1.06% | 23.1103 | 9.31 | 15.8522 | 294.3608 | 342.6333 | 0.89146
2018-12-21 17:00 | 37953.6894 | 489 | 244 | 1574 | 2842 | 22.89 | 8.11 | 1.41 | 23.08 | 423.9035 | 1.117% | 125.0166 | 22.1016 | 24.7877 | 732.61 | 904.5159 | 2.1338
2018-12-21 18:00 | 40098.5804 | 196 | 308 | 1466 | 2842 | 7 | 6.5 | 0.91 | 14.72 | 471.3749 | 1.176% | 16.1284 | 23.5343 | 15.6824 | 491.7783 | 547.1234 | 1.1607
2018-12-21 19:00 | 40140.1803 | 177 | 312 | 1466 | 2842 | 4 | 5.26 | 0.9 | 11.07 | 480.3123 | 1.197% | 8.4718 | 19.6374 | 15.7878 | 376.4576 | 420.3547 | 0.87517
2018-12-21 20:00 | 40158.7457 | 182 | 304 | 1466 | 2842 | 4 | 4.58 | 0.94 | 8.27 | 483.4933 | 1.204% | 8.7648 | 16.7629 | 16.591 | 282.9697 | 325.0883 | 0.67237
2018-12-21 21:00 | 39866.4765 | 223 | 357 | 1466 | 2842 | 7.88 | 6 | 0.94 | 9.41 | 483.4246 | 1.213% | 21.3085 | 25.9741 | 16.7102 | 324.2908 | 388.2836 | 0.80319
2018-12-21 22:00 | 38856.0589 | 307 | 412 | 1198 | 2985 | 10.84 | 10.52 | 0.88 | 11.04 | 460.9354 | 1.186% | 39.4774 | 51.4155 | 12.5061 | 390.9262 | 494.3252 | 1.0724
2018-12-21 23:00 | 37380.8564 | 206 | 347 | 1198 | 2985 | 4.31 | 10.03 | 0.88 | 10.9 | 432.0922 | 1.156% | 10.2629 | 40.2307 | 12.1862 | 376.0954 | 438.7752 | 1.0155
2018-12-22 | 36059.2685 | 211 | 278 | 1198 | 2985 | 6.46 | 10 | 0.49 | 8.5 | 407.7915 | 1.131% | 15.4147 | 31.4388 | 6.6386 | 286.9356 | 340.4278 | 0.83481
2018-12-22 01:00 | 35233.304 | 176 | 207 | 1198 | 2985 | 3.2 | 8.02 | 0.49 | 8.23 | 393.2131 | 1.116% | 6.2855 | 18.5276 | 6.5513 | 274.1693 | 305.5336 | 0.77702
2018-12-22 02:00 | 34801.4632 | 203 | 226 | 1460 | 2985 | 3.6 | 8.46 | 0.74 | 8.72 | 388.7813 | 1.117% | 8.1641 | 21.3593 | 12.0696 | 290.7827 | 332.3757 | 0.85492
2018-12-22 03:00 | 34772.1761 | 215 | 188 | 1460 | 2985 | 4.54 | 5.51 | 0.74 | 8 | 389.7525 | 1.121% | 10.9409 | 11.6109 | 12.1099 | 267.6648 | 302.3265 | 0.77569
2018-12-22 04:00 | 35137.9921 | 292 | 232 | 1460 | 2985 | 9.23 | 7.38 | 0.88 | 9.43 | 397.4017 | 1.131% | 30.4816 | 19.3641 | 14.5308 | 318.3529 | 382.7293 | 0.96308
2018-12-22 05:00 | 36060.7737 | 460 | 428 | 1460 | 2985 | 22.6 | 35 | 0.88 | 16 | 424.2329 | 1.176% | 122.3026 | 176.2305 | 15.1149 | 561.8672 | 875.5152 | 2.0638
2018-12-22 06:00 | 37673.5459 | 605 | 274 | 2178 | 2905 | 22.5 | 8.07 | 4.75 | 16 | 465.0308 | 1.234% | 168.0286 | 27.2941 | 127.7017 | 573.735 | 896.7594 | 1.9284
2018-12-22 07:00 | 39011.6702 | 297 | 252 | 2178 | 2905 | 9.51 | 6.28 | 4.61 | 10.21 | 515.6861 | 1.322% | 37.336 | 20.9195 | 132.7241 | 392.0693 | 583.0488 | 1.1306
2018-12-22 08:00 | 39547.0732 | 316 | 194 | 2178 | 2905 | 7.9 | 3.46 | 4.99 | 12.5 | 525.1551 | 1.328% | 33.1503 | 8.9136 | 144.3217 | 482.2024 | 668.588 | 1.2731
2018-12-22 09:00 | 38781.7971 | 305 | 191 | 2178 | 2905 | 6.23 | 2.11 | 4.75 | 10.68 | 490.6015 | 1.265% | 24.0375 | 5.0982 | 130.8737 | 392.4807 | 552.4901 | 1.1261
2018-12-22 10:00 | 37443.8886 | 312 | 254 | 1742 | 2842 | 7.4 | 3.46 | 0.99 | 11.21 | 461.0307 | 1.231% | 28.4273 | 10.8208 | 21.234 | 392.2642 | 452.7462 | 0.98203
2018-12-22 11:00 | 36169.7249 | 275 | 301 | 1742 | 2842 | 6.87 | 3.98 | 0.98 | 8 | 443.7095 | 1.227% | 23.1762 | 14.6961 | 20.9425 | 278.9122 | 337.727 | 0.76114
2018-12-22 12:00 | 35154.5944 | 269 | 279 | 1742 | 2842 | 4.77 | 3.01 | 0.98 | 7.46 | 426.1393 | 1.212% | 15.5539 | 10.1798 | 20.694 | 256.9996 | 303.4273 | 0.71204
2018-12-22 13:00 | 34502.5439 | 248 | 235 | 1742 | 2842 | 4.08 | 2.11 | 0.98 | 7.32 | 413.736 | 1.199% | 12.1334 | 5.946 | 20.4713 | 249.4637 | 288.0145 | 0.69613
2018-12-22 14:00 | 34042.0081 | 214 | 201 | 1574 | 2842 | 3.32 | 1.5 | 2.5 | 5.75 | 411.926 | 1.21% | 8.5972 | 3.6483 | 47.6155 | 197.7406 | 257.6017 | 0.62536
2018-12-22 15:00 | 33947.6077 | 212 | 185 | 1574 | 2842 | 3.63 | 1.5 | 0.99 | 5.77 | 420.9199 | 1.24% | 9.5419 | 3.4408 | 19.321 | 203.3247 | 235.6283 | 0.55979
2018-12-22 16:00 | 34125.2171 | 322 | 219 | 1574 | 2842 | 7.35 | 1.5 | 0.94 | 10 | 432.5703 | 1.268% | 30.0002 | 4.1641 | 18.7549 | 360.2511 | 413.1702 | 0.95515
2018-12-22 17:00 | 35510.6386 | 489 | 244 | 1574 | 2842 | 30.16 | 1.69 | 1.27 | 30.74 | 460.1432 | 1.296% | 191.1062 | 5.3433 | 25.9026 | 1132.0417 | 1354.3938 | 2.9434
2018-12-22 18:00 | 37214.6253 | 196 | 308 | 1466 | 2842 | 7 | 2.61 | 0.97 | 15.31 | 494.8145 | 1.33% | 18.2424 | 10.6886 | 18.9075 | 578.5329 | 626.3714 | 1.2659
2018-12-22 19:00 | 37085.3733 | 177 | 312 | 1466 | 2842 | 5 | 2.61 | 0.97 | 10 | 471.5389 | 1.271% | 11.2527 | 10.354 | 18.0809 | 361.3591 | 401.0468 | 0.85051
2018-12-22 20:00 | 36784.2656 | 182 | 304 | 1466 | 2842 | 4 | 3.5 | 2.1 | 9.04 | 466.7117 | 1.269% | 9.2367 | 13.4998 | 39.0607 | 325.9711 | 387.7684 | 0.83085
2018-12-22 21:00 | 36365.2246 | 223 | 357 | 1466 | 2842 | 5.96 | 4.01 | 1.25 | 10 | 458.1639 | 1.26% | 16.745 | 18.0363 | 23.0876 | 358.0624 | 415.9313 | 0.90782
2018-12-22 22:00 | 35400.0416 | 307 | 412 | 1198 | 2985 | 8.94 | 4.47 | 0.89 | 9.98 | 431.0718 | 1.218% | 33.4212 | 22.4259 | 12.9835 | 362.7611 | 431.5917 | 1.0012
2018-12-22 23:00 | 34191.027 | 206 | 347 | 1198 | 2985 | 4 | 3.59 | 0.89 | 10 | 406.7236 | 1.19% | 9.802 | 14.8187 | 12.6834 | 355.0844 | 392.3885 | 0.96475
2018-12-23 | 33097.6113 | 211 | 278 | 1198 | 2985 | 5.99 | 3.5 | 0.49 | 6.29 | 347.7827 | 1.051% | 13.2807 | 10.2241 | 6.1683 | 197.2906 | 226.9636 | 0.6526
2018-12-23 01:00 | 32359.79 | 176 | 207 | 1198 | 2985 | 3.43 | 2.75 | 0.49 | 5.3 | 318.7161 | 0.9849% | 5.9457 | 5.6066 | 5.7816 | 155.8183 | 173.1523 | 0.54328
2018-12-23 02:00 | 31943.6717 | 203 | 226 | 1460 | 2985 | 3.51 | 3.77 | 0.74 | 4.75 | 317.3182 | 0.9934% | 7.078 | 8.4637 | 10.7323 | 140.8472 | 167.1213 | 0.52667
2018-12-23 03:00 | 31946.6095 | 215 | 188 | 1460 | 2985 | 3.51 | 3.17 | 0.74 | 4.75 | 325.6659 | 1.019% | 7.693 | 6.0753 | 11.0137 | 144.5391 | 169.321 | 0.51992
2018-12-23 04:00 | 32307.1417 | 292 | 232 | 1460 | 2985 | 7.23 | 3.08 | 0.87 | 7.33 | 335.4097 | 1.038% | 21.9179 | 7.4185 | 13.1871 | 227.1566 | 269.6801 | 0.80403
2018-12-23 05:00 | 33226.3524 | 460 | 428 | 1460 | 2985 | 15 | 9.06 | 0.87 | 11.06 | 361.1108 | 1.087% | 74.9906 | 42.1434 | 13.8048 | 358.804 | 489.7428 | 1.3562
2018-12-23 06:00 | 34597.3476 | 605 | 274 | 2178 | 2905 | 15 | 4.01 | 4.47 | 10.07 | 398.6764 | 1.152% | 104.5742 | 12.6611 | 112.1872 | 337.0958 | 566.5183 | 1.421
2018-12-23 07:00 | 36015.0035 | 297 | 252 | 2178 | 2905 | 7 | 3.5 | 4.71 | 10.13 | 458.4751 | 1.273% | 26.4659 | 11.228 | 130.5904 | 374.6174 | 542.9016 | 1.1841
2018-12-23 08:00 | 37034.4355 | 316 | 194 | 2178 | 2905 | 8.02 | 2.11 | 4.99 | 13.82 | 511.4952 | 1.381% | 35.0024 | 5.6535 | 150.1047 | 554.4852 | 745.2458 | 1.457
2018-12-23 09:00 | 37195.5153 | 305 | 191 | 2178 | 2905 | 12.57 | 2.11 | 4.5 | 16.5 | 520.3747 | 1.399% | 53.6365 | 5.6382 | 137.1185 | 670.5879 | 866.9811 | 1.6661
2018-12-23 10:00 | 36581.6956 | 312 | 254 | 1742 | 2842 | 10.32 | 3.01 | 0.98 | 13.96 | 498.9745 | 1.364% | 43.9186 | 10.4283 | 23.2857 | 541.158 | 618.7906 | 1.2401
2018-12-23 11:00 | 35850.3616 | 275 | 301 | 1742 | 2842 | 6.97 | 3.5 | 0.97 | 10 | 479.4535 | 1.337% | 25.6341 | 14.0892 | 22.5981 | 380.0818 | 442.4033 | 0.92272
2018-12-23 12:00 | 35182.9153 | 269 | 279 | 1742 | 2842 | 5 | 3.5 | 0.97 | 8.22 | 460.8412 | 1.31% | 17.6174 | 12.7906 | 22.133 | 305.9958 | 358.5367 | 0.778
2018-12-23 13:00 | 34546.0521 | 248 | 235 | 1742 | 2842 | 4 | 2.61 | 0.97 | 7.23 | 441.1384 | 1.277% | 12.6674 | 7.8322 | 21.5773 | 262.3849 | 304.4618 | 0.69017
2018-12-23 14:00 | 33993.1592 | 214 | 201 | 1574 | 2842 | 2.49 | 1.88 | 1.1 | 5.27 | 430.119 | 1.265% | 6.7423 | 4.7814 | 21.9076 | 189.5098 | 222.9411 | 0.51832
2018-12-23 15:00 | 33810.8493 | 212 | 185 | 1574 | 2842 | 2 | 1.5 | 0.98 | 5 | 427.9196 | 1.266% | 5.3663 | 3.5121 | 19.5226 | 179.8457 | 208.2467 | 0.48665
2018-12-23 16:00 | 33997.6939 | 322 | 219 | 1574 | 2842 | 4.44 | 1.5 | 0.93 | 8.21 | 441.0966 | 1.297% | 18.5491 | 4.2621 | 18.9921 | 302.7272 | 344.5304 | 0.78108
2018-12-23 17:00 | 35677.7399 | 489 | 244 | 1574 | 2842 | 32.37 | 2.61 | 1.09 | 32.57 | 484.8106 | 1.359% | 215.093 | 8.6538 | 23.3134 | 1257.8144 | 1504.8746 | 3.104
2018-12-23 18:00 | 37841.9033 | 196 | 308 | 1466 | 2842 | 19.14 | 3.5 | 0.96 | 34.21 | 538.0494 | 1.422% | 53.3393 | 15.3274 | 20.0103 | 1382.3765 | 1471.0535 | 2.734
2018-12-23 19:00 | 38299.4619 | 177 | 312 | 1466 | 2842 | 4.32 | 3.5 | 0.96 | 13.24 | 552.7586 | 1.443% | 11.0357 | 15.7603 | 20.3118 | 543.0688 | 590.1767 | 1.0677
2018-12-23 20:00 | 38434.7158 | 182 | 304 | 1466 | 2842 | 5.58 | 3.5 | 1.26 | 11.6 | 555.2442 | 1.445% | 14.6712 | 15.371 | 26.6849 | 476.2581 | 532.9852 | 0.95991
2018-12-23 21:00 | 38250.6315 | 223 | 357 | 1466 | 2842 | 6.42 | 4.01 | 0.99 | 10 | 544.8273 | 1.424% | 20.392 | 20.3907 | 20.6723 | 404.8036 | 466.2587 | 0.85579
2018-12-23 22:00 | 37429.7438 | 307 | 412 | 1198 | 2985 | 7.98 | 6 | 0.89 | 8.54 | 522.2686 | 1.395% | 34.1836 | 34.4926 | 14.8773 | 355.6962 | 439.2497 | 0.84104
2018-12-23 23:00 | 36279.914 | 206 | 347 | 1198 | 2985 | 6.95 | 4.01 | 0.89 | 10 | 489.2576 | 1.349% | 19.3074 | 18.7649 | 14.3787 | 402.5461 | 454.997 | 0.92997
2018-12-24 | 35186.5918 | 211 | 278 | 1198 | 2985 | 7 | 3.5 | 0.5 | 7.04 | 454.4727 | 1.292% | 19.077 | 12.5673 | 7.7367 | 271.4236 | 310.8047 | 0.68388
2018-12-24 01:00 | 34613.2412 | 176 | 207 | 1198 | 2985 | 3.11 | 2.61 | 0.5 | 4.95 | 460.3776 | 1.33% | 7.2802 | 7.1859 | 7.9671 | 196.5267 | 218.9599 | 0.47561
2018-12-24 02:00 | 34565.6972 | 203 | 226 | 1460 | 2985 | 3.7 | 3.01 | 0.97 | 4 | 474.6214 | 1.373% | 10.3134 | 9.3406 | 19.4458 | 163.9481 | 203.0479 | 0.42781
2018-12-24 03:00 | 34986.36 | 215 | 188 | 1460 | 2985 | 3.84 | 1.99 | 0.97 | 4.04 | 469.0386 | 1.341% | 11.0683 | 5.0156 | 18.986 | 161.6723 | 196.7421 | 0.41946
2018-12-24 04:00 | 35955.1523 | 292 | 232 | 1460 | 2985 | 5.1 | 3.11 | 0.86 | 4.89 | 487.9431 | 1.357% | 20.2098 | 9.7917 | 17.0396 | 198.0894 | 245.1304 | 0.50238
2018-12-24 05:00 | 37376.7822 | 460 | 428 | 1460 | 2985 | 10.21 | 11.11 | 0.86 | 6.45 | 516.9467 | 1.383% | 64.9572 | 65.766 | 17.3658 | 266.2857 | 414.3748 | 0.80158
2018-12-24 06:00 | 39211.7321 | 605 | 274 | 2178 | 2905 | 15 | 4.06 | 4.5 | 14.68 | 560.853 | 1.43% | 129.8015 | 15.9114 | 140.1856 | 609.9654 | 895.864 | 1.5973
2018-12-24 07:00 | 40534.0826 | 297 | 252 | 2178 | 2905 | 9.85 | 3.5 | 3.07 | 15.83 | 598.8287 | 1.477% | 43.219 | 13.0302 | 98.7822 | 679.3746 | 834.406 | 1.3934
2018-12-24 08:00 | 41061.4309 | 316 | 194 | 2178 | 2905 | 14.41 | 2.11 | 4.75 | 19.11 | 610.5353 | 1.487% | 67.7061 | 6.0864 | 153.8254 | 825.4362 | 1053.0541 | 1.7248
2018-12-24 09:00 | 40703.9228 | 305 | 191 | 2178 | 2905 | 13.43 | 2.11 | 4.42 | 18.03 | 585.9366 | 1.44% | 58.9644 | 5.8014 | 138.5781 | 753.9737 | 957.3176 | 1.6338
2018-12-24 10:00 | 39841.6832 | 312 | 254 | 1742 | 2842 | 8.34 | 3.46 | 0.97 | 13 | 555.1241 | 1.393% | 36.2554 | 12.2451 | 23.5436 | 514.7778 | 586.8219 | 1.0571
2018-12-24 11:00 | 38623.5914 | 275 | 301 | 1742 | 2842 | 5.08 | 4.01 | 0.97 | 9.89 | 527.5606 | 1.366% | 19.0817 | 16.4866 | 23.0802 | 383.9194 | 442.5678 | 0.83889
2018-12-24 12:00 | 37310.8603 | 269 | 279 | 1742 | 2842 | 4.26 | 3.5 | 0.96 | 7.49 | 514.117 | 1.378% | 15.7902 | 13.4555 | 23.0434 | 293.3139 | 345.603 | 0.67223
2018-12-24 13:00 | 36432.6618 | 248 | 235 | 1742 | 2842 | 4.44 | 3.11 | 0.97 | 8.1 | 488.3315 | 1.34% | 14.7591 | 9.7961 | 22.6487 | 308.5553 | 355.7591 | 0.72852
2018-12-24 14:00 | 35775.4859 | 214 | 201 | 1574 | 2842 | 3.51 | 2.11 | 1.1 | 7.36 | 477.4904 | 1.335% | 10.0254 | 5.6605 | 23.1088 | 279.1779 | 317.9725 | 0.66592
2018-12-24 15:00 | 35371.8603 | 212 | 185 | 1574 | 2842 | 3.73 | 1.96 | 0.97 | 6.87 | 452.9279 | 1.28% | 10.1255 | 4.643 | 19.55 | 250.0069 | 284.3254 | 0.62775
2018-12-24 16:00 | 35406.8154 | 322 | 219 | 1574 | 2842 | 6.57 | 3.11 | 0.92 | 10 | 452.6534 | 1.278% | 27.0458 | 8.7073 | 18.5128 | 363.3315 | 417.5974 | 0.92255
2018-12-24 17:00 | 36604.9853 | 489 | 244 | 1574 | 2842 | 26.7 | 3.67 | 1.4 | 25.71 | 461.0272 | 1.259% | 164.4396 | 11.2783 | 27.7536 | 920.2641 | 1123.7356 | 2.4375
2018-12-24 18:00 | 37392.3392 | 196 | 308 | 1466 | 2842 | 8 | 4.01 | 0.95 | 13.98 | 512.2144 | 1.37% | 21.4791 | 16.9186 | 19.0777 | 544.2524 | 601.7278 | 1.1748
2018-12-24 19:00 | 36571.4066 | 177 | 312 | 1466 | 2842 | 5 | 4.01 | 0.95 | 11.24 | 483.8384 | 1.323% | 11.7085 | 16.5523 | 18.4254 | 422.619 | 469.3052 | 0.96996
2018-12-24 20:00 | 35871.4531 | 182 | 304 | 1466 | 2842 | 4 | 3.98 | 0.99 | 9.75 | 467.7917 | 1.304% | 9.4937 | 15.7783 | 18.9266 | 361.3535 | 405.5521 | 0.86695
2018-12-24 21:00 | 35194.7474 | 223 | 357 | 1466 | 2842 | 5.54 | 4.01 | 1.1 | 8.84 | 457.7185 | 1.301% | 16.067 | 18.618 | 20.9724 | 326.736 | 382.3934 | 0.83543
2018-12-24 22:00 | 34188.5572 | 307 | 412 | 1198 | 2985 | 9.65 | 6 | 0.97 | 10 | 433.6672 | 1.268% | 37.5787 | 31.3563 | 14.7402 | 378.6345 | 462.3097 | 1.066
2018-12-24 23:00 | 32789.3828 | 206 | 347 | 1198 | 2985 | 4.24 | 4.55 | 0.97 | 10 | 399.9965 | 1.22% | 10.6551 | 19.2603 | 14.1759 | 364.139 | 408.2304 | 1.0206
2018-12-25 | 31381.7672 | 211 | 278 | 1198 | 2985 | 6.55 | 3.98 | 0.5 | 6.75 | 367.326 | 1.171% | 16.177 | 12.951 | 7.0113 | 235.8427 | 271.982 | 0.74044
2018-12-25 01:00 | 30414.0765 | 176 | 207 | 1198 | 2985 | 5 | 3.38 | 0.5 | 6.6 | 343.5888 | 1.13% | 9.9414 | 7.9041 | 6.7669 | 222.5629 | 247.1753 | 0.71939
2018-12-25 02:00 | 29655.1354 | 203 | 226 | 1460 | 2985 | 5.07 | 3.1 | 0.74 | 5.6 | 326.6163 | 1.101% | 11.3355 | 7.7163 | 11.8993 | 184.107 | 215.0581 | 0.65844
2018-12-25 03:00 | 29235.0418 | 215 | 188 | 1460 | 2985 | 6.32 | 2.11 | 0.74 | 6.32 | 316.4592 | 1.082% | 14.7085 | 4.2939 | 11.695 | 204.2092 | 234.9067 | 0.7423
2018-12-25 04:00 | 29233.7093 | 292 | 232 | 1460 | 2985 | 8 | 3.5 | 0.85 | 7.78 | 313.6868 | 1.073% | 25.066 | 8.713 | 13.3163 | 249.1933 | 296.2886 | 0.94454
2018-12-25 05:00 | 29740.2968 | 460 | 428 | 1460 | 2985 | 14.95 | 12.02 | 0.85 | 9.73 | 321.6042 | 1.081% | 74.3662 | 55.632 | 13.4199 | 314.0751 | 457.4932 | 1.4225
2018-12-25 06:00 | 30557.692 | 605 | 274 | 2178 | 2905 | 15 | 4.01 | 4.05 | 11 | 358.4626 | 1.173% | 106.4559 | 12.889 | 103.4752 | 374.8539 | 597.674 | 1.6673
2018-12-25 07:00 | 31377.8854 | 297 | 252 | 2178 | 2905 | 8 | 4.37 | 2.91 | 10 | 421.1385 | 1.342% | 31.8895 | 14.7803 | 85.0652 | 389.8947 | 521.6298 | 1.2386
2018-12-25 08:00 | 32408.6902 | 316 | 194 | 2178 | 2905 | 13.64 | 2.11 | 2.48 | 15.22 | 453.8848 | 1.401% | 60.3651 | 5.7328 | 75.6473 | 619.2199 | 760.9651 | 1.6766
2018-12-25 09:00 | 33531.6963 | 305 | 191 | 2178 | 2905 | 13.38 | 2.11 | 3.63 | 15.27 | 479.3077 | 1.429% | 58.3331 | 5.7607 | 113.0117 | 634.08 | 811.1854 | 1.6924
2018-12-25 10:00 | 34232.485 | 312 | 254 | 1742 | 2842 | 10.18 | 3.5 | 0.96 | 12.58 | 493.4099 | 1.441% | 45.7796 | 12.8136 | 24.104 | 515.3166 | 598.0138 | 1.212
2018-12-25 11:00 | 34479.9355 | 275 | 301 | 1742 | 2842 | 5 | 4.01 | 0.96 | 7.24 | 489.2483 | 1.419% | 19.5104 | 17.1267 | 23.7292 | 291.9614 | 352.3277 | 0.72014
2018-12-25 12:00 | 34213.5374 | 269 | 279 | 1742 | 2842 | 5 | 3.5 | 0.95 | 6.04 | 472.0932 | 1.38% | 18.5589 | 13.4742 | 22.835 | 236.8595 | 291.7276 | 0.61794
2018-12-25 13:00 | 33732.1279 | 248 | 235 | 1742 | 2842 | 5 | 3.01 | 0.96 | 9.16 | 441.6819 | 1.309% | 16.2363 | 9.2619 | 21.897 | 340.8673 | 388.2626 | 0.87905
2018-12-25 14:00 | 33275.0332 | 214 | 201 | 1574 | 2842 | 4 | 3.01 | 0.99 | 8 | 431.0419 | 1.295% | 11.0885 | 7.8372 | 20.1856 | 294.5202 | 333.6315 | 0.77401
2018-12-25 15:00 | 32899.8154 | 212 | 185 | 1574 | 2842 | 5 | 2.61 | 0.96 | 8.42 | 415.9962 | 1.264% | 13.403 | 6.1053 | 19.1061 | 302.5743 | 341.1887 | 0.82017
2018-12-25 16:00 | 32761.8064 | 322 | 219 | 1574 | 2842 | 9.8 | 3.5 | 0.91 | 10 | 412.706 | 1.26% | 39.7516 | 9.6557 | 18.0434 | 358.0115 | 425.4623 | 1.0309
2018-12-25 17:00 | 33796.7467 | 489 | 244 | 1574 | 2842 | 21.8 | 6.93 | 1.27 | 22 | 434.7032 | 1.286% | 137.1145 | 21.7491 | 25.7114 | 804.2011 | 988.7761 | 2.2746
2018-12-25 18:00 | 34968.0234 | 196 | 308 | 1466 | 2842 | 8 | 9.2 | 0.94 | 15.54 | 466.2625 | 1.333% | 20.9077 | 37.7831 | 18.3747 | 588.8904 | 665.9559 | 1.4283
2018-12-25 19:00 | 34738.014 | 177 | 312 | 1466 | 2842 | 4 | 8.47 | 0.94 | 14.48 | 449.5394 | 1.294% | 9.1621 | 34.198 | 17.833 | 532.5439 | 593.737 | 1.3208
2018-12-25 20:00 | 34376.8847 | 182 | 304 | 1466 | 2842 | 6.09 | 5.89 | 0.98 | 11.94 | 420.9466 | 1.225% | 13.5722 | 21.9255 | 17.5922 | 415.5171 | 468.607 | 1.1132
2018-12-25 21:00 | 33718.1406 | 223 | 357 | 1466 | 2842 | 7.61 | 7.44 | 0.99 | 10.71 | 392.3034 | 1.163% | 19.7446 | 30.9029 | 16.886 | 354.1376 | 421.6711 | 1.0749
2018-12-25 22:00 | 32480.1115 | 307 | 412 | 1198 | 2985 | 11.2 | 22.91 | 0.89 | 11.4 | 360.7411 | 1.111% | 38.1887 | 104.8336 | 11.842 | 377.9439 | 532.8081 | 1.477
2018-12-25 23:00 | 30869.1914 | 206 | 347 | 1198 | 2985 | 6.11 | 14.12 | 0.89 | 9.7 | 323.3768 | 1.048% | 13.1854 | 51.3272 | 11.1694 | 303.319 | 379.001 | 1.172
2018-12-26 | 29422.7527 | 211 | 278 | 1198 | 2985 | 5.9 | 6 | 0.5 | 6.5 | 292.5407 | 0.9943% | 12.3776 | 16.5844 | 5.9557 | 192.9127 | 227.8303 | 0.7788
2018-12-26 01:00 | 28455.5486 | 176 | 207 | 1198 | 2985 | 2.9 | 6.12 | 0.5 | 7.11 | 273.6524 | 0.9617% | 4.9084 | 12.183 | 5.7605 | 204.1015 | 226.9534 | 0.82935
2018-12-26 02:00 | 27950.7307 | 203 | 226 | 1460 | 2985 | 4 | 8.31 | 0.74 | 6.58 | 264.3201 | 0.9457% | 7.6788 | 17.7601 | 10.217 | 185.7408 | 221.3967 | 0.83761
2018-12-26 03:00 | 27886.1126 | 215 | 188 | 1460 | 2985 | 6 | 6 | 0.74 | 6.5 | 260.8281 | 0.9353% | 12.0658 | 10.5506 | 10.1053 | 181.478 | 214.1997 | 0.82123
2018-12-26 04:00 | 28431.851 | 292 | 232 | 1460 | 2985 | 7.11 | 8.11 | 0.84 | 7.11 | 264.9402 | 0.9318% | 19.3462 | 17.5328 | 11.4281 | 197.7683 | 246.0754 | 0.9288
2018-12-26 05:00 | 29771.326 | 460 | 428 | 1460 | 2985 | 19.4 | 36.09 | 0.84 | 11 | 279.6459 | 0.9393% | 83.8243 | 145.0911 | 11.5197 | 308.4234 | 548.8585 | 1.9627
2018-12-26 06:00 | 31730.8004 | 605 | 274 | 2178 | 2905 | 23.22 | 8.45 | 2.86 | 14.25 | 304.6908 | 0.9602% | 134.895 | 22.2324 | 59.8139 | 397.502 | 614.4433 | 2.0166
2018-12-26 07:00 | 33378.5989 | 297 | 252 | 2178 | 2905 | 13 | 6.1 | 2.5 | 16 | 331.6975 | 0.9937% | 38.3684 | 15.2758 | 54.1093 | 461.8918 | 569.6454 | 1.7174
2018-12-26 08:00 | 34509.361 | 316 | 194 | 2178 | 2905 | 13 | 3.46 | 1.74 | 17.5 | 359.989 | 1.043% | 42.8531 | 7.0021 | 39.533 | 530.3182 | 619.7064 | 1.7215
2018-12-26 09:00 | 35786.303 | 305 | 191 | 2178 | 2905 | 12.6 | 3.11 | 2.87 | 13.5 | 389.7651 | 1.089% | 41.8559 | 6.4696 | 68.081 | 427.1358 | 543.5423 | 1.3945
2018-12-26 10:00 | 36836.4463 | 312 | 254 | 1742 | 2842 | 10.1 | 3.98 | 0.95 | 13.5 | 410.5434 | 1.115% | 35.1202 | 11.2667 | 18.4439 | 427.6015 | 492.4324 | 1.1995
2018-12-26 11:00 | 37396.8339 | 275 | 301 | 1742 | 2842 | 8 | 4.01 | 0.95 | 10.5 | 417.327 | 1.116% | 24.5507 | 13.4695 | 18.4677 | 333.0083 | 389.4963 | 0.93331
2018-12-26 12:00 | 37549.2425 | 269 | 279 | 1742 | 2842 | 7.3 | 4.01 | 0.94 | 8.94 | 419.6814 | 1.118% | 21.9479 | 12.5045 | 18.3018 | 283.975 | 336.7293 | 0.80235
2018-12-26 13:00 | 37519.4391 | 248 | 235 | 1742 | 2842 | 5 | 3.5 | 0.95 | 8.84 | 416.4972 | 1.11% | 13.765 | 9.1304 | 18.3708 | 278.8895 | 320.1557 | 0.76869
2018-12-26 14:00 | 37404.2038 | 214 | 201 | 1574 | 2842 | 3.8 | 3.11 | 0.97 | 8 | 408.4123 | 1.092% | 8.8792 | 6.8255 | 16.6707 | 248.2519 | 280.6273 | 0.68712
2018-12-26 15:00 | 37489.6855 | 212 | 185 | 1574 | 2842 | 4.97 | 2.61 | 0.95 | 8 | 403.4254 | 1.076% | 11.3382 | 5.1959 | 16.0909 | 244.6614 | 277.2864 | 0.68733
2018-12-26 16:00 | 37861.0426 | 322 | 219 | 1574 | 2842 | 7.55 | 2.61 | 0.9 | 7.75 | 405.3647 | 1.071% | 26.0289 | 6.1198 | 15.167 | 235.8192 | 283.1349 | 0.69847
2018-12-26 17:00 | 38923.1972 | 489 | 244 | 1574 | 2842 | 19.8 | 3.5 | 0.99 | 20 | 432.4805 | 1.111% | 107.5801 | 9.4889 | 17.314 | 631.5564 | 765.9395 | 1.771
2018-12-26 18:00 | 39435.0598 | 196 | 308 | 1466 | 2842 | 8 | 4.01 | 0.93 | 12.59 | 455.7806 | 1.156% | 18.1226 | 14.2747 | 15.7576 | 413.5453 | 461.7002 | 1.013
2018-12-26 19:00 | 38860.4245 | 177 | 312 | 1466 | 2842 | 5 | 4.01 | 0.93 | 8.31 | 445.2446 | 1.146% | 10.1399 | 14.3347 | 15.621 | 270.5928 | 310.6884 | 0.69779
2018-12-26 20:00 | 38187.7194 | 182 | 304 | 1466 | 2842 | 6.75 | 3.98 | 0.97 | 7.79 | 438.432 | 1.148% | 14.1044 | 13.8911 | 16.3262 | 254.1792 | 298.5008 | 0.68084
2018-12-26 21:00 | 37192.5078 | 223 | 357 | 1466 | 2842 | 8.46 | 4.01 | 0.97 | 8.66 | 428.78 | 1.153% | 21.7498 | 16.5041 | 16.394 | 283.7403 | 338.3882 | 0.78919
2018-12-26 22:00 | 35380.3193 | 307 | 412 | 1198 | 2985 | 10.74 | 9.39 | 0.74 | 12.5 | 376.9019 | 1.065% | 35.1244 | 41.2125 | 9.444 | 397.4852 | 483.2661 | 1.2822
2018-12-26 23:00 | 33427.9949 | 206 | 347 | 1198 | 2985 | 5.41 | 9.11 | 0.74 | 12.09 | 323.9416 | 0.9691% | 10.7999 | 30.634 | 8.591 | 349.7253 | 399.7503 | 1.234
2018-12-27 | 31790.999 | 211 | 278 | 1198 | 2985 | 6.86 | 15.96 | 0.5 | 8 | 293.9738 | 0.9247% | 13.3848 | 41.0282 | 5.539 | 220.8202 | 280.7722 | 0.95509
2018-12-27 01:00 | 30790.7249 | 176 | 207 | 1198 | 2985 | 4.5 | 10.6 | 0.5 | 8.34 | 280.3976 | 0.9107% | 7.2124 | 19.9816 | 5.4548 | 226.7069 | 259.3557 | 0.92496
2018-12-27 02:00 | 30361.3489 | 203 | 226 | 1460 | 2985 | 5.11 | 14.82 | 0.97 | 8 | 273.2813 | 0.9001% | 9.337 | 30.1471 | 12.7472 | 214.943 | 267.1742 | 0.97765
2018-12-27 03:00 | 30118.7705 | 215 | 188 | 1460 | 2985 | 6.98 | 13.64 | 0.97 | 7.63 | 274.6394 | 0.9119% | 13.6842 | 23.3829 | 12.9137 | 207.6799 | 257.6606 | 0.93818
2018-12-27 04:00 | 30535.388 | 292 | 232 | 1460 | 2985 | 8.9 | 16.62 | 0.83 | 8.9 | 283.9733 | 0.93% | 24.1683 | 35.8586 | 11.2695 | 247.0634 | 318.3598 | 1.1211
2018-12-27 05:00 | 31745.0182 | 460 | 428 | 1460 | 2985 | 29.83 | 50 | 0.83 | 13.13 | 309.3843 | 0.9746% | 133.7315 | 208.5626 | 11.8101 | 381.9722 | 736.0764 | 2.3792
2018-12-27 06:00 | 33834.1132 | 605 | 274 | 2178 | 2905 | 27.62 | 17.57 | 2 | 18.62 | 349.7133 | 1.034% | 172.7175 | 49.7599 | 45.0241 | 559.0918 | 826.5933 | 2.3636
2018-12-27 07:00 | 35441.4476 | 297 | 252 | 2178 | 2905 | 13 | 10.43 | 2 | 17.5 | 392.6317 | 1.108% | 42.7734 | 29.1178 | 48.2572 | 563.1941 | 683.3425 | 1.7404
2018-12-27 08:00 | 35936.2975 | 316 | 194 | 2178 | 2905 | 13 | 4.58 | 1.9 | 18.17 | 415.778 | 1.157% | 47.529 | 10.2801 | 47.8784 | 610.7018 | 716.3893 | 1.723
2018-12-27 09:00 | 36561.581 | 305 | 191 | 2178 | 2905 | 13 | 3.04 | 2 | 16 | 414.8355 | 1.135% | 44.9877 | 6.5881 | 49.4241 | 527.372 | 628.3719 | 1.5147
2018-12-27 10:00 | 36959.3287 | 312 | 254 | 1742 | 2842 | 12 | 3.98 | 0.94 | 16 | 409.0584 | 1.107% | 41.4378 | 11.1887 | 18.1233 | 503.275 | 574.0248 | 1.4033
2018-12-27 11:00 | 37010.7161 | 275 | 301 | 1742 | 2842 | 8.16 | 4.01 | 0.94 | 14.5 | 416.762 | 1.126% | 25.2687 | 13.5916 | 18.439 | 464.0371 | 521.3365 | 1.2509
2018-12-27 12:00 | 36756.3203 | 269 | 279 | 1742 | 2842 | 7.49 | 3.89 | 0.93 | 10.5 | 421.1336 | 1.146% | 23.0846 | 12.4349 | 18.5618 | 341.9017 | 395.9829 | 0.94028
2018-12-27 13:00 | 36625.7041 | 248 | 235 | 1742 | 2842 | 5 | 3.45 | 0.97 | 11.83 | 405.8659 | 1.108% | 13.741 | 8.9843 | 18.7248 | 372.5679 | 414.0179 | 1.0201
2018-12-27 14:00 | 36455.1728 | 214 | 201 | 1574 | 2842 | 2.01 | 1.5 | 1.1 | 7.7 | 387.2747 | 1.062% | 4.5695 | 3.2029 | 18.3932 | 232.4742 | 258.6399 | 0.66785
2018-12-27 15:00 | 36200.3164 | 212 | 185 | 1574 | 2842 | 2.01 | 0.19 | 2.01 | 8 | 394.2168 | 1.089% | 4.6404 | 0.38278 | 34.4527 | 247.5921 | 287.068 | 0.7282
2018-12-27 16:00 | 36219.676 | 322 | 219 | 1574 | 2842 | 5.43 | 0.6 | 0.89 | 9.42 | 417.5057 | 1.153% | 20.1546 | 1.5147 | 16.1478 | 308.5978 | 346.4148 | 0.82972
2018-12-27 17:00 | 37487.9248 | 489 | 244 | 1574 | 2842 | 30.5 | 1.86 | 0.98 | 30.7 | 459.4205 | 1.226% | 182.7796 | 5.5619 | 18.9038 | 1069.2553 | 1276.5006 | 2.7785
2018-12-27 18:00 | 39332.0052 | 196 | 308 | 1466 | 2842 | 7 | 1.58 | 0.92 | 20 | 517.6066 | 1.316% | 18.0554 | 6.4042 | 17.7491 | 748.0107 | 790.2193 | 1.5267
2018-12-27 19:00 | 39283.0856 | 177 | 312 | 1466 | 2842 | 3.71 | 1.96 | 0.92 | 9.97 | 520.9256 | 1.326% | 8.708 | 8.1093 | 17.8851 | 375.7416 | 410.444 | 0.78791
2018-12-27 20:00 | 38935.3378 | 182 | 304 | 1466 | 2842 | 3.84 | 1.5 | 1.05 | 7.93 | 500.7254 | 1.286% | 8.9879 | 5.8644 | 19.7961 | 289.8364 | 324.4847 | 0.64803
2018-12-27 21:00 | 38187.1204 | 223 | 357 | 1466 | 2842 | 3.27 | 3.32 | 0.97 | 6.79 | 467.261 | 1.224% | 8.9227 | 14.5027 | 17.4 | 236.122 | 276.9474 | 0.5927
2018-12-27 22:00 | 36831.5052 | 307 | 412 | 1198 | 2985 | 6.64 | 5.19 | 0.89 | 7.23 | 444.9869 | 1.208% | 24.6283 | 25.834 | 12.8817 | 260.7416 | 324.0857 | 0.7283
2018-12-27 23:00 | 35261.6194 | 206 | 347 | 1198 | 2985 | 6.25 | 4.01 | 0.88 | 8.77 | 415.7216 | 1.179% | 15.1792 | 16.4049 | 12.4291 | 308.6343 | 352.6475 | 0.84828
2018-12-28 | 34138.6712 | 211 | 278 | 1198 | 2985 | 3.81 | 3.5 | 0.49 | 4.01 | 373.1184 | 1.093% | 8.7863 | 10.6344 | 6.4158 | 130.8244 | 156.661 | 0.41987
2018-12-28 01:00 | 33733.6836 | 176 | 207 | 1198 | 2985 | 2.11 | 2.61 | 0.49 | 4 | 371.9978 | 1.103% | 4.0952 | 5.9578 | 6.4734 | 131.6682 | 148.1946 | 0.39837
2018-12-28 02:00 | 33653.8479 | 203 | 226 | 1460 | 2985 | 3.12 | 3.45 | 0.97 | 4 | 389.0877 | 1.156% | 7.3226 | 9.0145 | 16.3733 | 138.0439 | 170.7542 | 0.43886
2018-12-28 03:00 | 34195.3369 | 215 | 188 | 1460 | 2985 | 3.8 | 2.61 | 0.97 | 4 | 418.3264 | 1.223% | 9.9947 | 6.0027 | 17.325 | 146.0672 | 179.3896 | 0.42883
2018-12-28 04:00 | 35355.0888 | 292 | 232 | 1460 | 2985 | 4.47 | 3.5 | 0.82 | 4.67 | 420.8075 | 1.19% | 15.5354 | 9.6647 | 14.2495 | 165.9177 | 205.3672 | 0.48803
2018-12-28 05:00 | 37728.3597 | 460 | 428 | 1460 | 2985 | 6.25 | 21.53 | 0.82 | 6 | 472.1356 | 1.251% | 35.978 | 115.3152 | 14.9819 | 224.1271 | 390.4021 | 0.82689
2018-12-28 06:00 | 40690.304 | 605 | 274 | 2178 | 2905 | 15 | 4 | 8.33 | 13.63 | 529.5032 | 1.301% | 118.093 | 14.2623 | 236.0916 | 515.252 | 883.6988 | 1.6689
2018-12-28 07:00 | 42756.97 | 297 | 252 | 2178 | 2905 | 12.24 | 3.5 | 7.34 | 15.8 | 591.646 | 1.384% | 50.3029 | 12.2046 | 221.2121 | 635.1236 | 918.8432 | 1.553
2018-12-28 08:00 | 43334.5101 | 316 | 194 | 2178 | 2905 | 10.7 | 2.11 | 7.94 | 13.88 | 605.6304 | 1.398% | 47.2547 | 5.7208 | 241.6864 | 563.52 | 858.1819 | 1.417
2018-12-28 09:00 | 43251.6337 | 305 | 191 | 2178 | 2905 | 7.02 | 1.5 | 6.06 | 8.81 | 602.8062 | 1.394% | 29.8409 | 3.993 | 183.9525 | 356.6952 | 574.4816 | 0.95301
2018-12-28 10:00 | 42839.7226 | 312 | 254 | 1742 | 2842 | 4.6 | 3.01 | 0.97 | 5.99 | 576.4499 | 1.346% | 19.312 | 10.2876 | 22.7371 | 229.0687 | 281.4054 | 0.48817
2018-12-28 11:00 | 41539.0494 | 275 | 301 | 1742 | 2842 | 2.98 | 3.5 | 0.97 | 5 | 526.7089 | 1.268% | 10.3911 | 13.3582 | 21.4257 | 180.1807 | 225.3557 | 0.42786
2018-12-28 12:00 | 40085.7067 | 269 | 279 | 1742 | 2842 | 2.55 | 3.5 | 0.97 | 4.45 | 486.4045 | 1.213% | 8.3234 | 11.849 | 20.5035 | 153.4589 | 194.1348 | 0.39912
2018-12-28 13:00 | 39023.7513 | 248 | 235 | 1742 | 2842 | 2.01 | 2.61 | 0.97 | 3.86 | 452.3281 | 1.159% | 5.7779 | 7.1094 | 19.5859 | 127.1557 | 159.629 | 0.35291
2018-12-28 14:00 | 38293.9785 | 214 | 201 | 1574 | 2842 | 1.61 | 1.5 | 0.99 | 3.23 | 428.2998 | 1.118% | 3.8535 | 3.3721 | 17.4284 | 102.6701 | 127.3241 | 0.29728
2018-12-28 15:00 | 37850.1975 | 212 | 185 | 1574 | 2842 | 1.02 | 1.5 | 1 | 3.17 | 429.889 | 1.136% | 2.456 | 3.1517 | 17.8769 | 102.3226 | 125.8072 | 0.29265
2018-12-28 16:00 | 38340.6058 | 322 | 219 | 1574 | 2842 | 4 | 2.11 | 0.89 | 4.81 | 449.2051 | 1.172% | 15.0904 | 5.4139 | 16.4127 | 160.1603 | 197.0774 | 0.43872
2018-12-28 17:00 | 40488.3893 | 489 | 244 | 1574 | 2842 | 17.12 | 3.5 | 0.97 | 18.12 | 506.5658 | 1.251% | 104.7413 | 10.6847 | 19.1021 | 644.2993 | 778.8275 | 1.5375
2018-12-28 18:00 | 42706.664 | 196 | 308 | 1466 | 2842 | 8 | 4.01 | 0.96 | 12.29 | 588.4673 | 1.378% | 21.6059 | 17.0185 | 19.3924 | 481.2853 | 539.3022 | 0.91645
2018-12-28 19:00 | 42673.2565 | 177 | 312 | 1466 | 2842 | 4 | 4.01 | 0.92 | 8.52 | 602.2502 | 1.411% | 9.992 | 17.6571 | 19.0346 | 341.7314 | 388.4151 | 0.64494
2018-12-28 20:00 | 42456.6009 | 182 | 304 | 1466 | 2842 | 3.42 | 3.5 | 1.31 | 6.25 | 604.7991 | 1.425% | 8.8667 | 15.1568 | 27.3572 | 253.0288 | 304.4095 | 0.50332
2018-12-28 21:00 | 41799.4837 | 223 | 357 | 1466 | 2842 | 4 | 4.01 | 0.97 | 7.2 | 592.5981 | 1.418% | 12.646 | 20.2956 | 20.1602 | 290.0988 | 343.2006 | 0.57915
2018-12-28 22:00 | 40414.8271 | 307 | 412 | 1198 | 2985 | 4 | 6 | 1.16 | 4.2 | 554.1458 | 1.371% | 16.8377 | 33.8947 | 19.0545 | 171.9004 | 241.6873 | 0.43614
2018-12-28 23:00 | 38900.4765 | 206 | 347 | 1198 | 2985 | 2.34 | 4.01 | 0.99 | 4 | 537.2766 | 1.381% | 6.6577 | 19.2184 | 16.3808 | 164.9101 | 207.167 | 0.38559
2018-12-29 | 37604.0787 | 211 | 278 | 1198 | 2985 | 2.01 | 5.26 | 0.62 | 3 | 509.615 | 1.355% | 5.7476 | 19.817 | 10.066 | 121.3592 | 156.9898 | 0.30806
2018-12-29 01:00 | 36949.2972 | 176 | 207 | 1198 | 2985 | 1 | 3.46 | 0.61 | 3 | 498.5191 | 1.349% | 2.3746 | 9.6632 | 9.8597 | 120.8207 | 142.7181 | 0.28628
2018-12-29 02:00 | 36665.889 | 203 | 226 | 1460 | 2985 | 2.01 | 3.5 | 0.96 | 3 | 492.5718 | 1.343% | 5.4815 | 10.6263 | 18.8292 | 120.302 | 155.2391 | 0.31516
2018-12-29 03:00 | 36681.525 | 215 | 188 | 1460 | 2985 | 2.01 | 3.1 | 0.96 | 3 | 494.4386 | 1.348% | 5.825 | 7.8557 | 18.8925 | 120.7065 | 153.2797 | 0.31001
2018-12-29 04:00 | 37181.7728 | 292 | 232 | 1460 | 2985 | 2.95 | 5.56 | 0.97 | 3.15 | 514.9509 | 1.385% | 11.93 | 17.8648 | 19.6137 | 130.2239 | 179.6324 | 0.34883
2018-12-29 05:00 | 38104.5826 | 460 | 428 | 1460 | 2985 | 5.46 | 22 | 0.97 | 5.6 | 542.6389 | 1.424% | 35.7671 | 134.0912 | 20.1678 | 238.0488 | 428.0749 | 0.78888
2018-12-29 06:00 | 39579.2132 | 605 | 274 | 2178 | 2905 | 9.4 | 3.5 | 4.75 | 9.6 | 590.0084 | 1.491% | 84.7763 | 14.2958 | 154.2207 | 415.7272 | 669.0199 | 1.1339
2018-12-29 07:00 | 41217.2402 | 297 | 252 | 2178 | 2905 | 4.9 | 3 | 6.4 | 6.9 | 647.2313 | 1.57% | 22.8525 | 11.8714 | 218.8863 | 314.7573 | 568.3675 | 0.87815
2018-12-29 08:00 | 42682.7653 | 316 | 194 | 2178 | 2905 | 6.51 | 0.81 | 6.1 | 8.22 | 693.251 | 1.624% | 33.4123 | 2.5523 | 215.7872 | 387.8429 | 639.5947 | 0.9226
2018-12-29 09:00 | 44030.9261 | 305 | 191 | 2178 | 2905 | 9.71 | 1.96 | 8.75 | 11.53 | 717.7569 | 1.63% | 48.2768 | 6.1025 | 310.6601 | 546.003 | 911.0424 | 1.2693
2018-12-29 10:00 | 44643.4339 | 312 | 254 | 1742 | 2842 | 6.4 | 2.61 | 1.1 | 9.94 | 728.2179 | 1.631% | 32.5715 | 10.8138 | 31.2568 | 460.8018 | 535.444 | 0.73528
2018-12-29 11:00 | 44537.9687 | 275 | 301 | 1742 | 2842 | 5 | 3.5 | 1.19 | 8 | 726.2404 | 1.631% | 22.4209 | 17.1785 | 33.8022 | 370.7354 | 444.137 | 0.61156
2018-12-29 12:00 | 44096.0918 | 269 | 279 | 1742 | 2842 | 4 | 3.46 | 1.08 | 6.77 | 701.932 | 1.592% | 17.128 | 15.3665 | 29.9479 | 306.2723 | 368.7147 | 0.52529
2018-12-29 13:00 | 43233.86 | 248 | 235 | 1742 | 2842 | 4 | 2.11 | 1.1 | 5 | 674.7816 | 1.561% | 15.4828 | 7.7391 | 29.9075 | 221.7856 | 274.915 | 0.40741
2018-12-29 14:00 | 42489.0869 | 214 | 201 | 1574 | 2842 | 2.34 | 0.43 | 1.1 | 5 | 661.6838 | 1.557% | 7.7984 | 1.346 | 26.9631 | 221.2928 | 257.4002 | 0.38901
2018-12-29 15:00 | 42219.0312 | 212 | 185 | 1574 | 2842 | 2.01 | 0.01 | 1.1 | 4.66 | 661.803 | 1.568% | 6.6796 | 0.029 | 27.1405 | 207.6015 | 241.4506 | 0.36484
2018-12-29 16:00 | 42578.3984 | 322 | 219 | 1574 | 2842 | 5 | 0.58 | 0.95 | 7.53 | 672.7612 | 1.58% | 25.4388 | 2.007 | 23.6265 | 338.1354 | 389.2078 | 0.57852
2018-12-29 17:00 | 44357.9062 | 489 | 244 | 1574 | 2842 | 30.64 | 2.81 | 0.97 | 31.64 | 711.5836 | 1.604% | 240.3546 | 10.9989 | 24.4924 | 1442.4986 | 1718.3446 | 2.4148
2018-12-29 18:00 | 45699.6829 | 196 | 308 | 1466 | 2842 | 15 | 5 | 0.95 | 26.5 | 733.0109 | 1.604% | 47.1568 | 24.7012 | 22.3385 | 1208.0008 | 1302.1974 | 1.7765
2018-12-29 19:00 | 45577.5618 | 177 | 312 | 1466 | 2842 | 4 | 3.75 | 0.91 | 14.42 | 728.9745 | 1.599% | 11.3239 | 18.7132 | 21.3372 | 655.4666 | 706.8408 | 0.96964
2018-12-29 20:00 | 45226.5735 | 182 | 304 | 1466 | 2842 | 4 | 3.01 | 1.3 | 12.41 | 717.7512 | 1.587% | 11.5534 | 14.5218 | 30.2453 | 559.7268 | 616.0473 | 0.8583
2018-12-29 21:00 | 44395.2197 | 223 | 357 | 1466 | 2842 | 6.44 | 3.98 | 0.96 | 11.33 | 693.6822 | 1.563% | 22.4396 | 22.2012 | 21.9902 | 503.1278 | 569.7588 | 0.82135
2018-12-29 22:00 | 42921.7252 | 307 | 412 | 1198 | 2985 | 5.06 | 6 | 1.23 | 6.12 | 653.303 | 1.522% | 23.6443 | 37.6258 | 22.4285 | 278.0566 | 361.7552 | 0.55373
2018-12-29 23:00 | 41287.1367 | 206 | 347 | 1198 | 2985 | 3.8 | 4.46 | 1.24 | 5.07 | 614.8258 | 1.489% | 11.657 | 23.0463 | 22.1216 | 225.3666 | 282.1916 | 0.45898
2018-12-30 | 39882.442 | 211 | 278 | 1198 | 2985 | 3.5 | 4.58 | 0.7 | 4 | 585.6059 | 1.468% | 10.8436 | 18.6954 | 12.3134 | 175.3186 | 217.171 | 0.37085
2018-12-30 01:00 | 38999.9065 | 176 | 207 | 1198 | 2985 | 2.46 | 3.01 | 0.69 | 3.65 | 572.854 | 1.469% | 6.3596 | 9.152 | 12.1419 | 160.036 | 187.6895 | 0.32764
2018-12-30 02:00 | 38520.3515 | 203 | 226 | 1460 | 2985 | 3.11 | 3.46 | 0.95 | 4 | 567.541 | 1.473% | 9.3017 | 11.521 | 20.4354 | 175.9184 | 217.1766 | 0.38266
2018-12-30 03:00 | 38370.5706 | 215 | 188 | 1460 | 2985 | 2.46 | 2.21 | 0.95 | 3.19 | 571.9354 | 1.491% | 7.8836 | 6.193 | 20.674 | 141.9331 | 176.6837 | 0.30892
2018-12-30 04:00 | 38637.5446 | 292 | 232 | 1460 | 2985 | 2.61 | 3.5 | 0.96 | 3 | 580.9554 | 1.504% | 11.4593 | 12.2093 | 21.0745 | 134.6477 | 179.3907 | 0.30879
2018-12-30 05:00 | 39320.7356 | 460 | 428 | 1460 | 2985 | 5 | 17.66 | 0.96 | 5 | 606.7134 | 1.543% | 35.4887 | 116.6263 | 21.6265 | 230.2907 | 404.0321 | 0.66594
2018-12-30 06:00 | 40334.0732 | 605 | 274 | 2178 | 2905 | 8 | 3.5 | 4.62 | 8 | 643.2283 | 1.595% | 77.186 | 15.2937 | 160.4696 | 370.6203 | 623.5696 | 0.96944
2018-12-30 07:00 | 41462.1976 | 297 | 252 | 2178 | 2905 | 6.47 | 3.5 | 6.48 | 7.75 | 690.5097 | 1.665% | 32.0021 | 14.6888 | 235.0446 | 374.9431 | 656.6786 | 0.95101
2018-12-30 08:00 | 42680.138 | 316 | 194 | 2178 | 2905 | 9.33 | 0.96 | 8.75 | 12.05 | 737.2782 | 1.727% | 50.9301 | 3.2172 | 329.2089 | 604.6983 | 988.0545 | 1.3401
2018-12-30 09:00 | 43913.0006 | 305 | 191 | 2178 | 2905 | 11.42 | 1.73 | 10.62 | 13.01 | 765.023 | 1.742% | 60.6802 | 5.7565 | 402.9617 | 658.4227 | 1127.8212 | 1.4742
2018-12-30 10:00 | 44506.6614 | 312 | 254 | 1742 | 2842 | 7.9 | 3 | 1.65 | 10.6 | 768.2867 | 1.726% | 42.5481 | 13.1539 | 49.617 | 520.0298 | 625.3487 | 0.81395
2018-12-30 11:00 | 44598.6673 | 275 | 301 | 1742 | 2842 | 5 | 3.5 | 1.61 | 8 | 765.0627 | 1.715% | 23.5873 | 18.0721 | 48.1115 | 390.0221 | 479.7931 | 0.62713
2018-12-30 12:00 | 44306.4514 | 269 | 279 | 1742 | 2842 | 4.75 | 3.46 | 1.62 | 6.74 | 756.1896 | 1.707% | 21.8077 | 16.4757 | 48.1645 | 326.9247 | 413.3726 | 0.54665
2018-12-30 13:00 | 43702.1334 | 248 | 235 | 1742 | 2842 | 3.99 | 2.61 | 1.56 | 4.98 | 745.3206 | 1.705% | 16.8758 | 10.4604 | 46.3461 | 241.3759 | 315.0582 | 0.42272
2018-12-30 14:00 | 43048.2549 | 214 | 201 | 1574 | 2842 | 2.82 | 0.53 | 1.48 | 3.52 | 730.189 | 1.696% | 10.2363 | 1.807 | 39.5136 | 169.6862 | 221.243 | 0.30299
2018-12-30 15:00 | 42779.7643 | 212 | 185 | 1574 | 2842 | 2.01 | 0.15 | 1.44 | 3 | 727.0426 | 1.7% | 7.2419 | 0.47161 | 38.5202 | 144.8995 | 191.1332 | 0.26289
2018-12-30 16:00 | 43013.8808 | 322 | 219 | 1574 | 2842 | 4.91 | 1.43 | 0.97 | 5.29 | 733.6198 | 1.706% | 26.965 | 5.3412 | 26.0399 | 256.4143 | 314.7603 | 0.42905
2018-12-30 17:00 | 44534.0114 | 489 | 244 | 1574 | 2842 | 24.65 | 3.5 | 0.97 | 24.85 | 758.0613 | 1.702% | 205.1815 | 14.5369 | 25.989 | 1202.1619 | 1447.8693 | 1.91
2018-12-30 18:00 | 45446.2513 | 196 | 308 | 1466 | 2842 | 9.04 | 8.11 | 0.94 | 22.5 | 768.5881 | 1.691% | 29.9654 | 42.2442 | 23.3054 | 1081.4394 | 1176.9545 | 1.5313
2018-12-30 19:00 | 45154.3213 | 177 | 312 | 1466 | 2842 | 4.4 | 5.91 | 0.9 | 12.44 | 755.0656 | 1.672% | 13.023 | 30.8338 | 22.0629 | 591.1937 | 657.1134 | 0.87027
2018-12-30 20:00 | 44626.0068 | 182 | 304 | 1466 | 2842 | 3.27 | 3.5 | 1.42 | 7.38 | 745.0238 | 1.669% | 9.9358 | 17.7633 | 34.754 | 350.1568 | 412.6098 | 0.55382
2018-12-30 21:00 | 43535.6491 | 223 | 357 | 1466 | 2842 | 4 | 6 | 0.95 | 6.93 | 688.6812 | 1.582% | 14.1104 | 33.8838 | 22.0308 | 311.552 | 381.577 | 0.55407
2018-12-30 22:00 | 41764.2399 | 307 | 412 | 1198 | 2985 | 4 | 6 | 0.99 | 5.5 | 608.8932 | 1.458% | 17.9034 | 36.04 | 17.2913 | 239.3556 | 310.5903 | 0.51009
2018-12-30 23:00 | 39837.4124 | 206 | 347 | 1198 | 2985 | 3.8 | 4.01 | 0.99 | 4 | 570.7884 | 1.433% | 11.2159 | 19.9369 | 16.9932 | 171.0757 | 219.2218 | 0.38407
2018-12-31 | 38170.5276 | 211 | 278 | 1198 | 2985 | 3.8 | 4.01 | 0.69 | 4 | 554.7993 | 1.453% | 11.654 | 16.2031 | 12.0147 | 173.545 | 213.4167 | 0.38467
2018-12-31 01:00 | 37283.1145 | 176 | 207 | 1198 | 2985 | 3.87 | 3.5 | 0.68 | 4.07 | 500.0469 | 1.341% | 9.1353 | 9.7171 | 10.9261 | 162.9436 | 192.7221 | 0.38541
2018-12-31 02:00 | 36891.1578 | 203 | 226 | 1460 | 2985 | 2.99 | 4.01 | 0.94 | 3.19 | 481.7597 | 1.306% | 7.9264 | 11.8348 | 17.9221 | 124.3493 | 162.0325 | 0.33633
2018-12-31 03:00 | 36967.5309 | 215 | 188 | 1460 | 2985 | 3.11 | 3.5 | 0.94 | 3.11 | 477.1586 | 1.291% | 8.6306 | 8.4931 | 17.7143 | 119.8249 | 154.6629 | 0.32413
2018-12-31 04:00 | 37863.6865 | 292 | 232 | 1460 | 2985 | 4 | 5.38 | 0.95 | 3.87 | 486.4248 | 1.285% | 15.005 | 16.0348 | 17.8184 | 148.4049 | 197.263 | 0.40554
2018-12-31 05:00 | 39412.5732 | 460 | 428 | 1460 | 2985 | 12 | 22 | 0.95 | 6.5 | 517.0414 | 1.312% | 72.4152 | 123.5256 | 18.1956 | 254.5354 | 468.6718 | 0.90645
2018-12-31 06:00 | 41241.4248 | 605 | 274 | 2178 | 2905 | 37.3 | 5.51 | 4.99 | 37.5 | 564.6586 | 1.369% | 308.9701 | 20.6707 | 148.8027 | 1491.522 | 1969.9655 | 3.4888
2018-12-31 07:00 | 42671.4749 | 297 | 252 | 2178 | 2905 | 11.08 | 4.59 | 6.18 | 16.43 | 605.232 | 1.418% | 46.6746 | 16.4058 | 190.9108 | 676.9677 | 930.9589 | 1.5382
2018-12-31 08:00 | 43327.1549 | 316 | 194 | 2178 | 2905 | 8.72 | 2.61 | 5.96 | 8.92 | 619.1377 | 1.429% | 39.3759 | 7.2355 | 185.4946 | 370.2867 | 602.3927 | 0.97295
2018-12-31 09:00 | 43554.6676 | 305 | 191 | 2178 | 2905 | 8.84 | 2.61 | 8.04 | 9.04 | 588.3129 | 1.351% | 36.4188 | 6.7336 | 236.5308 | 354.7221 | 634.4053 | 1.0783
2018-12-31 10:00 | 42953.0602 | 312 | 254 | 1742 | 2842 | 5.01 | 3.5 | 1.29 | 7.61 | 551.2673 | 1.283% | 20.0614 | 11.4096 | 28.8407 | 277.5727 | 337.8844 | 0.61292
2018-12-31 11:00 | 41691.9131 | 275 | 301 | 1742 | 2842 | 5 | 4.01 | 1.22 | 7.16 | 516.7179 | 1.239% | 17.0414 | 14.9593 | 26.3396 | 252.1963 | 310.5367 | 0.60098
2018-12-31 12:00 | 40106.5934 | 269 | 279 | 1742 | 2842 | 5 | 3.98 | 1.29 | 6.31 | 481.5758 | 1.201% | 16.1499 | 13.3333 | 26.9828 | 215.3289 | 271.7949 | 0.56439
2018-12-31 13:00 | 38486.3079 | 248 | 235 | 1742 | 2842 | 5 | 3.46 | 0.99 | 5.78 | 450.7854 | 1.171% | 14.524 | 9.5237 | 20.1998 | 192.4046 | 236.6521 | 0.52498
2018-12-31 14:00 | 37225.1933 | 214 | 201 | 1574 | 2842 | 4 | 2.61 | 1.22 | 5.3 | 437.9543 | 1.176% | 10.0708 | 6.172 | 22.5921 | 177.2115 | 216.0464 | 0.49331
2018-12-31 15:00 | 36427.6266 | 212 | 185 | 1574 | 2842 | 3.79 | 0.75 | 1.21 | 5.59 | 450.1037 | 1.236% | 9.9279 | 1.7144 | 23.5327 | 196.2988 | 231.4738 | 0.51427
2018-12-31 16:00 | 36510.774 | 322 | 219 | 1574 | 2842 | 5 | 1 | 0.96 | 7.11 | 471.7705 | 1.292% | 20.8035 | 2.8298 | 19.5248 | 261.0979 | 304.2559 | 0.64492
2018-12-31 17:00 | 38398.3147 | 489 | 244 | 1574 | 2842 | 16.69 | 2.61 | 0.97 | 18.43 | 529.4343 | 1.379% | 112.5292 | 8.7807 | 21.0512 | 722.1864 | 864.5474 | 1.633
2018-12-31 18:00 | 40386.8593 | 196 | 308 | 1466 | 2842 | 7.77 | 4.01 | 0.93 | 13.15 | 587.2289 | 1.454% | 22.1434 | 17.9582 | 19.8237 | 543.3969 | 603.3222 | 1.0274
2018-12-31 19:00 | 39768.8121 | 177 | 312 | 1466 | 2842 | 4 | 4.01 | 0.89 | 9.24 | 586.4275 | 1.475% | 10.4401 | 18.4489 | 19.2396 | 387.2289 | 435.3575 | 0.74239
2018-12-31 20:00 | 39016.1754 | 182 | 304 | 1466 | 2842 | 4 | 3.5 | 1.28 | 7.21 | 541.1869 | 1.387% | 10.098 | 14.7586 | 26.0283 | 284.2248 | 335.1097 | 0.61921
2018-12-31 21:00 | 38472.9531 | 223 | 357 | 1466 | 2842 | 3.22 | 4.01 | 0.94 | 6.02 | 495.4106 | 1.288% | 9.2464 | 18.4341 | 17.7448 | 220.308 | 265.7333 | 0.53639
2018-12-31 22:00 | 37828.2851 | 307 | 412 | 1198 | 2985 | 6.18 | 7.15 | 0.97 | 6.38 | 488.2324 | 1.291% | 24.4871 | 38.0201 | 14.9982 | 245.7961 | 323.3015 | 0.66219
2018-12-31 23:00 | 37301.1279 | 206 | 347 | 1198 | 2985 | 4 | 4.58 | 0.97 | 4.61 | 478.9894 | 1.284% | 10.5811 | 20.4079 | 14.9222 | 176.7051 | 222.6164 | 0.46476

## AS 2019 Workpaper
PEDERNALES ELECTRIC COOPERATIVE, INC.
VALUE OF DISTRIBUTED GENERATION STUDY
SCHEDULE 5 cont.
AVOIDED ANCILLARY SERVICES COST DETAIL
Last Updated 11.12.2021
|  | A/S Quantities (MWs) |  |  |  | A/S Prices ($/MWh)
Date/Time | ERCOT DA Load | REGUP | REGDN | NSPIN | RRS | REGUP | REGDN | NSPIN | RRS | PEC Load, MWhs | PEC Load as a % of ERCOT | REGUP Charges, $ | REGDN Charges, $ | NSPIN Charges, $ | RRS Charges, $ | Total A/S Charge, $ | A/S Charge ($/MWh)
2019-01-01 | 36952.9472 | 237 | 281 | 1283 | 2984 | 5 | 5.26 | 1.08 | 6.04 | 473.7759 | 1.282% | 15.193 | 18.9503 | 17.7654 | 231.0785 | 282.9872 | 0.5973
2019-01-01 01:00 | 37113.9508 | 199 | 208 | 1283 | 2984 | 4.37 | 3.98 | 1.05 | 5.9 | 472.7803 | 1.274% | 11.0779 | 10.5455 | 17.1608 | 224.271 | 263.0552 | 0.5564
2019-01-01 02:00 | 37153.7646 | 196 | 195 | 1620 | 2984 | 4.44 | 3.5 | 0.93 | 5.01 | 471.2379 | 1.268% | 11.0376 | 8.6565 | 19.1089 | 189.6156 | 228.4185 | 0.48472
2019-01-01 03:00 | 37290.1885 | 249 | 183 | 1620 | 2984 | 5 | 3.47 | 0.93 | 5.63 | 478.8663 | 1.284% | 15.9878 | 8.1546 | 19.3472 | 215.7381 | 259.2277 | 0.54134
2019-01-01 04:00 | 37839.6276 | 335 | 253 | 1620 | 2984 | 7 | 8 | 0.94 | 7.02 | 493.8138 | 1.305% | 30.6027 | 26.4136 | 19.8728 | 273.3709 | 350.2599 | 0.7093
2019-01-01 05:00 | 38790.1204 | 537 | 334 | 1620 | 2984 | 15 | 8 | 0.97 | 7.61 | 535.9631 | 1.382% | 111.2959 | 36.919 | 21.712 | 313.7598 | 483.6868 | 0.90246
2019-01-01 06:00 | 39875.1855 | 669 | 301 | 2027 | 2871 | 26.55 | 4.01 | 5.53 | 11.01 | 578.3863 | 1.45% | 257.6356 | 17.5076 | 162.5901 | 458.4963 | 896.2296 | 1.5495
2019-01-01 07:00 | 40423.5755 | 310 | 258 | 2027 | 2871 | 8.04 | 2.61 | 6.04 | 8.24 | 614.3865 | 1.52% | 37.8813 | 10.2345 | 186.0791 | 359.5566 | 593.7515 | 0.96641
2019-01-01 08:00 | 40909.9804 | 306 | 309 | 2027 | 2871 | 7.76 | 3.46 | 5 | 7.98 | 650.481 | 1.59% | 37.7562 | 16.9996 | 161.1495 | 364.2851 | 580.1905 | 0.89194
2019-01-01 09:00 | 41689.6468 | 300 | 300 | 2027 | 2871 | 6.32 | 3.46 | 5.36 | 7.48 | 688.4244 | 1.651% | 31.3088 | 17.1406 | 179.41 | 354.6197 | 582.479 | 0.8461
2019-01-01 10:00 | 42151.4111 | 234 | 381 | 1438 | 2840 | 4 | 5.26 | 0.99 | 7.28 | 706.5085 | 1.676% | 15.6885 | 33.5905 | 23.8616 | 346.5413 | 419.6819 | 0.59402
2019-01-01 11:00 | 42199.1334 | 213 | 334 | 1438 | 2840 | 4 | 3.5 | 0.99 | 5.44 | 705.1626 | 1.671% | 14.2372 | 19.5344 | 23.7892 | 258.1683 | 315.7292 | 0.44774
2019-01-01 12:00 | 41795.5107 | 235 | 308 | 1438 | 2840 | 4 | 3.5 | 0.99 | 4.45 | 684.0262 | 1.637% | 15.3841 | 17.6426 | 23.299 | 206.8338 | 263.1594 | 0.38472
2019-01-01 13:00 | 41309.707 | 258 | 273 | 1438 | 2840 | 4 | 3.01 | 0.98 | 4.2 | 669.1279 | 1.62% | 16.7162 | 13.3102 | 22.8266 | 193.2078 | 246.0609 | 0.36773
2019-01-01 14:00 | 40940.6198 | 202 | 244 | 1473 | 2840 | 3.8 | 2.61 | 0.99 | 4 | 676.1157 | 1.651% | 12.6766 | 10.5171 | 24.0827 | 187.6052 | 234.8816 | 0.3474
2019-01-01 15:00 | 40981.122 | 213 | 205 | 1473 | 2840 | 3.8 | 0.01 | 0.99 | 4 | 691.8342 | 1.688% | 13.6641 | 0.034608 | 24.6182 | 191.777 | 230.0939 | 0.33259
2019-01-01 16:00 | 41819.7246 | 291 | 196 | 1473 | 2840 | 5 | 0.01 | 0.95 | 5.45 | 719.2866 | 1.72% | 25.0256 | 0.033711 | 24.0684 | 266.2169 | 315.3446 | 0.43841
2019-01-01 17:00 | 44043.041 | 536 | 245 | 1473 | 2840 | 15 | 2.21 | 0.96 | 15 | 765.5598 | 1.738% | 139.752 | 9.4115 | 24.5797 | 740.4768 | 914.2199 | 1.1942
2019-01-01 18:00 | 45407.3763 | 412 | 312 | 1624 | 2871 | 13.56 | 3.5 | 0.97 | 13.76 | 788.4713 | 1.736% | 97.01 | 18.9619 | 27.3538 | 685.9795 | 829.3051 | 1.0518
2019-01-01 19:00 | 45253.6592 | 235 | 280 | 1624 | 2871 | 6.55 | 3.5 | 0.97 | 8.94 | 782.3843 | 1.729% | 26.6119 | 16.9431 | 27.2348 | 443.7487 | 514.5385 | 0.65765
2019-01-01 20:00 | 44857.4912 | 267 | 321 | 1624 | 2871 | 5.46 | 3.5 | 1.34 | 7.21 | 764.4105 | 1.704% | 24.8425 | 19.1454 | 37.0837 | 352.7444 | 433.816 | 0.56752
2019-01-01 21:00 | 43910.6432 | 197 | 357 | 1624 | 2871 | 3.36 | 3.98 | 0.97 | 4.54 | 738.9094 | 1.683% | 11.1385 | 23.9096 | 26.5081 | 219.3363 | 280.8925 | 0.38014
2019-01-01 22:00 | 42219.5599 | 223 | 419 | 1283 | 2984 | 4 | 6 | 1.09 | 4.8 | 688.1947 | 1.63% | 14.5399 | 40.9791 | 22.7956 | 233.4736 | 311.7882 | 0.45305
2019-01-01 23:00 | 40501.1458 | 222 | 350 | 1283 | 2984 | 3.72 | 4.01 | 1.11 | 4 | 655.5036 | 1.618% | 13.3661 | 22.7154 | 23.0493 | 193.182 | 252.3127 | 0.38491
2019-01-02 | 39248.8994 | 237 | 281 | 1283 | 2984 | 1.02 | 3.01 | 1 | 1.87 | 632.5996 | 1.612% | 3.8963 | 13.6325 | 20.6789 | 89.9377 | 128.1454 | 0.20257
2019-01-02 01:00 | 38575.1015 | 199 | 208 | 1283 | 2984 | 1 | 0.38 | 1 | 1.5 | 628.7973 | 1.63% | 3.2438 | 1.2884 | 20.9137 | 72.9615 | 98.4074 | 0.1565
2019-01-02 02:00 | 38433.9345 | 196 | 195 | 1620 | 2984 | 1 | 0.28 | 0.97 | 1.5 | 634.0396 | 1.65% | 3.2334 | 0.90073 | 25.9232 | 73.84 | 103.8973 | 0.16387
2019-01-02 03:00 | 38845.956 | 249 | 183 | 1620 | 2984 | 1 | 0.01 | 0.97 | 1.26 | 648.2706 | 1.669% | 4.1554 | 0.030539 | 26.2239 | 62.7451 | 93.1549 | 0.1437
2019-01-02 04:00 | 40087.2858 | 335 | 253 | 1620 | 2984 | 2.38 | 2.11 | 0.97 | 2.9 | 675.893 | 1.686% | 13.4429 | 9.0007 | 26.4946 | 145.9043 | 194.8425 | 0.28827
2019-01-02 05:00 | 42476.4794 | 537 | 334 | 1620 | 2984 | 6.44 | 4.92 | 0.97 | 5.94 | 728.3175 | 1.715% | 59.297 | 28.1763 | 26.9438 | 303.9187 | 418.3358 | 0.57439
2019-01-02 06:00 | 45297.6344 | 669 | 301 | 2027 | 2871 | 15.51 | 4 | 8.33 | 15.51 | 782.9629 | 1.728% | 179.3509 | 20.811 | 291.8532 | 769.6808 | 1261.6959 | 1.6114
2019-01-02 07:00 | 47482.1813 | 310 | 258 | 2027 | 2871 | 11.27 | 1.76 | 6.37 | 12.27 | 817.5969 | 1.722% | 60.1581 | 7.8188 | 222.3319 | 606.5776 | 896.8864 | 1.097
2019-01-02 08:00 | 48623.3255 | 306 | 309 | 2027 | 2871 | 8.14 | 3 | 5.38 | 9.84 | 841.3998 | 1.73% | 43.1026 | 16.0412 | 188.7095 | 488.8617 | 736.7151 | 0.87558
2019-01-02 09:00 | 49687.9345 | 300 | 300 | 2027 | 2871 | 10.22 | 2.61 | 5.08 | 12.37 | 862.8103 | 1.736% | 53.2398 | 13.5965 | 178.8059 | 616.6905 | 862.3327 | 0.99945
2019-01-02 10:00 | 50686.2522 | 234 | 381 | 1438 | 2840 | 8.33 | 3.5 | 0.98 | 13.36 | 886.5316 | 1.749% | 34.093 | 23.3237 | 24.6484 | 663.6343 | 745.6994 | 0.84114
2019-01-02 11:00 | 51305.8876 | 213 | 334 | 1438 | 2840 | 4.81 | 3.11 | 0.98 | 10.26 | 894.095 | 1.743% | 17.8542 | 18.1019 | 24.5585 | 507.7877 | 568.3022 | 0.63562
2019-01-02 12:00 | 51411.0898 | 235 | 308 | 1438 | 2840 | 4.59 | 3.01 | 0.98 | 8 | 888.5114 | 1.728% | 18.6418 | 16.0222 | 24.3552 | 392.6581 | 451.6772 | 0.50835
2019-01-02 13:00 | 51491.7184 | 258 | 273 | 1438 | 2840 | 4.25 | 2.29 | 0.97 | 8.23 | 882.7298 | 1.714% | 18.7975 | 10.7174 | 23.9123 | 400.6901 | 454.1172 | 0.51445
2019-01-02 14:00 | 51257.5856 | 202 | 244 | 1473 | 2840 | 4 | 1.74 | 0.98 | 7.63 | 882.2691 | 1.721% | 13.9077 | 7.3077 | 24.8469 | 372.9802 | 419.0425 | 0.47496
2019-01-02 15:00 | 51148.3587 | 213 | 205 | 1473 | 2840 | 4 | 0.84 | 0.98 | 7.47 | 882.6067 | 1.726% | 14.702 | 2.9715 | 24.9095 | 366.0787 | 408.6616 | 0.46302
2019-01-02 16:00 | 51402.8073 | 291 | 196 | 1473 | 2840 | 5 | 0.61 | 0.94 | 9.27 | 888.7929 | 1.729% | 25.158 | 2.0673 | 23.9411 | 455.21 | 506.3764 | 0.56974
2019-01-02 17:00 | 52714.2347 | 536 | 245 | 1473 | 2840 | 36.9 | 3.02 | 0.95 | 36.61 | 910.4296 | 1.727% | 341.5935 | 12.7788 | 24.1682 | 1795.7113 | 2174.2519 | 2.3882
2019-01-02 18:00 | 53300.8096 | 412 | 312 | 1624 | 2871 | 36.92 | 3.37 | 0.96 | 38.29 | 926.4975 | 1.738% | 264.4048 | 18.2766 | 27.0999 | 1910.8605 | 2220.6418 | 2.3968
2019-01-02 19:00 | 52364.1315 | 235 | 280 | 1624 | 2871 | 5.04 | 2.11 | 0.96 | 12.97 | 913.7857 | 1.745% | 20.6685 | 10.3098 | 27.2062 | 649.8058 | 707.9903 | 0.77479
2019-01-02 20:00 | 51082.6549 | 267 | 321 | 1624 | 2871 | 11.96 | 2.88 | 1.29 | 16.13 | 887.7187 | 1.738% | 55.4938 | 16.0657 | 36.4064 | 804.7657 | 912.7316 | 1.0282
2019-01-02 21:00 | 49231.1816 | 197 | 357 | 1624 | 2871 | 4 | 3.01 | 0.96 | 7.83 | 848.8 | 1.724% | 13.586 | 18.5268 | 26.8796 | 387.5788 | 446.5712 | 0.52612
2019-01-02 22:00 | 46674.5319 | 223 | 419 | 1283 | 2984 | 4 | 5.1 | 0.99 | 5 | 785.9308 | 1.684% | 15.02 | 35.9823 | 21.3878 | 251.231 | 323.621 | 0.41177
2019-01-02 23:00 | 44328.469 | 222 | 350 | 1283 | 2984 | 2.11 | 3.5 | 0.99 | 2.31 | 736.2492 | 1.661% | 7.78 | 20.346 | 21.0962 | 114.4861 | 163.7083 | 0.22235
2019-01-03 | 42502.207 | 237 | 281 | 1283 | 2984 | 2 | 2.61 | 0.97 | 2.21 | 703.5673 | 1.655% | 7.8464 | 12.1406 | 20.6012 | 109.1655 | 149.7537 | 0.21285
2019-01-03 01:00 | 41459.5465 | 199 | 208 | 1283 | 2984 | 1 | 0.37 | 0.97 | 1.5 | 692.4055 | 1.67% | 3.3234 | 1.2853 | 20.7843 | 74.7526 | 100.1455 | 0.14463
2019-01-03 02:00 | 41063.2545 | 196 | 195 | 1620 | 2984 | 1 | 0.01 | 0.96 | 1.58 | 694.4167 | 1.691% | 3.3145 | 0.032976 | 26.2998 | 79.7302 | 109.3775 | 0.15751
2019-01-03 03:00 | 41013.1546 | 249 | 183 | 1620 | 2984 | 1.31 | 0.07 | 0.96 | 1.5 | 703.6094 | 1.716% | 5.596 | 0.21976 | 26.6805 | 76.7889 | 109.2852 | 0.15532
2019-01-03 04:00 | 41991.331 | 335 | 253 | 1620 | 2984 | 2.01 | 0.72 | 0.96 | 1.5 | 726.7547 | 1.731% | 11.6538 | 3.1527 | 26.9162 | 77.4673 | 119.1901 | 0.164
2019-01-03 05:00 | 44028.9313 | 537 | 334 | 1620 | 2984 | 7 | 3.02 | 0.96 | 6 | 769.7439 | 1.748% | 65.7174 | 17.6344 | 27.1891 | 313.01 | 423.5509 | 0.55025
2019-01-03 06:00 | 46590.9485 | 669 | 301 | 2027 | 2871 | 31.5 | 2.15 | 7 | 30.5 | 821.3326 | 1.763% | 371.496 | 11.4083 | 250.132 | 1543.6561 | 2176.6925 | 2.6502
2019-01-03 07:00 | 48267.2581 | 310 | 258 | 2027 | 2871 | 12.44 | 1.47 | 6.07 | 15.65 | 849.0009 | 1.759% | 67.8325 | 6.671 | 216.4203 | 790.3202 | 1081.244 | 1.2735
2019-01-03 08:00 | 48688.6028 | 306 | 309 | 2027 | 2871 | 6.82 | 2.31 | 4.83 | 11.43 | 853.9121 | 1.754% | 36.6009 | 12.5186 | 171.7065 | 575.5264 | 796.3525 | 0.93259
2019-01-03 09:00 | 48867.8447 | 300 | 300 | 2027 | 2871 | 5.71 | 2.31 | 4.75 | 10.4 | 836.0904 | 1.711% | 29.3081 | 11.8567 | 164.7318 | 510.8538 | 716.7503 | 0.85726
2019-01-03 10:00 | 48985.7936 | 234 | 381 | 1438 | 2840 | 4 | 3.5 | 0.97 | 8.46 | 798.8823 | 1.631% | 15.2647 | 21.7473 | 22.748 | 391.8333 | 451.5933 | 0.56528
2019-01-03 11:00 | 48517.6461 | 213 | 334 | 1438 | 2840 | 4 | 2.61 | 0.97 | 6.03 | 749.0719 | 1.544% | 13.1542 | 13.4589 | 21.5355 | 264.3988 | 312.5474 | 0.41725
2019-01-03 12:00 | 47458.1435 | 235 | 308 | 1438 | 2840 | 3 | 2.61 | 0.97 | 3.35 | 695.2411 | 1.465% | 10.3279 | 11.7765 | 20.4341 | 139.3759 | 181.9145 | 0.26166
2019-01-03 13:00 | 46275.8766 | 258 | 273 | 1438 | 2840 | 2.69 | 1.12 | 0.96 | 3 | 634.8239 | 1.372% | 9.5207 | 4.1945 | 18.9378 | 116.8795 | 149.5325 | 0.23555
2019-01-03 14:00 | 45190.5071 | 202 | 244 | 1473 | 2840 | 2.01 | 1 | 0.97 | 2.11 | 584.2915 | 1.293% | 5.2496 | 3.1548 | 18.4738 | 77.4788 | 104.3571 | 0.1786
2019-01-03 15:00 | 44498.6054 | 213 | 205 | 1473 | 2840 | 2.11 | 0.76 | 0.97 | 2.11 | 558.2171 | 1.254% | 5.6379 | 1.9544 | 17.9238 | 75.1722 | 100.6885 | 0.18038
2019-01-03 16:00 | 44740.0908 | 291 | 196 | 1473 | 2840 | 2.91 | 0.43 | 0.93 | 3 | 564.0486 | 1.261% | 10.6759 | 1.0625 | 17.2705 | 107.4136 | 136.4226 | 0.24186
2019-01-03 17:00 | 46494.1556 | 536 | 245 | 1473 | 2840 | 20.13 | 3.07 | 0.94 | 19.13 | 628.0375 | 1.351% | 145.7457 | 10.16 | 18.7033 | 733.8723 | 908.4812 | 1.4465
2019-01-03 18:00 | 48608.816 | 412 | 312 | 1624 | 2871 | 21.32 | 3.11 | 0.95 | 21.32 | 710.6176 | 1.462% | 128.4119 | 14.1852 | 22.5544 | 894.8316 | 1059.9831 | 1.4916
2019-01-03 19:00 | 48825.6709 | 235 | 280 | 1624 | 2871 | 5 | 2.21 | 0.95 | 10 | 731.308 | 1.498% | 17.5991 | 9.2683 | 23.108 | 430.0167 | 479.9921 | 0.65635
2019-01-03 20:00 | 48664.2057 | 267 | 321 | 1624 | 2871 | 8.02 | 2.74 | 1.21 | 8.94 | 746.3683 | 1.534% | 32.842 | 13.4896 | 30.138 | 393.6536 | 470.1232 | 0.62988
2019-01-03 21:00 | 47791.6728 | 197 | 357 | 1624 | 2871 | 4.13 | 3.5 | 0.95 | 5.36 | 741.5875 | 1.552% | 12.6249 | 19.3886 | 23.9398 | 238.7856 | 294.7388 | 0.39744
2019-01-03 22:00 | 46031.7467 | 223 | 419 | 1283 | 2984 | 4 | 4 | 0.97 | 4.38 | 715.2125 | 1.554% | 13.8593 | 26.0406 | 19.3364 | 203.0722 | 262.3086 | 0.36676
2019-01-03 23:00 | 44194.4124 | 222 | 350 | 1283 | 2984 | 2.11 | 3.46 | 0.97 | 2.21 | 677.8242 | 1.534% | 7.1843 | 18.5735 | 19.0875 | 101.1442 | 145.9894 | 0.21538
2019-01-04 | 43065.7366 | 237 | 281 | 1283 | 2984 | 1.9 | 1 | 0.97 | 1.9 | 664.2827 | 1.542% | 6.9458 | 4.3344 | 19.1964 | 87.4527 | 117.9293 | 0.17753
2019-01-04 01:00 | 42519.8662 | 199 | 208 | 1283 | 2984 | 1.57 | 0.32 | 0.97 | 1.61 | 656.0147 | 1.543% | 4.8203 | 1.0269 | 19.2008 | 74.1219 | 99.1699 | 0.15117
2019-01-04 02:00 | 42374.8134 | 196 | 195 | 1620 | 2984 | 1.35 | 0.01 | 0.95 | 1.61 | 662.2948 | 1.563% | 4.1356 | 0.030477 | 24.0537 | 75.0876 | 103.3073 | 0.15598
2019-01-04 03:00 | 42746.5918 | 249 | 183 | 1620 | 2984 | 1.74 | 0.01 | 0.95 | 1.74 | 670.0024 | 1.567% | 6.7908 | 0.028683 | 24.122 | 81.381 | 112.3225 | 0.16764
2019-01-04 04:00 | 43727.5455 | 335 | 253 | 1620 | 2984 | 2.21 | 0.45 | 0.95 | 2.21 | 690.0588 | 1.578% | 11.6834 | 1.7967 | 24.2868 | 104.0692 | 141.836 | 0.20554
2019-01-04 05:00 | 46027.0156 | 537 | 334 | 1620 | 2984 | 8.21 | 2.61 | 0.95 | 7.21 | 754.0312 | 1.638% | 72.2261 | 14.2812 | 25.2125 | 352.4606 | 464.1803 | 0.6156
2019-01-04 06:00 | 48832.9085 | 669 | 301 | 2027 | 2871 | 35.26 | 3.45 | 10 | 33.32 | 800.4877 | 1.639% | 386.6789 | 17.0227 | 332.2736 | 1568.1234 | 2304.0985 | 2.8784
2019-01-04 07:00 | 50167.9147 | 310 | 258 | 2027 | 2871 | 17.16 | 2.11 | 8 | 24.02 | 857.9569 | 1.71% | 90.9742 | 9.3098 | 277.3212 | 1179.3578 | 1556.9631 | 1.8147
2019-01-04 08:00 | 49272.7353 | 306 | 309 | 2027 | 2871 | 8.15 | 2.44 | 5.39 | 12.13 | 823.3576 | 1.671% | 41.6736 | 12.5988 | 182.5679 | 581.9368 | 818.7771 | 0.99444
2019-01-04 09:00 | 47033.6497 | 300 | 300 | 2027 | 2871 | 4.86 | 2.61 | 3.9 | 8.23 | 742.4584 | 1.579% | 23.0155 | 12.3602 | 124.7906 | 372.9894 | 533.1557 | 0.7181
2019-01-04 10:00 | 44969.5547 | 234 | 381 | 1438 | 2840 | 4 | 3.5 | 0.96 | 6.85 | 662.3753 | 1.473% | 13.7867 | 19.6417 | 20.3337 | 286.5461 | 340.3082 | 0.51377
2019-01-04 11:00 | 42774.246 | 213 | 334 | 1438 | 2840 | 3.63 | 3.11 | 0.96 | 4.21 | 591.2908 | 1.382% | 10.6882 | 14.359 | 19.0831 | 165.2796 | 209.4099 | 0.35416
2019-01-04 12:00 | 40649.111 | 235 | 308 | 1438 | 2840 | 2.15 | 2.61 | 0.96 | 2.21 | 531.8307 | 1.308% | 6.6104 | 10.5175 | 18.0614 | 82.117 | 117.3064 | 0.22057
2019-01-04 13:00 | 39118.6754 | 258 | 273 | 1438 | 2840 | 2.01 | 2.11 | 0.95 | 2.21 | 484.6896 | 1.239% | 6.4253 | 7.1371 | 16.9263 | 77.7661 | 108.2549 | 0.22335
2019-01-04 14:00 | 37867.2099 | 202 | 244 | 1473 | 2840 | 1 | 0.88 | 0.97 | 2.21 | 451.4731 | 1.192% | 2.4084 | 2.56 | 17.035 | 74.8306 | 96.834 | 0.21448
2019-01-04 15:00 | 36965.3141 | 213 | 205 | 1473 | 2840 | 1.35 | 0.49 | 0.97 | 2.21 | 435.2822 | 1.178% | 3.386 | 1.1828 | 16.8248 | 73.9073 | 95.301 | 0.21894
2019-01-04 16:00 | 36698.5745 | 291 | 196 | 1473 | 2840 | 2.11 | 0.35 | 0.92 | 2.21 | 443.237 | 1.208% | 7.4159 | 0.82854 | 16.3673 | 75.8049 | 100.4166 | 0.22655
2019-01-04 17:00 | 37949.3945 | 536 | 245 | 1473 | 2840 | 14.53 | 3.06 | 0.93 | 12.53 | 484.335 | 1.276% | 99.3966 | 9.5682 | 17.4834 | 454.1616 | 580.6097 | 1.1988
2019-01-04 18:00 | 40162.1107 | 412 | 312 | 1624 | 2871 | 9.72 | 3.5 | 0.94 | 9.72 | 538.7447 | 1.341% | 53.7193 | 14.6484 | 20.4777 | 374.3397 | 463.185 | 0.85975
2019-01-04 19:00 | 40531.2705 | 235 | 280 | 1624 | 2871 | 4.02 | 2.21 | 0.94 | 6 | 551.1868 | 1.36% | 12.847 | 8.4151 | 20.7598 | 234.2573 | 276.2791 | 0.50124
2019-01-04 20:00 | 40716.4824 | 267 | 321 | 1624 | 2871 | 4.69 | 3.5 | 1.06 | 4.86 | 554.4684 | 1.362% | 17.0526 | 15.2996 | 23.4422 | 190.0098 | 245.8042 | 0.44332
2019-01-04 21:00 | 40568.623 | 197 | 357 | 1624 | 2871 | 4 | 4.01 | 1.21 | 8 | 551.2542 | 1.359% | 10.7075 | 19.4524 | 26.7013 | 312.0936 | 368.9549 | 0.6693
2019-01-04 22:00 | 39772.3235 | 223 | 419 | 1283 | 2984 | 2.65 | 4.01 | 0.97 | 5.49 | 542.034 | 1.363% | 8.0537 | 22.8983 | 16.9607 | 223.263 | 271.1757 | 0.50029
2019-01-04 23:00 | 38625.192 | 222 | 350 | 1283 | 2984 | 2.01 | 3.46 | 0.97 | 4 | 518.421 | 1.342% | 5.9891 | 16.2538 | 16.7036 | 160.203 | 199.1496 | 0.38415
2019-01-05 | 37784.0755 | 237 | 281 | 1283 | 2984 | 2.23 | 2.28 | 0.74 | 3.7 | 523.4647 | 1.385% | 7.322 | 8.8761 | 13.1534 | 152.9604 | 182.3119 | 0.34828
2019-01-05 01:00 | 37489.1565 | 199 | 208 | 1283 | 2984 | 2.23 | 0.3 | 0.74 | 2.6 | 522.3808 | 1.393% | 6.1836 | 0.86949 | 13.2294 | 108.107 | 128.3894 | 0.24578
2019-01-05 02:00 | 37573.4583 | 196 | 195 | 1620 | 2984 | 2.01 | 0.23 | 0.94 | 2.61 | 522.9196 | 1.392% | 5.4828 | 0.62419 | 21.1932 | 108.391 | 135.6912 | 0.25949
2019-01-05 03:00 | 38067.6422 | 249 | 183 | 1620 | 2984 | 2.23 | 0.07 | 0.94 | 2.5 | 547.9254 | 1.439% | 7.9923 | 0.18438 | 21.9184 | 107.3753 | 137.4703 | 0.25089
2019-01-05 04:00 | 38927.7786 | 335 | 253 | 1620 | 2984 | 2.8 | 1.24 | 0.94 | 3 | 566.6672 | 1.456% | 13.6544 | 4.5668 | 22.1672 | 130.3132 | 170.7016 | 0.30124
2019-01-05 05:00 | 40402.9817 | 537 | 334 | 1620 | 2984 | 5.86 | 3.5 | 0.94 | 6 | 607.1522 | 1.503% | 47.2886 | 17.567 | 22.8837 | 269.0508 | 356.7901 | 0.58765
2019-01-05 06:00 | 42324.0683 | 669 | 301 | 2027 | 2871 | 11.61 | 3.5 | 6.31 | 11.61 | 660.8597 | 1.561% | 121.2775 | 16.4496 | 199.7124 | 520.4599 | 857.8994 | 1.2982
2019-01-05 07:00 | 43915.125 | 310 | 258 | 2027 | 2871 | 8 | 1.26 | 5.61 | 11.73 | 726.556 | 1.654% | 41.0305 | 5.3783 | 188.1359 | 557.168 | 791.7127 | 1.0897
2019-01-05 08:00 | 43856.4153 | 306 | 309 | 2027 | 2871 | 5.8 | 3.46 | 5 | 13.88 | 744.7836 | 1.698% | 30.1402 | 18.1565 | 172.1158 | 676.7365 | 897.149 | 1.2046
2019-01-05 09:00 | 41934.417 | 300 | 300 | 2027 | 2871 | 5.96 | 3.22 | 5 | 13.6 | 661.8869 | 1.578% | 28.2215 | 15.2472 | 159.9694 | 616.2902 | 819.7284 | 1.2385
2019-01-05 10:00 | 39738.7962 | 234 | 381 | 1438 | 2840 | 4 | 4.81 | 0.95 | 9.12 | 578.8413 | 1.457% | 13.6339 | 26.6941 | 19.8988 | 377.275 | 437.5018 | 0.75582
2019-01-05 11:00 | 37715.2291 | 213 | 334 | 1438 | 2840 | 4 | 5.26 | 0.95 | 5.99 | 508.0254 | 1.347% | 11.4765 | 23.6647 | 18.4014 | 229.1468 | 282.6894 | 0.55645
2019-01-05 12:00 | 36133.8968 | 235 | 308 | 1438 | 2840 | 5 | 5.13 | 0.95 | 5.79 | 462.9183 | 1.281% | 15.0531 | 20.2422 | 17.5014 | 210.6621 | 263.4588 | 0.56913
2019-01-05 13:00 | 35018.3167 | 258 | 273 | 1438 | 2840 | 5 | 4.01 | 0.94 | 5.23 | 424.8452 | 1.213% | 15.6504 | 13.2814 | 16.3992 | 180.2003 | 225.5312 | 0.53086
2019-01-05 14:00 | 34292.1204 | 202 | 244 | 1473 | 2840 | 4 | 3.98 | 0.96 | 4.25 | 396.1054 | 1.155% | 9.3331 | 11.2173 | 16.3339 | 139.4196 | 176.304 | 0.44509
2019-01-05 15:00 | 33905.1038 | 213 | 205 | 1473 | 2840 | 4 | 3.46 | 0.96 | 4.25 | 390.4361 | 1.152% | 9.8113 | 8.168 | 16.2839 | 138.9928 | 173.2559 | 0.44375
2019-01-05 16:00 | 33867.2692 | 291 | 196 | 1473 | 2840 | 5 | 3.5 | 0.91 | 5.2 | 388.6291 | 1.148% | 16.6962 | 7.8719 | 15.3815 | 169.4638 | 209.4134 | 0.53885
2019-01-05 17:00 | 34836.0439 | 536 | 245 | 1473 | 2840 | 15 | 6.14 | 0.92 | 15.2 | 429.1225 | 1.232% | 99.0395 | 18.5305 | 16.6933 | 531.7584 | 666.0218 | 1.5521
2019-01-05 18:00 | 36711.3392 | 412 | 312 | 1624 | 2871 | 11.32 | 10 | 0.93 | 11.52 | 470.842 | 1.283% | 59.8162 | 40.0156 | 19.3706 | 424.1902 | 543.3926 | 1.1541
2019-01-05 19:00 | 36745.3294 | 235 | 280 | 1624 | 2871 | 5 | 5.26 | 0.93 | 10.16 | 445.0169 | 1.211% | 14.2302 | 17.8368 | 18.2912 | 353.2655 | 403.6239 | 0.90699
2019-01-05 20:00 | 36343.7845 | 267 | 321 | 1624 | 2871 | 9.67 | 6 | 0.99 | 10 | 443.7454 | 1.221% | 31.524 | 23.5158 | 19.6302 | 350.5395 | 425.2095 | 0.95823
2019-01-05 21:00 | 36103.8151 | 197 | 357 | 1624 | 2871 | 4.44 | 8.61 | 0.97 | 10.8 | 439.6196 | 1.218% | 10.6506 | 37.4279 | 19.1815 | 377.5556 | 444.8155 | 1.0118
2019-01-05 22:00 | 35366.3385 | 223 | 419 | 1283 | 2984 | 4.4 | 22.91 | 0.75 | 16 | 424.3259 | 1.2% | 11.7725 | 115.1724 | 11.5451 | 572.8333 | 711.3233 | 1.6764
2019-01-05 23:00 | 34553.6579 | 222 | 350 | 1283 | 2984 | 5.52 | 6 | 0.74 | 13.46 | 407.9779 | 1.181% | 14.4689 | 24.7949 | 11.2099 | 474.2272 | 524.7008 | 1.2861
2019-01-06 | 33528.0432 | 237 | 281 | 1283 | 2984 | 5 | 6.77 | 0.5 | 10 | 391.5731 | 1.168% | 13.8396 | 22.2177 | 7.4921 | 348.5006 | 392.0499 | 1.0012
2019-01-06 01:00 | 32950.3535 | 199 | 208 | 1283 | 2984 | 5 | 6.4 | 0.5 | 10 | 386.4114 | 1.173% | 11.6684 | 15.6111 | 7.5229 | 349.936 | 384.7385 | 0.99567
2019-01-06 02:00 | 32732.8523 | 196 | 195 | 1620 | 2984 | 3.74 | 5.51 | 0.74 | 10 | 389.3939 | 1.19% | 8.7203 | 12.7818 | 14.2611 | 354.9801 | 390.7433 | 1.0035
2019-01-06 03:00 | 32890.0888 | 249 | 183 | 1620 | 2984 | 5 | 4.01 | 0.74 | 10 | 397.3515 | 1.208% | 15.0411 | 8.8655 | 14.4829 | 360.5028 | 398.8923 | 1.0039
2019-01-06 04:00 | 33407.5397 | 335 | 253 | 1620 | 2984 | 9.8 | 11.97 | 0.89 | 10 | 411.0363 | 1.23% | 40.393 | 37.2606 | 17.7395 | 367.1423 | 462.5355 | 1.1253
2019-01-06 05:00 | 34327.541 | 537 | 334 | 1620 | 2984 | 19.14 | 16.22 | 0.89 | 12.86 | 436.493 | 1.272% | 130.6926 | 68.8862 | 18.3333 | 487.949 | 705.8609 | 1.6171
2019-01-06 06:00 | 35694.5745 | 669 | 301 | 2027 | 2871 | 30 | 15.37 | 1.96 | 19.69 | 467.3441 | 1.309% | 262.7737 | 60.5724 | 52.0169 | 740.1392 | 1115.5022 | 2.3869
2019-01-06 07:00 | 36756.7662 | 310 | 258 | 2027 | 2871 | 8 | 9.76 | 2.25 | 8.96 | 499.4329 | 1.359% | 33.697 | 34.2144 | 61.9692 | 349.5273 | 479.408 | 0.9599
2019-01-06 08:00 | 37353.1819 | 306 | 309 | 2027 | 2871 | 6.56 | 10 | 3.8 | 11.07 | 516.3596 | 1.382% | 27.7492 | 42.7153 | 106.4785 | 439.3448 | 616.2877 | 1.1935
2019-01-06 09:00 | 36942.5726 | 300 | 300 | 2027 | 2871 | 6.02 | 10 | 2.5 | 11.76 | 492.1015 | 1.332% | 24.0572 | 39.9621 | 67.5027 | 449.7468 | 581.2689 | 1.1812
2019-01-06 10:00 | 36018.4759 | 234 | 381 | 1438 | 2840 | 4 | 27.68 | 0.94 | 14.31 | 461.2489 | 1.281% | 11.9863 | 135.052 | 17.31 | 520.4368 | 684.7851 | 1.4846
2019-01-06 11:00 | 35408.1188 | 213 | 334 | 1438 | 2840 | 4 | 17.36 | 0.94 | 13.11 | 428.8632 | 1.211% | 10.3194 | 70.2283 | 16.372 | 450.9589 | 547.8787 | 1.2775
2019-01-06 12:00 | 34926.9117 | 235 | 308 | 1438 | 2840 | 4 | 17.79 | 0.94 | 14.09 | 408.3883 | 1.169% | 10.9911 | 64.0678 | 15.8052 | 467.8886 | 558.7527 | 1.3682
2019-01-06 13:00 | 34612.9225 | 258 | 273 | 1438 | 2840 | 4.03 | 6.01 | 0.93 | 14.05 | 400.5679 | 1.157% | 12.0327 | 18.9878 | 15.4767 | 461.7772 | 508.2745 | 1.2689
2019-01-06 14:00 | 34248.0628 | 202 | 244 | 1473 | 2840 | 3.63 | 6.71 | 1 | 13.9 | 387.0171 | 1.13% | 8.2861 | 18.5015 | 16.6455 | 446.0949 | 489.528 | 1.2649
2019-01-06 15:00 | 34117.4297 | 213 | 205 | 1473 | 2840 | 4 | 5.8 | 1 | 14.03 | 381.2915 | 1.118% | 9.5218 | 13.2881 | 16.462 | 445.3042 | 484.5762 | 1.2709
2019-01-06 16:00 | 34324.9511 | 291 | 196 | 1473 | 2840 | 5 | 5.51 | 0.9 | 14.24 | 383.6568 | 1.118% | 16.2628 | 12.0709 | 14.8176 | 452.0239 | 495.1752 | 1.2907
2019-01-06 17:00 | 35414.7783 | 536 | 245 | 1473 | 2840 | 35 | 11.51 | 0.91 | 36.05 | 408.5005 | 1.153% | 216.3918 | 32.5274 | 15.4615 | 1180.9503 | 1445.3311 | 3.5381
2019-01-06 18:00 | 37229.0322 | 412 | 312 | 1624 | 2871 | 24.38 | 12.73 | 4.63 | 33 | 445.5384 | 1.197% | 120.2083 | 47.532 | 89.9851 | 1133.8367 | 1391.562 | 3.1233
2019-01-06 19:00 | 37195.7356 | 235 | 280 | 1624 | 2871 | 5.14 | 8.11 | 2.59 | 38.5 | 444.776 | 1.196% | 14.4437 | 27.1536 | 50.2961 | 1321.728 | 1413.6213 | 3.1783
2019-01-06 20:00 | 36568.233 | 267 | 321 | 1624 | 2871 | 10 | 8 | 1 | 23.5 | 425.3654 | 1.163% | 31.0577 | 29.8712 | 18.8905 | 784.8004 | 864.6198 | 2.0327
2019-01-06 21:00 | 35439.6767 | 197 | 357 | 1624 | 2871 | 4 | 10 | 0.99 | 37.5 | 398.0056 | 1.123% | 8.8496 | 40.0929 | 18.056 | 1209.1046 | 1276.1031 | 3.2062
2019-01-06 22:00 | 33571.8045 | 223 | 419 | 1283 | 2984 | 4 | 22 | 0.89 | 33 | 356.2746 | 1.061% | 9.4662 | 97.8243 | 12.1179 | 1045.0161 | 1164.4245 | 3.2683
2019-01-06 23:00 | 31506.7803 | 222 | 350 | 1283 | 2984 | 4 | 8 | 0.89 | 33 | 314.654 | 0.9987% | 8.8683 | 27.9632 | 11.4037 | 983.4268 | 1031.6621 | 3.2787
2019-01-07 | 30029.5797 | 237 | 281 | 1283 | 2984 | 3.11 | 6.24 | 0.49 | 14 | 287.2195 | 0.9565% | 7.0497 | 16.7709 | 6.0129 | 399.5688 | 429.4023 | 1.495
2019-01-07 01:00 | 28963.2187 | 199 | 208 | 1283 | 2984 | 2.01 | 5.93 | 0.49 | 14 | 270.679 | 0.9346% | 3.7382 | 11.5273 | 5.8753 | 390.4223 | 411.563 | 1.5205
2019-01-07 02:00 | 28580.8501 | 196 | 195 | 1620 | 2984 | 2.18 | 4.97 | 0.73 | 14 | 262.5892 | 0.9188% | 3.9257 | 8.9042 | 10.8652 | 383.8208 | 407.5159 | 1.5519
2019-01-07 03:00 | 28517.8467 | 249 | 183 | 1620 | 2984 | 3.11 | 4.93 | 0.73 | 14 | 255.7499 | 0.8968% | 6.9448 | 8.0909 | 10.6056 | 374.6499 | 400.2913 | 1.5652
2019-01-07 04:00 | 29293.2967 | 335 | 253 | 1620 | 2984 | 5.14 | 5 | 0.88 | 14 | 263.3193 | 0.8989% | 15.4783 | 11.3712 | 12.8148 | 375.5271 | 415.1913 | 1.5768
2019-01-07 05:00 | 31211.4957 | 537 | 334 | 1620 | 2984 | 15.54 | 8.96 | 0.88 | 16 | 294.4005 | 0.9432% | 78.7135 | 28.2279 | 13.4469 | 450.3424 | 570.7307 | 1.9386
2019-01-07 06:00 | 34196.2854 | 669 | 301 | 2027 | 2871 | 19.69 | 8.51 | 1.59 | 13.49 | 343.569 | 1.005% | 132.3448 | 25.7354 | 32.3807 | 389.1169 | 579.5778 | 1.6869
2019-01-07 07:00 | 35652.5107 | 310 | 258 | 2027 | 2871 | 8 | 5.26 | 1.59 | 9.39 | 369.5524 | 1.037% | 25.7062 | 14.0667 | 33.407 | 279.4375 | 352.6173 | 0.95417
2019-01-07 08:00 | 35879.1598 | 306 | 309 | 2027 | 2871 | 5.01 | 8.02 | 2.25 | 7.28 | 379.806 | 1.059% | 16.2285 | 26.2333 | 48.2787 | 221.2504 | 311.9909 | 0.82145
2019-01-07 09:00 | 36220.0452 | 300 | 300 | 2027 | 2871 | 4.82 | 5.51 | 1.59 | 7.58 | 388.3195 | 1.072% | 15.5027 | 17.722 | 34.5534 | 233.315 | 301.0931 | 0.77537
2019-01-07 10:00 | 36685.5813 | 234 | 381 | 1438 | 2840 | 4.35 | 5.83 | 0.89 | 6.87 | 404.7734 | 1.103% | 11.2311 | 24.5081 | 14.121 | 215.274 | 265.1342 | 0.65502
2019-01-07 11:00 | 36899.8603 | 213 | 334 | 1438 | 2840 | 4 | 4.58 | 0.89 | 6.56 | 431.0349 | 1.168% | 9.9524 | 17.869 | 14.9498 | 217.6255 | 260.3967 | 0.60412
2019-01-07 12:00 | 37068.2002 | 235 | 308 | 1438 | 2840 | 4.93 | 4.01 | 0.93 | 6.38 | 428.058 | 1.155% | 13.3788 | 14.2625 | 15.4434 | 209.2378 | 252.3225 | 0.58946
2019-01-07 13:00 | 37339.443 | 258 | 273 | 1438 | 2840 | 5 | 3.5 | 0.92 | 7.37 | 411.2091 | 1.101% | 14.2064 | 10.5227 | 14.5694 | 230.5052 | 269.8037 | 0.65612
2019-01-07 14:00 | 37356.472 | 202 | 244 | 1473 | 2840 | 4 | 3.5 | 0.97 | 6.95 | 407.3664 | 1.09% | 8.8111 | 9.3127 | 15.5809 | 215.2398 | 248.9446 | 0.61111
2019-01-07 15:00 | 37217.0735 | 213 | 205 | 1473 | 2840 | 4 | 2.61 | 0.97 | 7 | 403.841 | 1.085% | 9.245 | 5.8058 | 15.504 | 215.7171 | 246.2719 | 0.60982
2019-01-07 16:00 | 37040.8505 | 291 | 196 | 1473 | 2840 | 5 | 2.61 | 0.89 | 7.51 | 413.449 | 1.116% | 16.2407 | 5.71 | 14.633 | 238.0671 | 274.6508 | 0.66429
2019-01-07 17:00 | 37694.7115 | 536 | 245 | 1473 | 2840 | 27.94 | 10 | 0.9 | 27.94 | 425.3036 | 1.128% | 168.9701 | 27.643 | 14.9577 | 895.2892 | 1106.8599 | 2.6025
2019-01-07 18:00 | 39383.5146 | 412 | 312 | 1624 | 2871 | 17.14 | 10 | 0.99 | 17.34 | 468.8661 | 1.191% | 84.0703 | 37.144 | 19.1406 | 592.6751 | 733.03 | 1.5634
2019-01-07 19:00 | 39082.0143 | 235 | 280 | 1624 | 2871 | 5 | 9.11 | 0.99 | 10.83 | 472.3475 | 1.209% | 14.2011 | 30.8291 | 19.4315 | 375.7909 | 440.2527 | 0.93205
2019-01-07 20:00 | 38154.1823 | 267 | 321 | 1624 | 2871 | 9.6 | 6 | 0.99 | 10.5 | 444.7365 | 1.166% | 29.8774 | 22.45 | 18.7405 | 351.3849 | 422.4529 | 0.94989
2019-01-07 21:00 | 36743.8574 | 197 | 357 | 1624 | 2871 | 5.16 | 7.61 | 0.97 | 8.91 | 408.3395 | 1.111% | 11.2967 | 30.1918 | 17.5063 | 284.2808 | 343.2756 | 0.84066
2019-01-07 22:00 | 34539.5436 | 223 | 419 | 1283 | 2984 | 4.02 | 9.11 | 0.74 | 8.6 | 353.9121 | 1.025% | 9.1856 | 39.1121 | 9.7283 | 262.9518 | 320.9778 | 0.90694
2019-01-07 23:00 | 32225.9085 | 222 | 350 | 1283 | 2984 | 4 | 6 | 0.74 | 9.5 | 315.0397 | 0.9776% | 8.6811 | 20.5295 | 9.2815 | 277.1293 | 315.6214 | 1.0018
2019-01-08 | 30575.1497 | 237 | 281 | 1283 | 2984 | 5 | 4.01 | 0.49 | 8 | 296.9132 | 0.9711% | 11.5075 | 10.9424 | 6.105 | 231.8193 | 260.3741 | 0.87694
2019-01-08 01:00 | 29701.2331 | 199 | 208 | 1283 | 2984 | 3.11 | 3.52 | 0.49 | 8 | 298.3499 | 1.005% | 6.2168 | 7.3546 | 6.315 | 239.7951 | 259.6814 | 0.87039
2019-01-08 02:00 | 29397.5548 | 196 | 195 | 1620 | 2984 | 3.11 | 3.46 | 0.78 | 8 | 301.9109 | 1.027% | 6.2601 | 6.9291 | 12.9771 | 245.1638 | 271.3302 | 0.89871
2019-01-08 03:00 | 29496.2814 | 249 | 183 | 1620 | 2984 | 5 | 3.01 | 0.78 | 8 | 304.4571 | 1.032% | 12.8507 | 5.6856 | 13.0427 | 246.4039 | 277.983 | 0.91304
2019-01-08 04:00 | 30312.0472 | 335 | 253 | 1620 | 2984 | 6 | 3.56 | 0.89 | 8 | 305.4909 | 1.008% | 20.2572 | 9.0772 | 14.5307 | 240.5868 | 284.4519 | 0.93113
2019-01-08 05:00 | 32708.9757 | 537 | 334 | 1620 | 2984 | 13.66 | 8 | 0.89 | 10 | 323.0157 | 0.9875% | 72.4405 | 26.3872 | 14.2384 | 294.6832 | 407.7494 | 1.2623
2019-01-08 06:00 | 36426.594 | 669 | 301 | 2027 | 2871 | 20.2 | 6.81 | 1.6 | 14.25 | 401.4064 | 1.102% | 148.9166 | 22.5881 | 35.7388 | 450.831 | 658.0745 | 1.6394
2019-01-08 07:00 | 37989.7194 | 310 | 258 | 2027 | 2871 | 9.32 | 5.26 | 1.59 | 10.46 | 435.3849 | 1.146% | 33.112 | 15.5529 | 36.9367 | 344.1693 | 429.7709 | 0.98711
2019-01-08 08:00 | 37578.2708 | 306 | 309 | 2027 | 2871 | 8.22 | 5.26 | 2.2 | 9.32 | 410.3334 | 1.092% | 27.4659 | 17.7478 | 48.6941 | 292.1791 | 386.0869 | 0.94091
2019-01-08 09:00 | 37447.8874 | 300 | 300 | 2027 | 2871 | 5.67 | 5.06 | 1.59 | 6.41 | 390.1354 | 1.042% | 17.7212 | 15.8147 | 33.5768 | 191.7252 | 258.8378 | 0.66346
2019-01-08 10:00 | 37576.4215 | 234 | 381 | 1438 | 2840 | 5 | 8.61 | 0.88 | 6.58 | 377.6344 | 1.005% | 11.7582 | 32.9674 | 12.7174 | 187.8021 | 245.245 | 0.64942
2019-01-08 11:00 | 37595.6917 | 213 | 334 | 1438 | 2840 | 4 | 5.26 | 0.88 | 6.61 | 368.6588 | 0.9806% | 8.3546 | 17.2274 | 12.4088 | 184.0799 | 222.0706 | 0.60237
2019-01-08 12:00 | 37562.987 | 235 | 308 | 1438 | 2840 | 4.18 | 4.58 | 0.92 | 8.86 | 362.9523 | 0.9662% | 9.4915 | 13.6303 | 12.7831 | 243.1317 | 279.0366 | 0.7688
2019-01-08 13:00 | 37560.9931 | 258 | 273 | 1438 | 2840 | 5 | 3.98 | 0.91 | 9.32 | 362.8102 | 0.9659% | 12.4604 | 10.4951 | 12.6399 | 255.6682 | 291.2636 | 0.8028
2019-01-08 14:00 | 37403.8255 | 202 | 244 | 1473 | 2840 | 4.26 | 3.5 | 0.96 | 8.64 | 361.0653 | 0.9653% | 8.3067 | 8.2438 | 13.6503 | 236.8655 | 267.0664 | 0.73966
2019-01-08 15:00 | 37084.9798 | 213 | 205 | 1473 | 2840 | 4 | 3.5 | 0.96 | 8.59 | 358.914 | 0.9678% | 8.2458 | 6.9441 | 13.6857 | 236.1043 | 264.9798 | 0.73828
2019-01-08 16:00 | 37013.3994 | 291 | 196 | 1473 | 2840 | 5 | 3.11 | 0.88 | 10 | 364.2874 | 0.9842% | 14.3202 | 5.9993 | 12.7576 | 279.514 | 312.5911 | 0.85809
2019-01-08 17:00 | 37972.1796 | 536 | 245 | 1473 | 2840 | 26.68 | 8.67 | 0.89 | 26.68 | 391.9724 | 1.032% | 147.6184 | 21.9268 | 13.5326 | 782.1573 | 965.2352 | 2.4625
2019-01-08 18:00 | 39807.0989 | 412 | 312 | 1624 | 2871 | 17.48 | 10 | 4.99 | 17.68 | 431.792 | 1.085% | 78.1183 | 33.843 | 87.9024 | 550.5916 | 750.4552 | 1.738
2019-01-08 19:00 | 39715.5745 | 235 | 280 | 1624 | 2871 | 4 | 5.94 | 1.07 | 10.59 | 432.123 | 1.088% | 10.2276 | 18.0963 | 18.9067 | 330.8077 | 378.0384 | 0.87484
2019-01-08 20:00 | 39053.4127 | 267 | 321 | 1624 | 2871 | 7.18 | 6 | 0.98 | 8.5 | 421.7815 | 1.08% | 20.7045 | 20.801 | 17.1886 | 263.5607 | 322.2548 | 0.76403
2019-01-08 21:00 | 37613.7653 | 197 | 357 | 1624 | 2871 | 6.42 | 6.92 | 0.97 | 8.16 | 400.4948 | 1.065% | 13.4664 | 26.3042 | 16.7729 | 249.4442 | 305.9876 | 0.76402
2019-01-08 22:00 | 35355.3418 | 223 | 419 | 1283 | 2984 | 5.49 | 9.42 | 0.74 | 7 | 364.5548 | 1.031% | 12.6237 | 40.698 | 9.7896 | 215.3796 | 278.4909 | 0.76392
2019-01-08 23:00 | 32864.2555 | 222 | 350 | 1283 | 2984 | 4.81 | 4.58 | 0.74 | 6.57 | 318.7268 | 0.9698% | 10.356 | 15.5463 | 9.2077 | 190.1336 | 225.2438 | 0.7067
2019-01-09 | 31824.185 | 237 | 281 | 1283 | 2984 | 4 | 3.98 | 0.5 | 4.2 | 291.1142 | 0.9148% | 8.6719 | 10.2305 | 5.8682 | 114.6448 | 139.4153 | 0.4789
2019-01-09 01:00 | 31152.7967 | 199 | 208 | 1283 | 2984 | 3.62 | 3.11 | 0.49 | 4 | 290.2074 | 0.9316% | 6.7108 | 6.0261 | 5.8564 | 111.1912 | 129.7845 | 0.44721
2019-01-09 02:00 | 31059.8001 | 196 | 195 | 1620 | 2984 | 3.8 | 2.99 | 0.86 | 4 | 293.8763 | 0.9462% | 7.047 | 5.5166 | 13.1819 | 112.934 | 138.6795 | 0.4719
2019-01-09 03:00 | 31311.965 | 249 | 183 | 1620 | 2984 | 4 | 2.99 | 0.92 | 4.2 | 312.6449 | 0.9985% | 9.9449 | 5.4634 | 14.8814 | 125.138 | 155.4277 | 0.49714
2019-01-09 04:00 | 32234.248 | 335 | 253 | 1620 | 2984 | 5.54 | 3.5 | 0.89 | 5.74 | 337.594 | 1.047% | 19.4371 | 9.274 | 15.1002 | 179.3857 | 223.197 | 0.66114
2019-01-09 05:00 | 34746.7506 | 537 | 334 | 1620 | 2984 | 11.38 | 6 | 0.89 | 8.87 | 409.2421 | 1.178% | 71.9752 | 23.6028 | 16.9813 | 311.7372 | 424.2965 | 1.0368
2019-01-09 06:00 | 38966.237 | 669 | 301 | 2027 | 2871 | 19.69 | 4.01 | 1.7 | 19.69 | 510.8404 | 1.311% | 172.6906 | 15.8237 | 45.1751 | 741.098 | 974.7874 | 1.9082
2019-01-09 07:00 | 40611.0188 | 310 | 258 | 2027 | 2871 | 8 | 3.15 | 1.62 | 15.96 | 562.3889 | 1.385% | 34.3435 | 11.2544 | 45.4738 | 634.5399 | 725.6117 | 1.2902
2019-01-09 08:00 | 40231.1914 | 306 | 309 | 2027 | 2871 | 5 | 3.5 | 2.19 | 10.35 | 554.8132 | 1.379% | 21.0997 | 14.9146 | 61.2184 | 409.7863 | 507.0189 | 0.91386
2019-01-09 09:00 | 39892.5084 | 300 | 300 | 2027 | 2871 | 4.36 | 3.5 | 1.62 | 8.69 | 528.5035 | 1.325% | 17.3286 | 13.9106 | 43.5036 | 330.5289 | 405.2718 | 0.76683
2019-01-09 10:00 | 39413.5976 | 234 | 381 | 1438 | 2840 | 2.52 | 4.01 | 0.87 | 5.96 | 497.0609 | 1.261% | 7.4367 | 19.2678 | 15.7776 | 213.4657 | 255.9478 | 0.51492
2019-01-09 11:00 | 38623.26 | 213 | 334 | 1438 | 2840 | 2.01 | 3.63 | 0.87 | 4.52 | 472.722 | 1.224% | 5.24 | 14.8392 | 15.3121 | 157.1136 | 192.5049 | 0.40723
2019-01-09 12:00 | 37742.4231 | 235 | 308 | 1438 | 2840 | 2.01 | 3.48 | 0.91 | 4.01 | 449.8519 | 1.192% | 5.6299 | 12.7753 | 15.597 | 135.7383 | 169.7405 | 0.37733
2019-01-09 13:00 | 37186.6197 | 258 | 273 | 1438 | 2840 | 2.01 | 3.11 | 0.9 | 3.59 | 437.3779 | 1.176% | 6.0994 | 9.986 | 15.222 | 119.9176 | 151.225 | 0.34575
2019-01-09 14:00 | 36678.7031 | 202 | 244 | 1473 | 2840 | 1 | 2.61 | 0.95 | 3 | 422.8384 | 1.153% | 2.3287 | 7.3416 | 16.1319 | 98.22 | 124.0223 | 0.29331
2019-01-09 15:00 | 36358.9645 | 213 | 205 | 1473 | 2840 | 1 | 1.12 | 0.95 | 2.91 | 418.4227 | 1.151% | 2.4512 | 2.6423 | 16.1039 | 95.1076 | 116.3049 | 0.27796
2019-01-09 16:00 | 36662.4137 | 291 | 196 | 1473 | 2840 | 2.01 | 0.65 | 0.87 | 3.93 | 434.3729 | 1.185% | 6.93 | 1.5094 | 15.1832 | 132.2369 | 155.8594 | 0.35881
2019-01-09 17:00 | 38168.7278 | 536 | 245 | 1473 | 2840 | 22.32 | 3.5 | 0.89 | 22.52 | 481.4658 | 1.261% | 150.9095 | 10.8166 | 16.5368 | 806.7602 | 985.0231 | 2.0459
2019-01-09 18:00 | 40604.9437 | 412 | 312 | 1624 | 2871 | 11.1 | 4.4 | 3.05 | 19.7 | 547.5127 | 1.348% | 61.6645 | 18.5107 | 66.7884 | 762.6314 | 909.5951 | 1.6613
2019-01-09 19:00 | 41031.9375 | 235 | 280 | 1624 | 2871 | 2.97 | 3.5 | 1.27 | 8.59 | 562.1718 | 1.37% | 9.5625 | 13.4268 | 28.2577 | 337.8885 | 389.1355 | 0.6922
2019-01-09 20:00 | 40875.5003 | 267 | 321 | 1624 | 2871 | 4 | 3.5 | 0.97 | 7.1 | 561.781 | 1.374% | 14.6783 | 15.4411 | 21.6502 | 280.1532 | 331.9227 | 0.59084
2019-01-09 21:00 | 39915.2314 | 197 | 357 | 1624 | 2871 | 4 | 4.32 | 0.96 | 6.83 | 529.0523 | 1.325% | 10.4445 | 20.4415 | 20.6641 | 259.9045 | 311.4546 | 0.5887
2019-01-09 22:00 | 37841.8463 | 223 | 419 | 1283 | 2984 | 5.29 | 7.4 | 0.73 | 5.78 | 491.0466 | 1.298% | 15.3077 | 40.2343 | 12.1535 | 223.8087 | 291.5042 | 0.59364
2019-01-09 23:00 | 35828.0345 | 222 | 350 | 1283 | 2984 | 5.08 | 5.51 | 0.73 | 6.34 | 447.6288 | 1.249% | 14.09 | 24.0943 | 11.7016 | 236.365 | 286.2509 | 0.63948
2019-01-10 | 34638.3928 | 237 | 281 | 1283 | 2984 | 5 | 4.01 | 0.5 | 5.2 | 418.1577 | 1.207% | 14.3054 | 13.6029 | 7.7442 | 187.3202 | 222.9728 | 0.53323
2019-01-10 01:00 | 34088.4231 | 199 | 208 | 1283 | 2984 | 4.19 | 3.5 | 0.49 | 5.25 | 401.7039 | 1.178% | 9.8258 | 8.5789 | 7.4084 | 184.6109 | 210.4239 | 0.52383
2019-01-10 02:00 | 33906.5918 | 196 | 195 | 1620 | 2984 | 4.03 | 3.5 | 0.85 | 5.25 | 411.3615 | 1.213% | 9.583 | 8.2802 | 16.706 | 190.063 | 224.6323 | 0.54607
2019-01-10 03:00 | 34204.9261 | 249 | 183 | 1620 | 2984 | 5 | 3.04 | 0.91 | 5.25 | 396.5392 | 1.159% | 14.4333 | 6.4494 | 17.0905 | 181.6166 | 219.5899 | 0.55377
2019-01-10 04:00 | 35272.9146 | 335 | 253 | 1620 | 2984 | 5.05 | 4.01 | 0.88 | 5.25 | 411.9504 | 1.168% | 19.7579 | 11.8486 | 16.6495 | 182.9623 | 231.2183 | 0.56128
2019-01-10 05:00 | 37926.9811 | 537 | 334 | 1620 | 2984 | 11.25 | 5.72 | 0.88 | 10.03 | 442.9301 | 1.168% | 70.5527 | 22.3115 | 16.6489 | 349.5318 | 459.0449 | 1.0364
2019-01-10 06:00 | 42021.2994 | 669 | 301 | 2027 | 2871 | 24.85 | 7.57 | 4 | 25.05 | 515.5728 | 1.227% | 203.9732 | 27.9565 | 99.4797 | 882.3917 | 1213.8011 | 2.3543
2019-01-10 07:00 | 43365.5758 | 310 | 258 | 2027 | 2871 | 8 | 4.77 | 3.1 | 16 | 548.8785 | 1.266% | 31.3894 | 15.5765 | 79.5329 | 581.4124 | 707.9111 | 1.2897
2019-01-10 08:00 | 42591.2438 | 306 | 309 | 2027 | 2871 | 5 | 4.58 | 2.24 | 10.35 | 536.5173 | 1.26% | 19.2732 | 17.8274 | 57.1959 | 374.3147 | 468.6113 | 0.87343
2019-01-10 09:00 | 41985.5934 | 300 | 300 | 2027 | 2871 | 5.53 | 8.61 | 1.88 | 12.59 | 523.7653 | 1.247% | 20.6958 | 32.2226 | 47.5388 | 450.9157 | 551.3729 | 1.0527
2019-01-10 10:00 | 41368.8991 | 234 | 381 | 1438 | 2840 | 4 | 16.39 | 0.86 | 10 | 514.8885 | 1.245% | 11.6497 | 77.7219 | 15.3921 | 353.4741 | 458.2377 | 0.88997
2019-01-10 11:00 | 40574.594 | 213 | 334 | 1438 | 2840 | 4 | 8.61 | 0.86 | 9.26 | 482.9151 | 1.19% | 10.1404 | 34.2268 | 14.7189 | 313.0012 | 372.0872 | 0.7705
2019-01-10 12:00 | 39697.5465 | 235 | 308 | 1438 | 2840 | 4 | 5.26 | 0.9 | 6.78 | 460.9921 | 1.161% | 10.9159 | 18.8134 | 15.029 | 223.6031 | 268.3613 | 0.58214
2019-01-10 13:00 | 38969.3011 | 258 | 273 | 1438 | 2840 | 5 | 4.58 | 0.89 | 7.28 | 447.4797 | 1.148% | 14.8129 | 14.3575 | 14.696 | 237.4108 | 281.2772 | 0.62858
2019-01-10 14:00 | 38376.5224 | 202 | 244 | 1473 | 2840 | 4 | 4.01 | 0.94 | 7.61 | 441.0312 | 1.149% | 9.2857 | 11.2444 | 15.9123 | 248.3743 | 284.8168 | 0.6458
2019-01-10 15:00 | 38130.8557 | 213 | 205 | 1473 | 2840 | 4 | 3.98 | 0.94 | 5.25 | 430.2738 | 1.128% | 9.6141 | 9.2067 | 15.6242 | 168.2465 | 202.6916 | 0.47108
2019-01-10 16:00 | 38563.8111 | 291 | 196 | 1473 | 2840 | 5 | 3.5 | 0.86 | 5.25 | 438.8577 | 1.138% | 16.558 | 7.8067 | 14.416 | 169.6764 | 208.4571 | 0.475
2019-01-10 17:00 | 39794.9531 | 536 | 245 | 1473 | 2840 | 19.26 | 7.57 | 0.89 | 19.29 | 485.0713 | 1.219% | 125.8342 | 22.6068 | 15.9798 | 667.7719 | 832.1927 | 1.7156
2019-01-10 18:00 | 41712.8606 | 412 | 312 | 1624 | 2871 | 14.31 | 9.58 | 2.03 | 14.67 | 538.8125 | 1.292% | 76.1561 | 38.6089 | 42.5843 | 544.0402 | 701.3896 | 1.3017
2019-01-10 19:00 | 41879.652 | 235 | 280 | 1624 | 2871 | 5 | 4.58 | 1 | 16 | 529.8693 | 1.265% | 14.8663 | 16.2252 | 20.5472 | 581.191 | 632.8296 | 1.1943
2019-01-10 20:00 | 41508.3037 | 267 | 321 | 1624 | 2871 | 15 | 6 | 0.96 | 15.83 | 513.3326 | 1.237% | 49.5298 | 23.8188 | 19.2806 | 562.054 | 654.6832 | 1.2754
2019-01-10 21:00 | 40288.7897 | 197 | 357 | 1624 | 2871 | 5.23 | 8.11 | 0.95 | 19.79 | 488.2209 | 1.212% | 12.4853 | 35.085 | 18.6957 | 688.5114 | 754.7774 | 1.546
2019-01-10 22:00 | 38020.2685 | 223 | 419 | 1283 | 2984 | 5.16 | 22 | 0.72 | 20 | 445.2317 | 1.171% | 13.4749 | 107.9463 | 10.8176 | 698.8754 | 831.1141 | 1.8667
2019-01-10 23:00 | 35896.2467 | 222 | 350 | 1283 | 2984 | 4.45 | 8.11 | 0.72 | 10 | 410.354 | 1.143% | 11.2933 | 32.4488 | 10.5601 | 341.121 | 395.4232 | 0.96361
2019-01-11 | 34463.4215 | 237 | 281 | 1283 | 2984 | 5 | 6 | 0.5 | 10 | 392.1675 | 1.138% | 13.4844 | 19.1854 | 7.2998 | 339.5565 | 379.526 | 0.96777
2019-01-11 01:00 | 33689.7509 | 199 | 208 | 1283 | 2984 | 4.47 | 5.57 | 0.49 | 10 | 382.7332 | 1.136% | 10.1055 | 13.1618 | 7.142 | 338.9981 | 369.4075 | 0.96518
2019-01-11 02:00 | 33348.3411 | 196 | 195 | 1620 | 2984 | 4.62 | 5.35 | 0.84 | 9.9 | 377.1791 | 1.131% | 10.2417 | 11.7994 | 15.391 | 334.1238 | 371.5559 | 0.98509
2019-01-11 03:00 | 33426.6175 | 249 | 183 | 1620 | 2984 | 5 | 5.14 | 0.9 | 9.75 | 375.3873 | 1.123% | 13.9816 | 10.5633 | 16.3736 | 326.7312 | 367.6497 | 0.97939
2019-01-11 04:00 | 34367.0826 | 335 | 253 | 1620 | 2984 | 7.04 | 5.51 | 0.87 | 10 | 383.0438 | 1.115% | 26.2859 | 15.5374 | 15.7087 | 332.5865 | 390.1185 | 1.0185
2019-01-11 05:00 | 36724.8369 | 537 | 334 | 1620 | 2984 | 14.71 | 6 | 0.87 | 13.75 | 417.0994 | 1.136% | 89.7153 | 22.7603 | 16.0071 | 465.995 | 594.4777 | 1.4253
2019-01-11 06:00 | 40431.5488 | 669 | 301 | 2027 | 2871 | 20.41 | 6.16 | 4.13 | 20.41 | 476.8363 | 1.179% | 161.0342 | 21.8674 | 98.7308 | 691.075 | 972.7073 | 2.0399
2019-01-11 07:00 | 41839.8587 | 310 | 258 | 2027 | 2871 | 9.72 | 5.2 | 4 | 15.04 | 504.2805 | 1.205% | 36.317 | 16.1698 | 97.7228 | 520.4308 | 670.6404 | 1.3299
2019-01-11 08:00 | 41428.5478 | 306 | 309 | 2027 | 2871 | 6.94 | 5.51 | 3.43 | 10.66 | 501.2516 | 1.21% | 25.6943 | 20.5999 | 84.1209 | 370.2938 | 500.709 | 0.99892
2019-01-11 09:00 | 41410.3779 | 300 | 300 | 2027 | 2871 | 6.75 | 5.26 | 2.45 | 12.01 | 502.4118 | 1.213% | 24.5683 | 19.1451 | 60.2519 | 418.3376 | 522.3029 | 1.0396
2019-01-11 10:00 | 41326.6901 | 234 | 381 | 1438 | 2840 | 5 | 15.72 | 0.85 | 11.12 | 496.5985 | 1.202% | 14.0592 | 71.9701 | 14.6877 | 379.4879 | 480.2049 | 0.96699
2019-01-11 11:00 | 40770.7177 | 213 | 334 | 1438 | 2840 | 4 | 8.04 | 0.85 | 8.68 | 484.2453 | 1.188% | 10.1194 | 31.8948 | 14.5176 | 292.7893 | 349.3211 | 0.72137
2019-01-11 12:00 | 40032.0787 | 235 | 308 | 1438 | 2840 | 4.91 | 5.26 | 0.89 | 6.23 | 472.2714 | 1.18% | 13.6123 | 19.1126 | 15.0984 | 208.7324 | 256.5558 | 0.54324
2019-01-11 13:00 | 39540.7607 | 258 | 273 | 1438 | 2840 | 5 | 4.01 | 0.88 | 6.77 | 456.0016 | 1.153% | 14.8769 | 12.6249 | 14.5936 | 221.732 | 263.8274 | 0.57857
2019-01-11 14:00 | 39228.4111 | 202 | 244 | 1473 | 2840 | 4 | 5.2 | 0.93 | 6.97 | 443.665 | 1.131% | 9.1383 | 14.3499 | 15.4932 | 223.875 | 262.8563 | 0.59247
2019-01-11 15:00 | 39021.8154 | 213 | 205 | 1473 | 2840 | 3.58 | 3.5 | 0.93 | 5.25 | 442.2372 | 1.133% | 8.6419 | 8.1315 | 15.5251 | 168.9762 | 201.2746 | 0.45513
2019-01-11 16:00 | 39267.7565 | 291 | 196 | 1473 | 2840 | 5 | 3.5 | 0.85 | 5.25 | 464.8727 | 1.184% | 17.2251 | 8.1212 | 14.8224 | 176.5126 | 216.6813 | 0.46611
2019-01-11 17:00 | 40179.7324 | 536 | 245 | 1473 | 2840 | 18.78 | 5.95 | 0.88 | 18.98 | 491.2173 | 1.223% | 123.0629 | 17.8217 | 15.8472 | 658.9935 | 815.7253 | 1.6606
2019-01-11 18:00 | 40849.1526 | 412 | 312 | 1624 | 2871 | 15.28 | 8.61 | 1.55 | 15.62 | 501.5665 | 1.228% | 77.2976 | 32.984 | 30.9075 | 550.6298 | 691.8188 | 1.3793
2019-01-11 19:00 | 40122.163 | 235 | 280 | 1624 | 2871 | 5 | 4.59 | 0.99 | 9.52 | 477.5119 | 1.19% | 13.9842 | 15.2957 | 19.1347 | 325.2895 | 373.7041 | 0.78261
2019-01-11 20:00 | 39276.3388 | 267 | 321 | 1624 | 2871 | 11.64 | 5.84 | 0.95 | 11.84 | 509.6097 | 1.297% | 40.3247 | 24.3234 | 20.0178 | 441.0538 | 525.7197 | 1.0316
2019-01-11 21:00 | 38018.4958 | 197 | 357 | 1624 | 2871 | 4.63 | 7.39 | 0.94 | 11.56 | 492.7785 | 1.296% | 11.8224 | 34.1955 | 19.7866 | 430.1776 | 495.9821 | 1.0065
2019-01-11 22:00 | 36313.7353 | 223 | 419 | 1283 | 2984 | 5 | 11.29 | 0.71 | 10 | 421.7874 | 1.162% | 12.9508 | 54.9453 | 10.5805 | 346.5944 | 425.0711 | 1.0078
2019-01-11 23:00 | 34475.8053 | 222 | 350 | 1283 | 2984 | 4.56 | 6.72 | 0.71 | 9.56 | 373.7201 | 1.084% | 10.9736 | 25.4958 | 9.8745 | 309.2351 | 355.5791 | 0.95146
2019-01-12 | 32857.3235 | 237 | 281 | 1283 | 2984 | 5.07 | 6 | 0.49 | 10.07 | 347.9493 | 1.059% | 12.7245 | 17.8542 | 6.6574 | 318.2087 | 355.4449 | 1.0215
2019-01-12 01:00 | 31810.1466 | 199 | 208 | 1283 | 2984 | 4.76 | 4.01 | 0.49 | 10.07 | 320.2029 | 1.007% | 9.535 | 8.3959 | 6.3282 | 302.4739 | 326.733 | 1.0204
2019-01-12 02:00 | 31221.9684 | 196 | 195 | 1620 | 2984 | 4.1 | 4.01 | 0.83 | 10 | 311.7174 | 0.9984% | 8.0231 | 7.8069 | 13.4244 | 297.9199 | 327.1743 | 1.0496
2019-01-12 03:00 | 31134.4749 | 249 | 183 | 1620 | 2984 | 5 | 4.01 | 0.89 | 10.07 | 311.1805 | 0.9995% | 12.4434 | 7.3344 | 14.4104 | 300.3303 | 334.5185 | 1.075
2019-01-12 04:00 | 31618.1077 | 335 | 253 | 1620 | 2984 | 9.31 | 6 | 0.86 | 10 | 319.9107 | 1.012% | 31.5564 | 15.3591 | 14.0963 | 301.9198 | 362.9316 | 1.1345
2019-01-12 05:00 | 32929.2674 | 537 | 334 | 1620 | 2984 | 18.62 | 6 | 0.86 | 16 | 343.5881 | 1.043% | 104.3302 | 20.91 | 14.5368 | 498.1669 | 637.9439 | 1.8567
2019-01-12 06:00 | 34773.5745 | 669 | 301 | 2027 | 2871 | 30 | 8.61 | 4.23 | 30 | 378.8142 | 1.089% | 218.6373 | 28.2323 | 93.4052 | 938.2776 | 1278.5524 | 3.3751
2019-01-12 07:00 | 36469.4863 | 310 | 258 | 2027 | 2871 | 10.03 | 5.26 | 4.13 | 13.28 | 425.0511 | 1.165% | 36.2388 | 15.8167 | 97.5698 | 444.368 | 593.9933 | 1.3975
2019-01-12 08:00 | 37580.873 | 306 | 309 | 2027 | 2871 | 10.63 | 9.85 | 4.46 | 16 | 454.4974 | 1.209% | 39.3386 | 36.8094 | 109.3335 | 555.543 | 741.0246 | 1.6304
2019-01-12 09:00 | 38365.9153 | 300 | 300 | 2027 | 2871 | 10.26 | 8.11 | 3 | 16.02 | 456.7977 | 1.191% | 36.6477 | 28.9681 | 72.4025 | 547.6133 | 685.6316 | 1.501
2019-01-12 10:00 | 38887.181 | 234 | 381 | 1438 | 2840 | 5 | 27.68 | 0.84 | 15.76 | 450.6086 | 1.159% | 13.5575 | 122.2036 | 13.9969 | 518.6419 | 668.3999 | 1.4833
2019-01-12 11:00 | 39130.1468 | 213 | 334 | 1438 | 2840 | 5 | 15.43 | 0.84 | 13.4 | 431.0871 | 1.102% | 11.7328 | 56.7761 | 13.3074 | 419.2535 | 501.0698 | 1.1623
2019-01-12 12:00 | 38903.4085 | 235 | 308 | 1438 | 2840 | 5 | 13.44 | 0.88 | 12.9 | 410.7431 | 1.056% | 12.4057 | 43.7051 | 13.3605 | 386.8037 | 456.2751 | 1.1109
2019-01-12 13:00 | 38535.6937 | 258 | 273 | 1438 | 2840 | 5 | 5.26 | 0.87 | 11.75 | 393.001 | 1.02% | 13.1559 | 14.6446 | 12.7588 | 340.3193 | 380.8786 | 0.96915
2019-01-12 14:00 | 38151.7695 | 202 | 244 | 1473 | 2840 | 4.1 | 4.58 | 0.92 | 11.75 | 390.7755 | 1.024% | 8.483 | 11.4464 | 13.8804 | 341.7975 | 375.6072 | 0.96118
2019-01-12 15:00 | 38078.4863 | 213 | 205 | 1473 | 2840 | 4 | 2.78 | 0.92 | 9 | 379.1483 | 0.9957% | 8.4834 | 5.6745 | 13.4934 | 254.5015 | 282.1527 | 0.74418
2019-01-12 16:00 | 38190.3593 | 291 | 196 | 1473 | 2840 | 2.17 | 0.01 | 0.84 | 5.25 | 400.292 | 1.048% | 6.6187 | 0.020544 | 12.969 | 156.2791 | 175.8873 | 0.4394
2019-01-12 17:00 | 39029.8724 | 536 | 245 | 1473 | 2840 | 15 | 2.11 | 0.87 | 16.21 | 466.031 | 1.194% | 96.0006 | 6.1726 | 15.3017 | 549.6915 | 667.1664 | 1.4316
2019-01-12 18:00 | 40540.7249 | 412 | 312 | 1624 | 2871 | 17.71 | 3.5 | 1.43 | 22.71 | 529.1537 | 1.305% | 95.2371 | 14.2532 | 30.3118 | 851.0218 | 990.8239 | 1.8725
2019-01-12 19:00 | 40434.0078 | 235 | 280 | 1624 | 2871 | 4 | 2.61 | 0.98 | 12.26 | 539.0612 | 1.333% | 12.532 | 9.7429 | 21.2179 | 469.2615 | 512.7544 | 0.9512
2019-01-12 20:00 | 40045.4339 | 267 | 321 | 1624 | 2871 | 4 | 3.5 | 0.94 | 9.84 | 539.8167 | 1.348% | 14.3968 | 15.1449 | 20.5782 | 380.8216 | 430.9414 | 0.79831
2019-01-12 21:00 | 39432.221 | 197 | 357 | 1624 | 2871 | 4 | 4.79 | 0.93 | 8.57 | 541.2158 | 1.373% | 10.8155 | 23.4705 | 20.7295 | 337.7017 | 392.7171 | 0.72562
2019-01-12 22:00 | 38634.345 | 223 | 419 | 1283 | 2984 | 2.35 | 6 | 0.7 | 4.81 | 532.4275 | 1.378% | 7.222 | 34.6459 | 12.3769 | 197.8021 | 252.0469 | 0.47339
2019-01-12 23:00 | 37507.1927 | 222 | 350 | 1283 | 2984 | 3.45 | 3.98 | 0.7 | 4.99 | 519.7133 | 1.386% | 10.6126 | 19.3019 | 12.4444 | 206.3235 | 248.6824 | 0.4785
2019-01-13 | 36519.9228 | 237 | 281 | 1283 | 2984 | 2.86 | 3.01 | 0.49 | 5.25 | 513.7605 | 1.407% | 9.5355 | 11.8988 | 8.8441 | 220.3885 | 250.667 | 0.48791
2019-01-13 01:00 | 36062.7428 | 199 | 208 | 1283 | 2984 | 2.01 | 1 | 0.48 | 4.52 | 519.6905 | 1.441% | 5.7641 | 2.9974 | 8.8747 | 194.3673 | 212.0036 | 0.40794
2019-01-13 02:00 | 35974.9746 | 196 | 195 | 1620 | 2984 | 2.01 | 1 | 0.82 | 5.03 | 528.2906 | 1.468% | 5.7853 | 2.8636 | 19.5075 | 220.414 | 248.5703 | 0.47052
2019-01-13 03:00 | 36164.2001 | 249 | 183 | 1620 | 2984 | 2.17 | 0.68 | 0.88 | 4.65 | 524.6014 | 1.451% | 7.8381 | 1.8051 | 20.6799 | 201.2808 | 231.6039 | 0.44149
2019-01-13 04:00 | 36748.0481 | 335 | 253 | 1620 | 2984 | 4.72 | 2.55 | 0.85 | 5.6 | 550.4928 | 1.498% | 23.6867 | 9.6645 | 20.6277 | 250.325 | 304.3038 | 0.55278
2019-01-13 05:00 | 37875.9557 | 537 | 334 | 1620 | 2984 | 7.23 | 4.01 | 0.85 | 7.43 | 601.414 | 1.588% | 61.6485 | 21.2667 | 21.8647 | 352.0445 | 456.8245 | 0.75958
2019-01-13 06:00 | 39557.1246 | 669 | 301 | 2027 | 2871 | 9.35 | 3.5 | 4.25 | 9.55 | 645.5834 | 1.632% | 102.0858 | 17.1934 | 140.5951 | 447.4703 | 707.3446 | 1.0957
2019-01-13 07:00 | 41210.6943 | 310 | 258 | 2027 | 2871 | 8 | 1.97 | 4.51 | 10.89 | 706.3064 | 1.714% | 42.5045 | 8.711 | 156.68 | 535.8513 | 743.7468 | 1.053
2019-01-13 08:00 | 42455.6022 | 306 | 309 | 2027 | 2871 | 7.75 | 2.61 | 4.99 | 18.41 | 729.425 | 1.718% | 40.7445 | 13.8562 | 173.7801 | 908.0978 | 1136.4786 | 1.558
2019-01-13 09:00 | 42971.8274 | 300 | 300 | 2027 | 2871 | 7.79 | 2.61 | 4.51 | 16.25 | 713.7462 | 1.661% | 38.8167 | 13.0053 | 151.8414 | 774.9015 | 978.565 | 1.371
2019-01-13 10:00 | 42645.1341 | 234 | 381 | 1438 | 2840 | 4.62 | 3.5 | 0.83 | 13.54 | 680.3955 | 1.595% | 17.2484 | 21.2758 | 19.0427 | 613.5203 | 671.0872 | 0.98632
2019-01-13 11:00 | 41738.3574 | 213 | 334 | 1438 | 2840 | 3.4 | 3.16 | 0.83 | 9.19 | 625.2553 | 1.498% | 10.8488 | 15.8109 | 17.8796 | 390.9812 | 435.5205 | 0.69655
2019-01-13 12:00 | 40700.58 | 235 | 308 | 1438 | 2840 | 3.64 | 2.61 | 0.87 | 7.48 | 573.0982 | 1.408% | 12.0447 | 11.3193 | 17.616 | 299.122 | 340.102 | 0.59344
2019-01-13 13:00 | 39884.747 | 258 | 273 | 1438 | 2840 | 2.77 | 1.06 | 0.86 | 5.25 | 533.0616 | 1.337% | 9.5515 | 3.8676 | 16.5283 | 199.2729 | 229.2202 | 0.43001
2019-01-13 14:00 | 39249.3349 | 202 | 244 | 1473 | 2840 | 1.77 | 0.2 | 0.91 | 3.89 | 501.8303 | 1.279% | 4.5714 | 0.62394 | 17.1383 | 141.2513 | 163.585 | 0.32598
2019-01-13 15:00 | 39158.7028 | 213 | 205 | 1473 | 2840 | 1.69 | 0.01 | 0.91 | 3.31 | 488.9549 | 1.249% | 4.4948 | 0.025597 | 16.7373 | 117.378 | 138.6357 | 0.28353
2019-01-13 16:00 | 39686.6214 | 291 | 196 | 1473 | 2840 | 3 | 0.01 | 0.83 | 5.25 | 501.3376 | 1.263% | 11.0281 | 0.02476 | 15.4443 | 188.3492 | 214.8463 | 0.42855
2019-01-13 17:00 | 41580.9355 | 536 | 245 | 1473 | 2840 | 18.73 | 1.52 | 0.86 | 18.73 | 560.6056 | 1.348% | 135.3523 | 5.0208 | 17.0791 | 717.1654 | 874.6176 | 1.5601
2019-01-13 18:00 | 44091.8948 | 412 | 312 | 1624 | 2871 | 30.85 | 2.61 | 1.42 | 30.89 | 631.7536 | 1.433% | 182.1132 | 11.6677 | 33.0418 | 1270.6913 | 1497.5139 | 2.3704
2019-01-13 19:00 | 44911.2229 | 235 | 280 | 1624 | 2871 | 6.53 | 1.87 | 0.97 | 18.85 | 660.2277 | 1.47% | 22.559 | 7.6973 | 23.1578 | 795.5791 | 848.9932 | 1.2859
2019-01-13 20:00 | 44695.7724 | 267 | 321 | 1624 | 2871 | 5.51 | 2.61 | 0.93 | 12.12 | 654.9958 | 1.465% | 21.5593 | 12.2777 | 22.133 | 509.9269 | 565.897 | 0.86397
2019-01-13 21:00 | 43697.8232 | 197 | 357 | 1624 | 2871 | 4 | 3.5 | 0.92 | 9.74 | 633.4298 | 1.45% | 11.4226 | 18.1124 | 21.6577 | 405.3506 | 456.5433 | 0.72075
2019-01-13 22:00 | 41635.4144 | 223 | 419 | 1283 | 2984 | 4 | 5.24 | 0.69 | 7 | 584.9287 | 1.405% | 12.5316 | 30.845 | 12.437 | 293.4519 | 349.2655 | 0.59711
2019-01-13 23:00 | 39730.789 | 222 | 350 | 1283 | 2984 | 4 | 3.46 | 0.69 | 7.45 | 547.4621 | 1.378% | 12.236 | 16.6867 | 12.1984 | 306.3246 | 347.4458 | 0.63465
2019-01-14 | 38529.7194 | 237 | 281 | 1283 | 2984 | 3.2 | 1.64 | 0.54 | 4.73 | 535.2873 | 1.389% | 10.5363 | 6.4024 | 9.6252 | 196.088 | 222.6519 | 0.41595
2019-01-14 01:00 | 38040.2256 | 199 | 208 | 1283 | 2984 | 2.01 | 0.09 | 0.49 | 3.91 | 535.953 | 1.409% | 5.6355 | 0.26375 | 8.8574 | 164.3839 | 179.1405 | 0.33425
2019-01-14 02:00 | 38060.0992 | 196 | 195 | 1620 | 2984 | 1.94 | 0.01 | 0.81 | 3.28 | 550.5223 | 1.446% | 5.5 | 0.028206 | 18.9804 | 141.5721 | 166.0807 | 0.30168
2019-01-14 03:00 | 38539.2269 | 249 | 183 | 1620 | 2984 | 3.76 | 0.01 | 0.87 | 5.08 | 562.3921 | 1.459% | 13.6623 | 0.026705 | 20.567 | 221.2069 | 255.4629 | 0.45424
2019-01-14 04:00 | 39914.2754 | 335 | 253 | 1620 | 2984 | 5.16 | 1 | 0.89 | 6.86 | 597.2639 | 1.496% | 25.8662 | 3.7858 | 21.5746 | 306.3098 | 357.5364 | 0.59862
2019-01-14 05:00 | 43122.8343 | 537 | 334 | 1620 | 2984 | 12.57 | 3.06 | 0.89 | 12.77 | 668.9541 | 1.551% | 104.7125 | 15.8547 | 22.3663 | 591.1242 | 734.0577 | 1.0973
2019-01-14 06:00 | 47567.387 | 669 | 301 | 2027 | 2871 | 45.87 | 3.5 | 8.33 | 45.87 | 768.2893 | 1.615% | 495.6446 | 17.0157 | 272.7183 | 2127.0488 | 2912.4274 | 3.7908
2019-01-14 07:00 | 49123.445 | 310 | 258 | 2027 | 2871 | 19.78 | 1.3 | 6.67 | 28.96 | 807.7701 | 1.644% | 100.8293 | 5.5152 | 222.32 | 1367.1958 | 1695.8603 | 2.0994
2019-01-14 08:00 | 48578.8307 | 306 | 309 | 2027 | 2871 | 8.72 | 3.05 | 5.96 | 11.32 | 788.7277 | 1.624% | 43.3229 | 15.3017 | 196.1463 | 527.6667 | 782.4375 | 0.99202
2019-01-14 09:00 | 48296.941 | 300 | 300 | 2027 | 2871 | 5.95 | 2.61 | 4.99 | 8.25 | 759.6916 | 1.573% | 28.0773 | 12.3163 | 159.1007 | 372.5674 | 572.0617 | 0.75302
2019-01-14 10:00 | 47570.6357 | 234 | 381 | 1438 | 2840 | 4.41 | 4.01 | 0.97 | 6.75 | 717.3222 | 1.508% | 15.5607 | 23.038 | 21.0332 | 289.0663 | 348.6982 | 0.48611
2019-01-14 11:00 | 46319.5826 | 213 | 334 | 1438 | 2840 | 4 | 3.5 | 0.85 | 5.25 | 671.8603 | 1.45% | 12.3582 | 16.9562 | 17.7293 | 216.2679 | 263.3116 | 0.39191
2019-01-14 12:00 | 44652.9111 | 235 | 308 | 1438 | 2840 | 3.4 | 3.01 | 0.86 | 4.19 | 639.9537 | 1.433% | 11.4511 | 13.2867 | 17.7238 | 170.5419 | 213.0034 | 0.33284
2019-01-14 13:00 | 43089.8206 | 258 | 273 | 1438 | 2840 | 2.98 | 2.11 | 0.85 | 3.18 | 617.3596 | 1.433% | 11.0154 | 8.2529 | 17.5122 | 129.3925 | 166.173 | 0.26917
2019-01-14 14:00 | 41820.0237 | 202 | 244 | 1473 | 2840 | 2.01 | 1.08 | 0.95 | 2.61 | 598.16 | 1.43% | 5.8074 | 3.7692 | 20.0152 | 106.021 | 135.6128 | 0.22672
2019-01-14 15:00 | 41175.4055 | 213 | 205 | 1473 | 2840 | 1.46 | 0.32 | 0.93 | 1.66 | 598.8481 | 1.454% | 4.5228 | 0.95408 | 19.9234 | 68.5654 | 93.9658 | 0.15691
2019-01-14 16:00 | 41860.094 | 291 | 196 | 1473 | 2840 | 3 | 0.13 | 0.82 | 3 | 621.2421 | 1.484% | 12.9561 | 0.37815 | 17.9257 | 126.4446 | 157.7046 | 0.25385
2019-01-14 17:00 | 44155.1416 | 536 | 245 | 1473 | 2840 | 13.36 | 1.44 | 0.85 | 13.36 | 664.2287 | 1.504% | 107.7228 | 5.3072 | 18.8347 | 570.77 | 702.6347 | 1.0578
2019-01-14 18:00 | 46799.138 | 412 | 312 | 1624 | 2871 | 14.8 | 2.11 | 1.33 | 14.8 | 706.323 | 1.509% | 92.0289 | 9.9358 | 32.5989 | 641.2988 | 775.8624 | 1.0985
2019-01-14 19:00 | 47054.7028 | 235 | 280 | 1624 | 2871 | 5 | 2.11 | 0.96 | 6.98 | 700.2233 | 1.488% | 17.4852 | 8.7917 | 23.2001 | 298.21 | 347.6871 | 0.49654
2019-01-14 20:00 | 46669.5713 | 267 | 321 | 1624 | 2871 | 4.73 | 3.18 | 0.92 | 4.73 | 673.2398 | 1.443% | 18.2183 | 14.7254 | 21.5531 | 195.8981 | 250.395 | 0.37193
2019-01-14 21:00 | 45165.7982 | 197 | 357 | 1624 | 2871 | 3.32 | 4.01 | 0.91 | 3.75 | 627.6891 | 1.39% | 9.0895 | 19.8952 | 20.5382 | 149.6233 | 199.1462 | 0.31727
2019-01-14 22:00 | 42525.9075 | 223 | 419 | 1283 | 2984 | 2.01 | 6 | 0.68 | 4 | 566.2849 | 1.332% | 5.9687 | 33.477 | 11.6176 | 158.9426 | 210.0059 | 0.37085
2019-01-14 23:00 | 40367.0338 | 222 | 350 | 1283 | 2984 | 4.71 | 5.26 | 0.68 | 5.44 | 514.9297 | 1.276% | 13.3381 | 23.4842 | 11.129 | 207.0708 | 255.0221 | 0.49526
2019-01-15 | 38998.7656 | 237 | 281 | 1283 | 2984 | 2.01 | 3.44 | 0.61 | 2.11 | 478.5619 | 1.227% | 5.8456 | 11.8618 | 9.6038 | 77.2625 | 104.5738 | 0.21852
2019-01-15 01:00 | 38153.2073 | 199 | 208 | 1283 | 2984 | 1.91 | 2.61 | 0.49 | 2.11 | 465.2598 | 1.219% | 4.635 | 6.6202 | 7.6663 | 76.7796 | 95.7011 | 0.20569
2019-01-15 02:00 | 37894.2714 | 196 | 195 | 1620 | 2984 | 1.91 | 2.09 | 0.8 | 2.11 | 472.8628 | 1.248% | 4.6714 | 5.0856 | 16.1721 | 78.5675 | 104.4966 | 0.22099
2019-01-15 03:00 | 37995.2711 | 249 | 183 | 1620 | 2984 | 2.01 | 1.75 | 0.86 | 2.11 | 480.7264 | 1.265% | 6.3323 | 4.0519 | 17.6271 | 79.6617 | 107.6731 | 0.22398
2019-01-15 04:00 | 38898.8548 | 335 | 253 | 1620 | 2984 | 2.81 | 3.03 | 0.88 | 3 | 495.813 | 1.275% | 11.9986 | 9.7711 | 18.171 | 114.1041 | 154.0448 | 0.31069
2019-01-15 05:00 | 41549.497 | 537 | 334 | 1620 | 2984 | 6.24 | 4.01 | 0.89 | 6.24 | 546.2247 | 1.315% | 44.0519 | 17.6074 | 18.9544 | 244.7874 | 325.4011 | 0.59573
2019-01-15 06:00 | 45435.5485 | 669 | 301 | 2027 | 2871 | 17.38 | 3.16 | 6.32 | 16.09 | 634.9669 | 1.398% | 162.4917 | 13.2926 | 179.0301 | 645.5718 | 1000.3862 | 1.5755
2019-01-15 07:00 | 46686.0573 | 310 | 258 | 2027 | 2871 | 8.53 | 1.63 | 6 | 8.73 | 659.2329 | 1.412% | 37.339 | 5.9383 | 171.7341 | 353.9151 | 568.9265 | 0.86301
2019-01-15 08:00 | 45807.7714 | 306 | 309 | 2027 | 2871 | 5.55 | 3.46 | 4.99 | 7.11 | 638.9811 | 1.395% | 23.6899 | 14.9136 | 141.0923 | 284.7421 | 464.4379 | 0.72684
2019-01-15 09:00 | 45264.304 | 300 | 300 | 2027 | 2871 | 5.47 | 3.01 | 4.51 | 11.09 | 632.9446 | 1.398% | 22.9466 | 12.6269 | 127.8322 | 445.22 | 608.6257 | 0.96158
2019-01-15 10:00 | 44857.1237 | 234 | 381 | 1438 | 2840 | 4 | 4.01 | 0.96 | 7.15 | 623.5005 | 1.39% | 13.0101 | 21.2361 | 19.1883 | 282.2473 | 335.6817 | 0.53838
2019-01-15 11:00 | 44107.9381 | 213 | 334 | 1438 | 2840 | 4 | 3.5 | 0.85 | 5.25 | 592.5361 | 1.343% | 11.4456 | 15.7041 | 16.4201 | 200.2976 | 243.8673 | 0.41157
2019-01-15 12:00 | 43108.5752 | 235 | 308 | 1438 | 2840 | 4 | 3.98 | 0.85 | 4.65 | 570.7314 | 1.324% | 12.445 | 16.2294 | 16.1825 | 174.8394 | 219.6963 | 0.38494
2019-01-15 13:00 | 42290.4749 | 258 | 273 | 1438 | 2840 | 2.01 | 4.01 | 0.84 | 3 | 548.6471 | 1.297% | 6.7277 | 14.2023 | 15.6707 | 110.5325 | 147.1332 | 0.26817
2019-01-15 14:00 | 41686.346 | 202 | 244 | 1473 | 2840 | 1.41 | 3.5 | 0.94 | 1.61 | 529.5824 | 1.27% | 3.6183 | 10.8492 | 17.5902 | 58.0877 | 90.1454 | 0.17022
2019-01-15 15:00 | 41467.4736 | 213 | 205 | 1473 | 2840 | 1.49 | 3.47 | 0.92 | 1.69 | 539.4585 | 1.301% | 4.1287 | 9.2541 | 17.6295 | 62.4389 | 93.4513 | 0.17323
2019-01-15 16:00 | 42202.5762 | 291 | 196 | 1473 | 2840 | 2.61 | 3.16 | 0.81 | 2.87 | 563.1294 | 1.334% | 10.1345 | 8.2644 | 15.9205 | 108.7601 | 143.0795 | 0.25408
2019-01-15 17:00 | 43964.8076 | 536 | 245 | 1473 | 2840 | 15.68 | 4.01 | 0.84 | 15.68 | 605.182 | 1.377% | 115.6889 | 13.5236 | 17.0319 | 612.9784 | 759.2228 | 1.2545
2019-01-15 18:00 | 45578.2574 | 412 | 312 | 1624 | 2871 | 13.02 | 5.92 | 1.36 | 14.02 | 643.8266 | 1.413% | 75.7739 | 26.0908 | 31.1987 | 568.581 | 701.6444 | 1.0898
2019-01-15 19:00 | 45320.5162 | 235 | 280 | 1624 | 2871 | 5 | 4.01 | 0.95 | 8.09 | 616.8417 | 1.361% | 15.9925 | 15.282 | 20.9985 | 316.1263 | 368.3993 | 0.59723
2019-01-15 20:00 | 44561.1471 | 267 | 321 | 1624 | 2871 | 7.74 | 4.58 | 0.91 | 8.11 | 580.1527 | 1.302% | 26.9053 | 19.1406 | 19.2404 | 303.1378 | 368.4241 | 0.63505
2019-01-15 21:00 | 42721.625 | 197 | 357 | 1624 | 2871 | 4.68 | 6 | 0.9 | 5.08 | 538.0649 | 1.259% | 11.6118 | 26.9778 | 18.4084 | 183.6893 | 240.6872 | 0.44732
2019-01-15 22:00 | 40090.0504 | 223 | 419 | 1283 | 2984 | 7.74 | 8.61 | 0.67 | 8.39 | 480.4741 | 1.198% | 20.6861 | 43.2365 | 10.3023 | 300.0504 | 374.2753 | 0.77897
2019-01-15 23:00 | 37636.3294 | 222 | 350 | 1283 | 2984 | 8.68 | 8.19 | 0.67 | 9.5 | 432.9284 | 1.15% | 22.1657 | 32.9732 | 9.888 | 326.0853 | 391.1122 | 0.90341
2019-01-16 | 36028.3392 | 237 | 281 | 1283 | 2984 | 6 | 6 | 0.69 | 8.23 | 405.5415 | 1.126% | 16.0063 | 18.9779 | 9.9648 | 276.4329 | 321.3818 | 0.79248
2019-01-16 01:00 | 35226.1568 | 199 | 208 | 1283 | 2984 | 5 | 5 | 0.49 | 7.05 | 391.7836 | 1.112% | 11.0663 | 11.5668 | 6.992 | 233.9747 | 263.5999 | 0.67282
2019-01-16 02:00 | 34918.2233 | 196 | 195 | 1620 | 2984 | 5 | 4.91 | 0.79 | 7.07 | 386.7813 | 1.108% | 10.8552 | 10.6055 | 14.1761 | 233.6854 | 269.3221 | 0.69632
2019-01-16 03:00 | 35016.5413 | 249 | 183 | 1620 | 2984 | 5.76 | 4.01 | 0.85 | 6.69 | 386.0726 | 1.103% | 15.8131 | 8.0908 | 15.182 | 220.1003 | 259.1862 | 0.67134
2019-01-16 04:00 | 35949.5817 | 335 | 253 | 1620 | 2984 | 8.68 | 5 | 0.87 | 8.88 | 400.7864 | 1.115% | 32.4178 | 14.1029 | 15.7128 | 295.4139 | 357.6474 | 0.89236
2019-01-16 05:00 | 38398.5022 | 537 | 334 | 1620 | 2984 | 16 | 6 | 0.89 | 16 | 441.7996 | 1.151% | 98.8565 | 23.0573 | 16.5888 | 549.3256 | 687.8283 | 1.5569
2019-01-16 06:00 | 42152.7109 | 669 | 301 | 2027 | 2871 | 22.72 | 10.06 | 6.24 | 22.92 | 510.7132 | 1.212% | 184.1561 | 36.6873 | 153.2463 | 797.259 | 1171.3486 | 2.2936
2019-01-16 07:00 | 43162.0228 | 310 | 258 | 2027 | 2871 | 9.15 | 5.76 | 4.99 | 16.9 | 541.2073 | 1.254% | 35.5668 | 18.6339 | 126.8283 | 608.3895 | 789.4185 | 1.4586
2019-01-16 08:00 | 42389.4892 | 306 | 309 | 2027 | 2871 | 7 | 5.26 | 4.24 | 13.46 | 531.6206 | 1.254% | 26.8635 | 20.3839 | 107.7862 | 484.6429 | 639.6765 | 1.2033
2019-01-16 09:00 | 42111.6315 | 300 | 300 | 2027 | 2871 | 5.08 | 5.26 | 4.12 | 14.02 | 526.1224 | 1.249% | 19.0401 | 19.7148 | 104.3364 | 502.8818 | 645.9731 | 1.2278
2019-01-16 10:00 | 41650.7028 | 234 | 381 | 1438 | 2840 | 4 | 10.53 | 0.95 | 11.74 | 525.3873 | 1.261% | 11.8068 | 50.607 | 17.2322 | 420.5752 | 500.2212 | 0.9521
2019-01-16 11:00 | 40834.4853 | 213 | 334 | 1438 | 2840 | 4 | 6.69 | 0.84 | 9.11 | 500.3004 | 1.225% | 10.4386 | 27.3764 | 14.7993 | 316.9863 | 369.6006 | 0.73876
2019-01-16 12:00 | 40041.2584 | 235 | 308 | 1438 | 2840 | 4 | 5.26 | 0.84 | 8.55 | 479.4985 | 1.198% | 11.2566 | 19.4006 | 14.465 | 290.7796 | 335.9019 | 0.70053
2019-01-16 13:00 | 39257.6807 | 258 | 273 | 1438 | 2840 | 5 | 4.58 | 0.83 | 7.73 | 457.7439 | 1.166% | 15.0414 | 14.5789 | 13.9167 | 255.9739 | 299.5109 | 0.65432
2019-01-16 14:00 | 38375.1279 | 202 | 244 | 1473 | 2840 | 4 | 4.01 | 0.93 | 6.45 | 447.0503 | 1.165% | 9.4128 | 11.3983 | 15.9585 | 213.3952 | 250.1648 | 0.55959
2019-01-16 15:00 | 38019.8724 | 213 | 205 | 1473 | 2840 | 4 | 4.01 | 0.91 | 5.25 | 441.6534 | 1.162% | 9.8972 | 9.5492 | 15.5709 | 173.2003 | 208.2176 | 0.47145
2019-01-16 16:00 | 38362.0338 | 291 | 196 | 1473 | 2840 | 5 | 4.01 | 0.8 | 6.53 | 458.1705 | 1.194% | 17.3775 | 9.387 | 14.074 | 221.4915 | 262.33 | 0.57256
2019-01-16 17:00 | 39638.6487 | 536 | 245 | 1473 | 2840 | 21.14 | 5.38 | 0.83 | 21.34 | 502.6759 | 1.268% | 143.6941 | 16.7154 | 15.5042 | 768.5674 | 944.4811 | 1.8789
2019-01-16 18:00 | 41209.9947 | 412 | 312 | 1624 | 2871 | 18.4 | 10.17 | 1.37 | 18.6 | 519.3951 | 1.26% | 95.5455 | 39.9918 | 28.0415 | 673.0409 | 836.6197 | 1.6108
2019-01-16 19:00 | 41040.2737 | 235 | 280 | 1624 | 2871 | 5 | 4.58 | 0.94 | 12.63 | 508.3254 | 1.239% | 14.5536 | 15.8838 | 18.908 | 449.1259 | 498.4713 | 0.98061
2019-01-16 20:00 | 40283.1526 | 267 | 321 | 1624 | 2871 | 13.06 | 7.76 | 0.9 | 13.98 | 492.6808 | 1.223% | 42.6478 | 30.4655 | 17.876 | 490.8882 | 581.8776 | 1.181
2019-01-16 21:00 | 38776.5332 | 197 | 357 | 1624 | 2871 | 5 | 13 | 0.89 | 12.5 | 453.0478 | 1.168% | 11.5083 | 54.2234 | 16.8869 | 419.2937 | 501.9123 | 1.1079
2019-01-16 22:00 | 36233.6731 | 223 | 419 | 1283 | 2984 | 6.8 | 11.27 | 0.66 | 9.5 | 403.1925 | 1.113% | 16.8738 | 52.5458 | 9.4226 | 315.4442 | 394.2864 | 0.97791
2019-01-16 23:00 | 33841.872 | 222 | 350 | 1283 | 2984 | 7.67 | 9.39 | 0.66 | 9.5 | 361.0994 | 1.067% | 18.1686 | 35.0676 | 9.0353 | 302.4787 | 364.7501 | 1.0101
2019-01-17 | 32218.9127 | 237 | 281 | 1283 | 2984 | 5 | 6 | 0.68 | 9 | 336.596 | 1.045% | 12.3799 | 17.6139 | 9.1145 | 280.5688 | 319.6771 | 0.94974
2019-01-17 01:00 | 31297.3169 | 199 | 208 | 1283 | 2984 | 3.3 | 4.01 | 0.49 | 7.66 | 322.278 | 1.03% | 6.7622 | 8.5888 | 6.4736 | 235.37 | 257.1946 | 0.79805
2019-01-17 02:00 | 30914.4987 | 196 | 195 | 1620 | 2984 | 2.61 | 4.01 | 0.78 | 7.68 | 314.5716 | 1.018% | 5.2054 | 7.9568 | 12.8578 | 233.194 | 259.2139 | 0.82402
2019-01-17 03:00 | 30935.0437 | 249 | 183 | 1620 | 2984 | 4.76 | 3.98 | 0.84 | 5.25 | 316.8429 | 1.024% | 12.1395 | 7.4598 | 13.9376 | 160.4543 | 193.9911 | 0.61226
2019-01-17 04:00 | 31717.9819 | 335 | 253 | 1620 | 2984 | 9.55 | 5.26 | 0.86 | 9.75 | 332.3065 | 1.048% | 33.5183 | 13.9425 | 14.5964 | 304.8153 | 366.8724 | 1.104
2019-01-17 05:00 | 34111.8623 | 537 | 334 | 1620 | 2984 | 19.25 | 7.78 | 0.88 | 15.35 | 374.398 | 1.098% | 113.4575 | 28.5203 | 15.6468 | 502.7305 | 660.3551 | 1.7638
2019-01-17 06:00 | 37931.9485 | 669 | 301 | 2027 | 2871 | 13.21 | 4.69 | 6.04 | 11.34 | 447.8353 | 1.181% | 104.3379 | 16.6668 | 144.5452 | 384.3788 | 649.9287 | 1.4513
2019-01-17 07:00 | 39363.6279 | 310 | 258 | 2027 | 2871 | 5.9 | 3.11 | 6.4 | 6.9 | 493.5104 | 1.254% | 22.9306 | 10.0596 | 162.6428 | 248.361 | 443.9941 | 0.89967
2019-01-17 08:00 | 38929.3265 | 306 | 309 | 2027 | 2871 | 5.87 | 3.94 | 5.07 | 7.19 | 496.2492 | 1.275% | 22.8972 | 15.5195 | 131.004 | 263.1388 | 432.5596 | 0.87166
2019-01-17 09:00 | 38759.666 | 300 | 300 | 2027 | 2871 | 5.38 | 3.62 | 4.42 | 9.17 | 479.4028 | 1.237% | 19.9629 | 13.4323 | 110.8145 | 325.629 | 469.8387 | 0.98005
2019-01-17 10:00 | 38466.7933 | 234 | 381 | 1438 | 2840 | 4 | 4.58 | 0.94 | 8.18 | 452.4729 | 1.176% | 11.0099 | 20.5257 | 15.8999 | 273.2614 | 320.6968 | 0.70876
2019-01-17 11:00 | 37918.8486 | 213 | 334 | 1438 | 2840 | 4 | 4.01 | 0.83 | 9.11 | 434.2923 | 1.145% | 9.7581 | 15.3397 | 13.6699 | 296.3218 | 335.0896 | 0.77158
2019-01-17 12:00 | 37226.7164 | 235 | 308 | 1438 | 2840 | 4 | 3.74 | 0.83 | 7.11 | 419.4169 | 1.127% | 10.5906 | 12.9782 | 13.4471 | 227.4988 | 264.5146 | 0.63067
2019-01-17 13:00 | 36671.5537 | 258 | 273 | 1438 | 2840 | 4 | 3.5 | 0.82 | 5.84 | 409.0178 | 1.115% | 11.5105 | 10.6572 | 13.1518 | 184.9882 | 220.3077 | 0.53863
2019-01-17 14:00 | 36203.7073 | 202 | 244 | 1473 | 2840 | 2.27 | 3.5 | 0.92 | 3.51 | 401.9774 | 1.11% | 5.0913 | 9.4821 | 15.0466 | 110.6812 | 140.3013 | 0.34903
2019-01-17 15:00 | 35838.997 | 213 | 205 | 1473 | 2840 | 2.33 | 2.61 | 0.9 | 4.09 | 405.6137 | 1.132% | 5.6168 | 6.0555 | 15.0038 | 131.4615 | 158.1376 | 0.38987
2019-01-17 16:00 | 36071.3431 | 291 | 196 | 1473 | 2840 | 4 | 2.61 | 0.97 | 4.72 | 414.4931 | 1.149% | 13.3754 | 5.8783 | 16.4183 | 154.0335 | 189.7056 | 0.45768
2019-01-17 17:00 | 36964.8606 | 536 | 245 | 1473 | 2840 | 21.57 | 3.11 | 0.97 | 21.77 | 437.7941 | 1.184% | 136.9291 | 9.0242 | 16.9221 | 732.247 | 895.1224 | 2.0446
2019-01-17 18:00 | 39093.2669 | 412 | 312 | 1624 | 2871 | 12.77 | 4.01 | 0.99 | 15.06 | 477.0645 | 1.22% | 64.2042 | 15.2677 | 19.6199 | 527.6346 | 626.7264 | 1.3137
2019-01-17 19:00 | 39446.9638 | 235 | 280 | 1624 | 2871 | 4 | 4.01 | 0.93 | 8.02 | 464.2774 | 1.177% | 11.0635 | 13.215 | 17.776 | 271.0014 | 313.0558 | 0.67429
2019-01-17 20:00 | 39255.0299 | 267 | 321 | 1624 | 2871 | 9.75 | 4.01 | 0.89 | 10.11 | 453.9073 | 1.156% | 30.1015 | 14.8841 | 16.7127 | 335.6264 | 397.3247 | 0.87534
2019-01-17 21:00 | 38219.8431 | 197 | 357 | 1624 | 2871 | 5 | 6.95 | 0.88 | 9.02 | 423.9202 | 1.109% | 10.9253 | 27.52 | 15.8513 | 287.2334 | 341.5299 | 0.80565
2019-01-17 22:00 | 36335.8476 | 223 | 419 | 1283 | 2984 | 7.01 | 16.23 | 0.65 | 7.69 | 376.7131 | 1.037% | 16.2068 | 70.5031 | 8.646 | 237.9034 | 333.2593 | 0.88465
2019-01-17 23:00 | 34333.1972 | 222 | 350 | 1283 | 2984 | 5.23 | 8.61 | 0.65 | 9.5 | 330.6481 | 0.9631% | 11.1817 | 29.0217 | 8.0314 | 273.0073 | 321.242 | 0.97155
2019-01-18 | 33130.1969 | 237 | 281 | 1283 | 2984 | 6 | 9.3 | 0.5 | 10.63 | 313.2009 | 0.9454% | 13.4431 | 24.7052 | 6.0645 | 299.8687 | 344.0815 | 1.0986
2019-01-18 01:00 | 32631.1482 | 199 | 208 | 1283 | 2984 | 5 | 6 | 0.5 | 10 | 308.4196 | 0.9452% | 9.4044 | 11.7957 | 6.0633 | 282.0385 | 309.3019 | 1.0029
2019-01-18 02:00 | 32389.5333 | 196 | 195 | 1620 | 2984 | 5 | 6 | 0.74 | 10.21 | 310.0539 | 0.9573% | 9.3812 | 11.2 | 11.4757 | 291.6467 | 323.7036 | 1.044
2019-01-18 03:00 | 32548.5288 | 249 | 183 | 1620 | 2984 | 5.75 | 6 | 0.74 | 10 | 317.1618 | 0.9744% | 13.9514 | 10.6992 | 11.6814 | 290.7692 | 327.1012 | 1.0313
2019-01-18 04:00 | 33563.179 | 335 | 253 | 1620 | 2984 | 10 | 8.61 | 0.74 | 14.5 | 334.7327 | 0.9973% | 33.4103 | 21.725 | 11.9559 | 431.521 | 498.6121 | 1.4896
2019-01-18 05:00 | 35916.51 | 537 | 334 | 1620 | 2984 | 33.3 | 16.65 | 0.74 | 33.5 | 373.7596 | 1.041% | 186.0873 | 57.8707 | 12.4751 | 1040.2598 | 1296.6929 | 3.4693
2019-01-18 06:00 | 39645.15 | 669 | 301 | 2027 | 2871 | 27.46 | 6.32 | 2.25 | 27.46 | 436.0006 | 1.1% | 202.0337 | 20.9209 | 50.1572 | 867.0233 | 1140.1351 | 2.615
2019-01-18 07:00 | 41185.7588 | 310 | 258 | 2027 | 2871 | 8 | 4.39 | 2.25 | 20 | 464.6591 | 1.128% | 27.9794 | 12.7783 | 51.4545 | 647.8143 | 740.0265 | 1.5926
2019-01-18 08:00 | 40734.2604 | 306 | 309 | 2027 | 2871 | 5 | 7.85 | 2.24 | 19.3 | 459.7169 | 1.129% | 17.2672 | 27.3753 | 51.2427 | 625.3471 | 721.2323 | 1.5689
2019-01-18 09:00 | 40350.0306 | 300 | 300 | 2027 | 2871 | 4 | 7 | 1.59 | 16.19 | 452.8394 | 1.122% | 13.4673 | 23.5678 | 36.1702 | 521.6514 | 594.8568 | 1.3136
2019-01-18 10:00 | 39813.0335 | 234 | 381 | 1438 | 2840 | 4 | 16.53 | 0.79 | 22 | 448.3594 | 1.126% | 10.5409 | 70.9249 | 12.7934 | 703.6263 | 797.8855 | 1.7796
2019-01-18 11:00 | 39126.0677 | 213 | 334 | 1438 | 2840 | 4 | 8.61 | 0.79 | 14.98 | 430.508 | 1.1% | 9.3746 | 31.6421 | 12.4997 | 468.1071 | 521.6235 | 1.2116
2019-01-18 12:00 | 38500.2311 | 235 | 308 | 1438 | 2840 | 5 | 8.11 | 0.79 | 19.64 | 413.4619 | 1.074% | 12.6186 | 26.8252 | 12.2 | 599.0071 | 650.6508 | 1.5737
2019-01-18 13:00 | 38055.4642 | 258 | 273 | 1438 | 2840 | 5 | 7.25 | 0.79 | 20.78 | 403.5291 | 1.06% | 13.6788 | 20.9874 | 12.046 | 625.78 | 672.4922 | 1.6665
2019-01-18 14:00 | 37502.7617 | 202 | 244 | 1473 | 2840 | 4 | 7 | 0.79 | 20.54 | 395.4681 | 1.055% | 8.5204 | 18.0109 | 12.2709 | 615.1301 | 653.9324 | 1.6536
2019-01-18 15:00 | 37062.6692 | 213 | 205 | 1473 | 2840 | 4 | 4.53 | 0.79 | 19.75 | 391.3788 | 1.056% | 8.9971 | 9.8065 | 12.2883 | 592.3059 | 623.3977 | 1.5928
2019-01-18 16:00 | 36985.6237 | 291 | 196 | 1473 | 2840 | 6.76 | 4.01 | 0.96 | 18.71 | 392.8222 | 1.062% | 20.8931 | 8.3476 | 15.0189 | 564.3587 | 608.6183 | 1.5493
2019-01-18 17:00 | 37534.3724 | 536 | 245 | 1473 | 2840 | 35 | 5.51 | 0.96 | 35 | 437.7593 | 1.166% | 218.7958 | 15.7443 | 16.4923 | 1159.2914 | 1410.3238 | 3.2217
2019-01-18 18:00 | 38552.0859 | 412 | 312 | 1624 | 2871 | 25 | 10.18 | 0.98 | 25.2 | 468.371 | 1.215% | 125.1351 | 38.5873 | 19.3354 | 878.9735 | 1062.0314 | 2.2675
2019-01-18 19:00 | 38165.5179 | 235 | 280 | 1624 | 2871 | 4 | 15.75 | 0.92 | 31.07 | 433.1735 | 1.135% | 10.6689 | 50.0529 | 16.9576 | 1012.4303 | 1090.1097 | 2.5166
2019-01-18 20:00 | 37378.2083 | 267 | 321 | 1624 | 2871 | 12.84 | 10.03 | 0.88 | 30 | 417.7245 | 1.118% | 38.3131 | 35.9813 | 15.9713 | 962.5557 | 1052.8215 | 2.5204
2019-01-18 21:00 | 36317.5973 | 197 | 357 | 1624 | 2871 | 4 | 17.39 | 0.87 | 24 | 397.7512 | 1.095% | 8.6302 | 67.9927 | 15.4739 | 754.6382 | 846.7349 | 2.1288
2019-01-18 22:00 | 34860.0364 | 223 | 419 | 1283 | 2984 | 4 | 30 | 0.64 | 15.5 | 367.5547 | 1.054% | 9.405 | 132.5346 | 8.6577 | 487.6684 | 638.2657 | 1.7365
2019-01-18 23:00 | 33087.6848 | 222 | 350 | 1283 | 2984 | 4 | 13.25 | 0.64 | 13.54 | 334.8895 | 1.012% | 8.9877 | 46.9374 | 8.3108 | 408.9335 | 473.1693 | 1.4129
2019-01-19 | 31623.108 | 237 | 281 | 1283 | 2984 | 4 | 8.97 | 0.49 | 15 | 311.2633 | 0.9843% | 9.3311 | 24.8097 | 6.1879 | 440.5684 | 480.8972 | 1.545
2019-01-19 01:00 | 30865.1214 | 199 | 208 | 1283 | 2984 | 3.6 | 6 | 0.49 | 15 | 297.3461 | 0.9634% | 6.9016 | 12.0229 | 6.0564 | 431.2055 | 456.1864 | 1.5342
2019-01-19 02:00 | 30797.1738 | 196 | 195 | 1620 | 2984 | 4 | 6 | 0.78 | 17 | 300.3166 | 0.9751% | 7.6451 | 11.4092 | 12.3219 | 494.6708 | 526.047 | 1.7516
2019-01-19 03:00 | 31369.8719 | 249 | 183 | 1620 | 2984 | 4 | 6 | 0.78 | 12.78 | 325.3731 | 1.037% | 10.3307 | 11.3886 | 13.1063 | 395.5475 | 430.373 | 1.3227
2019-01-19 04:00 | 32552.7438 | 335 | 253 | 1620 | 2984 | 6 | 6.51 | 0.78 | 12.64 | 357.7912 | 1.099% | 22.0922 | 18.1027 | 13.8884 | 414.5605 | 468.6438 | 1.3098
2019-01-19 05:00 | 34658.5498 | 537 | 334 | 1620 | 2984 | 19.03 | 10.51 | 0.78 | 18.77 | 402.1961 | 1.16% | 118.5879 | 40.7358 | 14.6635 | 649.9658 | 823.953 | 2.0486
2019-01-19 06:00 | 37308.248 | 669 | 301 | 2027 | 2871 | 35 | 19.69 | 3 | 26.5 | 457.0618 | 1.225% | 286.8562 | 72.6076 | 74.4981 | 932.0714 | 1366.0333 | 2.9887
2019-01-19 07:00 | 40046.9827 | 310 | 258 | 2027 | 2871 | 8 | 6.77 | 3 | 20 | 530.2951 | 1.324% | 32.8397 | 23.129 | 80.5235 | 760.3455 | 896.8377 | 1.6912
2019-01-19 08:00 | 42528.7682 | 306 | 309 | 2027 | 2871 | 9.16 | 8.02 | 3.59 | 21 | 579.1036 | 1.362% | 38.1672 | 33.7448 | 99.0881 | 820.9675 | 991.9676 | 1.7129
2019-01-19 09:00 | 44063.72 | 300 | 300 | 2027 | 2871 | 7.02 | 5.26 | 2.99 | 18.33 | 594.8025 | 1.35% | 28.4282 | 21.3009 | 81.8119 | 710.3744 | 841.9155 | 1.4155
2019-01-19 10:00 | 44506.7255 | 234 | 381 | 1438 | 2840 | 5 | 15.5 | 0.79 | 15.65 | 566.2738 | 1.272% | 14.8863 | 75.1376 | 14.454 | 565.5011 | 669.979 | 1.1831
2019-01-19 11:00 | 44054.7457 | 213 | 334 | 1438 | 2840 | 4 | 8.61 | 0.79 | 14.5 | 534.737 | 1.214% | 10.3416 | 34.9058 | 13.789 | 499.8433 | 558.8797 | 1.0451
2019-01-19 12:00 | 43119.3567 | 235 | 308 | 1438 | 2840 | 4 | 5.26 | 0.79 | 14.5 | 504.1619 | 1.169% | 10.9907 | 18.9424 | 13.2826 | 481.4865 | 524.7022 | 1.0407
2019-01-19 13:00 | 41952.6419 | 258 | 273 | 1438 | 2840 | 5 | 4.01 | 0.79 | 14.5 | 476.8246 | 1.137% | 14.6619 | 12.4425 | 12.9118 | 468.0429 | 508.059 | 1.0655
2019-01-19 14:00 | 40980.1722 | 202 | 244 | 1473 | 2840 | 4 | 4.01 | 0.79 | 14.5 | 451.1524 | 1.101% | 8.8953 | 10.7717 | 12.8109 | 453.3523 | 485.8302 | 1.0769
2019-01-19 15:00 | 40368.4967 | 213 | 205 | 1473 | 2840 | 4 | 4 | 0.79 | 9.15 | 442.741 | 1.097% | 9.3443 | 8.9933 | 12.7625 | 285.0011 | 316.1013 | 0.71396
2019-01-19 16:00 | 40548.125 | 291 | 196 | 1473 | 2840 | 4 | 1.78 | 0.95 | 9.14 | 451.9254 | 1.115% | 12.9733 | 3.8884 | 15.5963 | 289.308 | 321.766 | 0.71199
2019-01-19 17:00 | 42008.0859 | 536 | 245 | 1473 | 2840 | 11.16 | 2.64 | 0.95 | 13.58 | 502.4523 | 1.196% | 71.5469 | 7.7363 | 16.7374 | 461.2964 | 557.317 | 1.1092
2019-01-19 18:00 | 44894.8463 | 412 | 312 | 1624 | 2871 | 22.81 | 3.5 | 0.97 | 29.81 | 586.7608 | 1.307% | 122.8251 | 14.2721 | 20.5884 | 1118.5612 | 1276.2468 | 2.1751
2019-01-19 19:00 | 45460.568 | 235 | 280 | 1624 | 2871 | 4.8 | 2.74 | 0.91 | 21.4 | 607.0367 | 1.335% | 15.0622 | 10.2445 | 19.7337 | 820.4027 | 865.443 | 1.4257
2019-01-19 20:00 | 45667.0358 | 267 | 321 | 1624 | 2871 | 8.58 | 3.5 | 0.87 | 17.04 | 623.934 | 1.366% | 31.2993 | 15.35 | 19.3037 | 668.4033 | 734.3563 | 1.177
2019-01-19 21:00 | 45422.4619 | 197 | 357 | 1624 | 2871 | 2.01 | 4 | 0.86 | 12 | 642.1835 | 1.414% | 5.5982 | 20.1891 | 19.7457 | 487.083 | 532.616 | 0.82938
2019-01-19 22:00 | 44627.1676 | 223 | 419 | 1283 | 2984 | 2.01 | 4.01 | 0.69 | 6.31 | 623.6464 | 1.397% | 6.2638 | 23.48 | 12.3713 | 263.1281 | 305.2432 | 0.48945
2019-01-19 23:00 | 43726.1969 | 222 | 350 | 1283 | 2984 | 2.01 | 3.5 | 0.69 | 5.89 | 604.2269 | 1.382% | 6.1661 | 16.9276 | 12.233 | 242.8692 | 278.1959 | 0.46042
2019-01-20 | 43061.4355 | 237 | 281 | 1283 | 2984 | 1 | 1.93 | 0.49 | 2.81 | 603.28 | 1.401% | 3.3203 | 7.5979 | 8.8075 | 117.4723 | 137.198 | 0.22742
2019-01-20 01:00 | 42887.9319 | 199 | 208 | 1283 | 2984 | 1 | 0.05 | 0.49 | 1.97 | 618.3954 | 1.442% | 2.8694 | 0.14996 | 9.0647 | 84.761 | 96.845 | 0.15661
2019-01-20 02:00 | 42932.4472 | 196 | 195 | 1620 | 2984 | 1 | 0.01 | 0.99 | 1.61 | 635.4012 | 1.48% | 2.9008 | 0.02886 | 23.7363 | 71.1029 | 97.7688 | 0.15387
2019-01-20 03:00 | 43270.9739 | 249 | 183 | 1620 | 2984 | 1 | 0.01 | 1 | 1.61 | 662.1821 | 1.53% | 3.8105 | 0.028005 | 24.7911 | 73.52 | 102.1496 | 0.15426
2019-01-20 04:00 | 44105.8125 | 335 | 253 | 1620 | 2984 | 1 | 1 | 0.99 | 1.92 | 695.5111 | 1.577% | 5.2827 | 3.9896 | 25.2906 | 90.3459 | 124.9087 | 0.17959
2019-01-20 05:00 | 45432.0449 | 537 | 334 | 1620 | 2984 | 5 | 4 | 1.02 | 5.2 | 729.0857 | 1.605% | 43.0884 | 21.4399 | 26.5174 | 249.011 | 340.0567 | 0.46642
2019-01-20 06:00 | 47272.138 | 669 | 301 | 2027 | 2871 | 19.69 | 3.5 | 6.71 | 19.69 | 771.9912 | 1.633% | 215.1191 | 17.2045 | 222.1178 | 923.1792 | 1377.6206 | 1.7845
2019-01-20 07:00 | 48899.0556 | 310 | 258 | 2027 | 2871 | 13.9 | 2.11 | 9 | 24.69 | 818.161 | 1.673% | 72.0966 | 9.1084 | 305.2352 | 1186.0216 | 1572.4618 | 1.9219
2019-01-20 08:00 | 49278.7571 | 306 | 309 | 2027 | 2871 | 16.47 | 3 | 8 | 31.04 | 798.8454 | 1.621% | 81.6992 | 15.0274 | 262.8734 | 1444.6341 | 1804.2342 | 2.2586
2019-01-20 09:00 | 48134.7913 | 300 | 300 | 2027 | 2871 | 5.47 | 3 | 4.51 | 15.02 | 736.3773 | 1.53% | 25.1044 | 13.7684 | 139.8529 | 659.6969 | 838.4227 | 1.1386
2019-01-20 10:00 | 45812.848 | 234 | 381 | 1438 | 2840 | 3.41 | 3.98 | 0.79 | 7.51 | 671.242 | 1.465% | 11.6913 | 22.2177 | 16.6448 | 312.5001 | 363.0539 | 0.54087
2019-01-20 11:00 | 43390.9114 | 213 | 334 | 1438 | 2840 | 2.01 | 3.98 | 0.78 | 6.75 | 572.577 | 1.32% | 5.6495 | 17.5414 | 14.8009 | 252.9631 | 290.955 | 0.50815
2019-01-20 12:00 | 41119.4788 | 235 | 308 | 1438 | 2840 | 4.68 | 3.46 | 0.78 | 10.42 | 509.5282 | 1.239% | 13.6281 | 13.2053 | 13.8987 | 366.6964 | 407.4284 | 0.79962
2019-01-20 13:00 | 39200.4746 | 258 | 273 | 1438 | 2840 | 4 | 3.01 | 0.78 | 11.18 | 482.1756 | 1.23% | 12.6939 | 10.1075 | 13.7965 | 390.5476 | 427.1454 | 0.88587
2019-01-20 14:00 | 37718.4658 | 202 | 244 | 1473 | 2840 | 3.07 | 3.46 | 0.78 | 9.44 | 449.9451 | 1.193% | 7.3977 | 10.071 | 13.7058 | 319.8128 | 350.9872 | 0.78007
2019-01-20 15:00 | 36874.9088 | 213 | 205 | 1473 | 2840 | 3 | 2.61 | 0.78 | 8.89 | 437.205 | 1.186% | 7.5763 | 6.3438 | 13.6223 | 299.3465 | 326.8889 | 0.74768
2019-01-20 16:00 | 36786.7285 | 291 | 196 | 1473 | 2840 | 4 | 2.61 | 0.94 | 9.44 | 435.9508 | 1.185% | 13.7943 | 6.0624 | 16.4088 | 317.7142 | 353.9796 | 0.81197
2019-01-20 17:00 | 38560.9482 | 536 | 245 | 1473 | 2840 | 17.39 | 3.38 | 0.94 | 17.59 | 490.4936 | 1.272% | 118.5632 | 10.5334 | 17.6123 | 635.433 | 782.1419 | 1.5946
2019-01-20 18:00 | 41734.2731 | 412 | 312 | 1624 | 2871 | 14.47 | 5.49 | 0.97 | 19.11 | 564.3386 | 1.352% | 80.6144 | 23.1619 | 21.3012 | 741.8922 | 866.9697 | 1.5363
2019-01-20 19:00 | 42974.0459 | 235 | 280 | 1624 | 2871 | 5 | 4.88 | 0.9 | 17.49 | 577.4885 | 1.344% | 15.7897 | 18.3618 | 19.6411 | 674.7768 | 728.5694 | 1.2616
2019-01-20 20:00 | 43142.8818 | 267 | 321 | 1624 | 2871 | 7.82 | 5.58 | 0.86 | 12.14 | 549.719 | 1.274% | 26.6042 | 22.8229 | 17.7957 | 444.1028 | 511.3256 | 0.93016
2019-01-20 21:00 | 43252.0797 | 197 | 357 | 1624 | 2871 | 5 | 8.19 | 0.85 | 11.99 | 550.5383 | 1.273% | 12.5377 | 37.2163 | 17.5706 | 438.1602 | 505.4847 | 0.91816
2019-01-20 22:00 | 42112.5279 | 223 | 419 | 1283 | 2984 | 5.12 | 22 | 0.68 | 8.21 | 523.1043 | 1.242% | 14.1825 | 114.5022 | 10.8371 | 304.3119 | 443.8337 | 0.84846
2019-01-20 23:00 | 40677.7578 | 222 | 350 | 1283 | 2984 | 4 | 8.61 | 0.68 | 10 | 497.6253 | 1.223% | 10.8632 | 36.8652 | 10.6729 | 365.0432 | 423.4445 | 0.85093
2019-01-21 | 39780.0595 | 237 | 281 | 1283 | 2984 | 4 | 6 | 0.51 | 11.1 | 486.1776 | 1.222% | 11.5861 | 20.6057 | 7.997 | 404.8101 | 444.9989 | 0.9153
2019-01-21 01:00 | 39404.9716 | 199 | 208 | 1283 | 2984 | 4 | 5.93 | 0.51 | 15 | 485.6242 | 1.232% | 9.8099 | 15.2008 | 8.0639 | 551.6192 | 584.6938 | 1.204
2019-01-21 02:00 | 39507.7526 | 196 | 195 | 1620 | 2984 | 4 | 4.01 | 0.98 | 10.71 | 494.3058 | 1.251% | 9.8091 | 9.7835 | 19.8634 | 399.8542 | 439.3102 | 0.88874
2019-01-21 03:00 | 40148.362 | 249 | 183 | 1620 | 2984 | 4 | 3.95 | 0.99 | 10.52 | 510.5161 | 1.272% | 12.6649 | 9.1916 | 20.3935 | 399.1684 | 441.4184 | 0.86465
2019-01-21 04:00 | 41451.5234 | 335 | 253 | 1620 | 2984 | 10.75 | 6 | 0.98 | 15 | 540.8758 | 1.305% | 46.9905 | 19.8075 | 20.7156 | 584.0461 | 671.5597 | 1.2416
2019-01-21 05:00 | 44005.0953 | 537 | 334 | 1620 | 2984 | 20.83 | 6 | 1.27 | 21.03 | 599.0598 | 1.361% | 152.2758 | 27.2813 | 28.0082 | 854.29 | 1061.8553 | 1.7725
2019-01-21 06:00 | 47328.1787 | 669 | 301 | 2027 | 2871 | 47 | 4.98 | 5 | 40.33 | 677.1253 | 1.431% | 449.8557 | 21.4459 | 145.0017 | 1656.5734 | 2272.8768 | 3.3567
2019-01-21 07:00 | 48959.18 | 310 | 258 | 2027 | 2871 | 10.45 | 4.14 | 6.99 | 31.09 | 720.6728 | 1.472% | 47.685 | 15.7226 | 208.5619 | 1313.8867 | 1585.8562 | 2.2005
2019-01-21 08:00 | 48540.1074 | 306 | 309 | 2027 | 2871 | 5.8 | 4.01 | 5 | 27.32 | 711.8656 | 1.467% | 26.0284 | 18.1719 | 148.635 | 1150.3002 | 1343.1354 | 1.8868
2019-01-21 09:00 | 47259.8561 | 300 | 300 | 2027 | 2871 | 5.31 | 4.01 | 4.51 | 23.34 | 654.465 | 1.385% | 22.0602 | 16.6594 | 126.5973 | 927.9574 | 1093.2743 | 1.6705
2019-01-21 10:00 | 45799.1601 | 234 | 381 | 1438 | 2840 | 4 | 10.68 | 0.78 | 24.06 | 607.0706 | 1.326% | 12.4067 | 53.9359 | 14.8674 | 905.7236 | 986.9336 | 1.6257
2019-01-21 11:00 | 43736.3532 | 213 | 334 | 1438 | 2840 | 4 | 5.84 | 0.79 | 15.83 | 545.986 | 1.248% | 10.636 | 24.35 | 14.1816 | 561.2265 | 610.3941 | 1.118
2019-01-21 12:00 | 41542.0296 | 235 | 308 | 1438 | 2840 | 4 | 4.88 | 0.77 | 16 | 486.4174 | 1.171% | 11.0065 | 17.5992 | 12.965 | 532.0589 | 573.6295 | 1.1793
2019-01-21 13:00 | 39949.0621 | 258 | 273 | 1438 | 2840 | 5 | 8.61 | 0.77 | 18.5 | 444.8002 | 1.113% | 14.3631 | 26.1712 | 12.3284 | 584.99 | 637.8528 | 1.434
2019-01-21 14:00 | 38661.6288 | 202 | 244 | 1473 | 2840 | 4 | 8.11 | 0.79 | 18.75 | 417.0078 | 1.079% | 8.7152 | 21.3439 | 12.5514 | 574.3593 | 616.9699 | 1.4795
2019-01-21 15:00 | 37972.3818 | 213 | 205 | 1473 | 2840 | 4 | 5.73 | 0.79 | 15 | 403.0314 | 1.061% | 9.043 | 12.4675 | 12.351 | 452.148 | 486.0094 | 1.2059
2019-01-21 16:00 | 38127.3258 | 291 | 196 | 1473 | 2840 | 7.94 | 8.61 | 0.93 | 17.84 | 404.2094 | 1.06% | 24.4953 | 17.8908 | 14.523 | 537.1347 | 594.0438 | 1.4696
2019-01-21 17:00 | 39351.5482 | 536 | 245 | 1473 | 2840 | 25.8 | 14.42 | 0.93 | 26 | 431.9338 | 1.098% | 151.7888 | 38.7781 | 15.0363 | 810.4888 | 1016.0921 | 2.3524
2019-01-21 18:00 | 41691.6621 | 412 | 312 | 1624 | 2871 | 19.36 | 15.75 | 0.97 | 19.91 | 481.7336 | 1.155% | 92.1638 | 56.7797 | 18.2018 | 660.4839 | 827.6292 | 1.718
2019-01-21 19:00 | 41805.5989 | 235 | 280 | 1624 | 2871 | 5 | 14.84 | 0.89 | 18.5 | 491.3491 | 1.175% | 13.81 | 48.8369 | 16.9876 | 624.253 | 703.8875 | 1.4326
2019-01-21 20:00 | 41173.432 | 267 | 321 | 1624 | 2871 | 12.65 | 6 | 0.85 | 16.04 | 476.4764 | 1.157% | 39.0864 | 22.2885 | 15.9746 | 532.9198 | 610.2693 | 1.2808
2019-01-21 21:00 | 39769.5289 | 197 | 357 | 1624 | 2871 | 4 | 12.37 | 0.84 | 15.11 | 444.5084 | 1.118% | 8.8076 | 49.3591 | 15.2474 | 484.8721 | 558.2861 | 1.256
2019-01-21 22:00 | 37305.0003 | 223 | 419 | 1283 | 2984 | 4 | 32.4 | 0.67 | 15.5 | 396.4343 | 1.063% | 9.4791 | 144.2657 | 9.1349 | 491.5126 | 654.3924 | 1.6507
2019-01-21 23:00 | 34806.1585 | 222 | 350 | 1283 | 2984 | 4 | 15.78 | 0.67 | 10.96 | 354.3006 | 1.018% | 9.0392 | 56.22 | 8.7502 | 332.9087 | 406.918 | 1.1485
2019-01-22 | 33169.4653 | 237 | 281 | 1283 | 2984 | 2.61 | 17.24 | 0.68 | 14.05 | 329.188 | 0.9924% | 6.139 | 48.0783 | 8.6585 | 416.0837 | 478.9595 | 1.455
2019-01-22 01:00 | 32216.3816 | 199 | 208 | 1283 | 2984 | 2.8 | 11.83 | 0.5 | 13.2 | 316.7343 | 0.9831% | 5.4781 | 24.1917 | 6.3069 | 387.2497 | 423.2263 | 1.3362
2019-01-22 02:00 | 31712.3971 | 196 | 195 | 1620 | 2984 | 2.8 | 12.18 | 0.97 | 13.48 | 312.4636 | 0.9853% | 5.4074 | 23.402 | 15.4831 | 396.332 | 440.6244 | 1.4102
2019-01-22 03:00 | 31703.9677 | 249 | 183 | 1620 | 2984 | 3.1 | 12.3 | 0.98 | 13.2 | 314.8911 | 0.9932% | 7.6667 | 22.3565 | 15.7684 | 391.2186 | 437.0101 | 1.3878
2019-01-22 04:00 | 32463.5514 | 335 | 253 | 1620 | 2984 | 8.9 | 15.92 | 0.97 | 17 | 327.253 | 1.008% | 30.0554 | 40.6023 | 15.8407 | 511.3701 | 597.8685 | 1.8269
2019-01-22 05:00 | 34684.5286 | 537 | 334 | 1620 | 2984 | 32.5 | 30.11 | 0.99 | 33.5 | 366.6576 | 1.057% | 184.4941 | 106.312 | 16.9541 | 1056.741 | 1364.5012 | 3.7215
2019-01-22 06:00 | 38256.6829 | 669 | 301 | 2027 | 2871 | 31.46 | 25.84 | 4.72 | 31.63 | 431.4154 | 1.128% | 237.3412 | 87.7096 | 107.8907 | 1024.049 | 1456.9907 | 3.3772
2019-01-22 07:00 | 39250.7057 | 310 | 258 | 2027 | 2871 | 8 | 11.84 | 4.99 | 25 | 453.4252 | 1.155% | 28.649 | 35.2882 | 116.8456 | 829.1467 | 1009.9295 | 2.2273
2019-01-22 08:00 | 38522.5957 | 306 | 309 | 2027 | 2871 | 6 | 9.11 | 4.51 | 21 | 454.6096 | 1.18% | 21.6668 | 33.22 | 107.8831 | 711.5011 | 874.271 | 1.9231
2019-01-22 09:00 | 38376.6113 | 300 | 300 | 2027 | 2871 | 6 | 8.61 | 3.9 | 20 | 486.0384 | 1.266% | 22.7969 | 32.7136 | 100.1203 | 727.2222 | 882.8531 | 1.8164
2019-01-22 10:00 | 38244.3658 | 234 | 381 | 1438 | 2840 | 5 | 27.68 | 0.79 | 22.25 | 481.2355 | 1.258% | 14.7223 | 132.7032 | 14.2947 | 795.1308 | 956.851 | 1.9883
2019-01-22 11:00 | 38083.6442 | 213 | 334 | 1438 | 2840 | 5 | 24 | 0.79 | 15.8 | 464.9424 | 1.221% | 13.002 | 97.863 | 13.869 | 547.8178 | 672.5518 | 1.4465
2019-01-22 12:00 | 37944.2978 | 235 | 308 | 1438 | 2840 | 5 | 9.11 | 0.79 | 13.91 | 457.4252 | 1.206% | 14.1648 | 33.8254 | 13.6949 | 476.2325 | 537.9177 | 1.176
2019-01-22 13:00 | 37844.4886 | 258 | 273 | 1438 | 2840 | 6 | 5.37 | 0.76 | 18.5 | 428.0856 | 1.131% | 17.5105 | 16.5831 | 12.3623 | 594.3168 | 640.7728 | 1.4968
2019-01-22 14:00 | 37740.9524 | 202 | 244 | 1473 | 2840 | 5 | 6.1 | 0.79 | 23.25 | 396.9997 | 1.052% | 10.6243 | 15.6566 | 12.2407 | 694.5742 | 733.0957 | 1.8466
2019-01-22 15:00 | 37651.8945 | 213 | 205 | 1473 | 2840 | 5 | 5.45 | 0.79 | 23.25 | 382.5274 | 1.016% | 10.82 | 11.3508 | 11.8224 | 670.837 | 704.8301 | 1.8426
2019-01-22 16:00 | 38173.1813 | 291 | 196 | 1473 | 2840 | 6 | 8.9 | 0.92 | 23.25 | 391.8897 | 1.027% | 17.9246 | 17.9082 | 13.9122 | 677.8706 | 727.6157 | 1.8567
2019-01-22 17:00 | 39564.3212 | 536 | 245 | 1473 | 2840 | 42.5 | 17.19 | 0.92 | 43.5 | 425.0843 | 1.074% | 244.7513 | 45.2494 | 14.56 | 1327.3301 | 1631.8909 | 3.839
2019-01-22 18:00 | 41447.5911 | 412 | 312 | 1624 | 2871 | 20.83 | 11.24 | 0.96 | 25 | 459.8123 | 1.109% | 95.2068 | 38.9047 | 17.2957 | 796.2593 | 947.6665 | 2.061
2019-01-22 19:00 | 41890.261 | 235 | 280 | 1624 | 2871 | 4 | 7.71 | 0.88 | 25 | 459.3655 | 1.097% | 10.308 | 23.6732 | 15.6716 | 787.0794 | 836.7323 | 1.8215
2019-01-22 20:00 | 42031.2086 | 267 | 321 | 1624 | 2871 | 8 | 12.24 | 0.84 | 30 | 455.6904 | 1.084% | 23.1579 | 42.5975 | 14.7898 | 933.797 | 1014.3423 | 2.2259
2019-01-22 21:00 | 41162.6898 | 197 | 357 | 1624 | 2871 | 5 | 10.89 | 0.83 | 12.68 | 449.4376 | 1.092% | 10.7548 | 42.4484 | 14.7174 | 397.4826 | 465.4032 | 1.0355
2019-01-22 22:00 | 39487.9397 | 223 | 419 | 1283 | 2984 | 8 | 14 | 0.66 | 15.5 | 431.5798 | 1.093% | 19.4981 | 64.1119 | 9.2548 | 505.507 | 598.3717 | 1.3865
2019-01-22 23:00 | 37836.9837 | 222 | 350 | 1283 | 2984 | 7.73 | 12.15 | 0.66 | 10 | 417.9875 | 1.105% | 18.9574 | 46.9776 | 9.3544 | 329.6443 | 404.9338 | 0.96877
2019-01-23 | 36886.039 | 237 | 281 | 1283 | 2984 | 4 | 6 | 0.67 | 9.75 | 414.4587 | 1.124% | 10.6519 | 18.9442 | 9.6587 | 326.9058 | 366.1607 | 0.88347
2019-01-23 01:00 | 36899.1595 | 199 | 208 | 1283 | 2984 | 3.8 | 4.79 | 0.49 | 9.75 | 427.0362 | 1.157% | 8.7515 | 11.5305 | 7.2756 | 336.7067 | 364.2643 | 0.85301
2019-01-23 02:00 | 37337.6494 | 196 | 195 | 1620 | 2984 | 4 | 4.6 | 0.96 | 9.75 | 454.7392 | 1.218% | 9.5484 | 10.9247 | 18.9409 | 354.3389 | 393.7529 | 0.86589
2019-01-23 03:00 | 38563.3623 | 249 | 183 | 1620 | 2984 | 4.28 | 4.01 | 0.97 | 9.75 | 482.8514 | 1.252% | 13.3439 | 9.1883 | 19.6755 | 364.2857 | 406.4933 | 0.84186
2019-01-23 04:00 | 40579.219 | 335 | 253 | 1620 | 2984 | 8.61 | 6.86 | 0.96 | 9.75 | 553.8277 | 1.365% | 39.3658 | 23.6873 | 21.2255 | 397.0767 | 481.3553 | 0.86914
2019-01-23 05:00 | 44106.0953 | 537 | 334 | 1620 | 2984 | 12.9 | 9.52 | 0.98 | 12.86 | 649.9997 | 1.474% | 102.0889 | 46.8595 | 23.3968 | 565.5283 | 737.8735 | 1.1352
2019-01-23 06:00 | 49196.9511 | 669 | 301 | 2027 | 2871 | 19.69 | 4.18 | 5 | 19.69 | 761.9899 | 1.549% | 204.0248 | 19.4874 | 156.9766 | 875.5682 | 1256.0569 | 1.6484
2019-01-23 07:00 | 51767.2077 | 310 | 258 | 2027 | 2871 | 9.89 | 1.52 | 4.99 | 14.08 | 825.7368 | 1.595% | 48.9041 | 6.2553 | 161.3397 | 644.7966 | 861.2957 | 1.0431
2019-01-23 08:00 | 51316.8134 | 306 | 309 | 2027 | 2871 | 7.75 | 3.5 | 4.99 | 11.28 | 827.078 | 1.612% | 38.2217 | 17.4306 | 163.0201 | 521.9502 | 740.6226 | 0.89547
2019-01-23 09:00 | 50466.3151 | 300 | 300 | 2027 | 2871 | 4.96 | 3.46 | 4 | 6.59 | 793.3323 | 1.572% | 23.3914 | 16.3174 | 127.4581 | 297.4214 | 464.5882 | 0.58562
2019-01-23 10:00 | 49394.4899 | 234 | 381 | 1438 | 2840 | 3.32 | 5.13 | 0.78 | 5.19 | 726.1338 | 1.47% | 11.4207 | 28.733 | 16.4889 | 216.6825 | 273.3251 | 0.37641
2019-01-23 11:00 | 47873.3437 | 213 | 334 | 1438 | 2840 | 2.01 | 4.41 | 0.78 | 2.81 | 663.9566 | 1.387% | 5.9377 | 20.4282 | 15.5561 | 110.6804 | 152.6024 | 0.22984
2019-01-23 12:00 | 46108.2887 | 235 | 308 | 1438 | 2840 | 2.01 | 3.5 | 0.78 | 2.61 | 608.4457 | 1.32% | 6.2331 | 14.2253 | 14.8012 | 97.8141 | 133.0738 | 0.21871
2019-01-23 13:00 | 44575.6067 | 258 | 273 | 1438 | 2840 | 1 | 2.61 | 0.75 | 2.61 | 563.0453 | 1.263% | 3.2589 | 9.0001 | 13.6228 | 93.6278 | 119.5096 | 0.21226
2019-01-23 14:00 | 42962.4681 | 202 | 244 | 1473 | 2840 | 1 | 2.05 | 0.79 | 1.59 | 528.176 | 1.229% | 2.4834 | 6.1494 | 14.306 | 55.5143 | 78.4531 | 0.14854
2019-01-23 15:00 | 41809.4319 | 213 | 205 | 1473 | 2840 | 1 | 0.56 | 0.79 | 1.59 | 504.5272 | 1.207% | 2.5703 | 1.3853 | 14.0424 | 54.4911 | 72.4892 | 0.14368
2019-01-23 16:00 | 42605.1912 | 291 | 196 | 1473 | 2840 | 1.59 | 0.03 | 0.91 | 1.91 | 506.22 | 1.188% | 5.4975 | 0.069864 | 15.9265 | 64.4508 | 85.9447 | 0.16978
2019-01-23 17:00 | 43400.9505 | 536 | 245 | 1473 | 2840 | 9.64 | 1.46 | 0.91 | 9.64 | 553.3535 | 1.275% | 65.8787 | 4.5606 | 17.0902 | 349.059 | 436.5885 | 0.78899
2019-01-23 18:00 | 46741.109 | 412 | 312 | 1624 | 2871 | 24.94 | 3 | 0.95 | 24.94 | 641.7581 | 1.373% | 141.0802 | 12.8513 | 21.1827 | 983.1097 | 1158.224 | 1.8048
2019-01-23 19:00 | 48082.8463 | 235 | 280 | 1624 | 2871 | 5.83 | 2.21 | 0.87 | 14.07 | 677.4692 | 1.409% | 19.3035 | 8.7187 | 19.9069 | 569.1499 | 617.079 | 0.91086
2019-01-23 20:00 | 48557.4362 | 267 | 321 | 1624 | 2871 | 4 | 3 | 0.83 | 8.43 | 678.3395 | 1.397% | 14.9198 | 13.453 | 18.8302 | 338.1054 | 385.3084 | 0.56802
2019-01-23 21:00 | 47954.5211 | 197 | 357 | 1624 | 2871 | 2.01 | 3.5 | 0.82 | 3 | 653.8435 | 1.363% | 5.3989 | 17.0365 | 18.157 | 117.4353 | 158.0277 | 0.24169
2019-01-23 22:00 | 46111.9931 | 223 | 419 | 1283 | 2984 | 2.01 | 6.16 | 0.65 | 2.01 | 613.3468 | 1.33% | 5.962 | 34.331 | 11.0926 | 79.7787 | 131.1644 | 0.21385
2019-01-23 23:00 | 44351.4629 | 222 | 350 | 1283 | 2984 | 3.41 | 4.01 | 0.65 | 3.61 | 594.819 | 1.341% | 10.1528 | 18.823 | 11.1845 | 144.4717 | 184.632 | 0.3104
2019-01-24 | 43459.5179 | 237 | 281 | 1283 | 2984 | 2.01 | 3 | 0.66 | 2.21 | 590.3785 | 1.358% | 6.4713 | 11.4518 | 11.5031 | 89.5853 | 119.0115 | 0.20159
2019-01-24 01:00 | 43228.8284 | 199 | 208 | 1283 | 2984 | 1.41 | 1.2 | 0.49 | 1.61 | 596.3648 | 1.38% | 3.8709 | 3.4434 | 8.6728 | 66.2771 | 82.2642 | 0.13794
2019-01-24 02:00 | 43525.5543 | 196 | 195 | 1620 | 2984 | 1.41 | 0.98 | 0.95 | 1.61 | 615.8579 | 1.415% | 3.9103 | 2.7039 | 21.7758 | 67.9768 | 96.3669 | 0.15648
2019-01-24 03:00 | 44164.2282 | 249 | 183 | 1620 | 2984 | 2.01 | 0.25 | 0.96 | 2.01 | 628.0257 | 1.422% | 7.1171 | 0.65058 | 22.1153 | 85.2907 | 115.1737 | 0.18339
2019-01-24 04:00 | 45654.5436 | 335 | 253 | 1620 | 2984 | 3.04 | 1.07 | 0.95 | 3.2 | 662.6235 | 1.451% | 14.7809 | 3.929 | 22.3368 | 138.5899 | 179.6367 | 0.2711
2019-01-24 05:00 | 48983.3157 | 537 | 334 | 1620 | 2984 | 9.34 | 3.5 | 0.97 | 8.33 | 733.0781 | 1.497% | 75.0625 | 17.4951 | 23.5174 | 372.0025 | 488.0776 | 0.66579
2019-01-24 06:00 | 53599.7897 | 669 | 301 | 2027 | 2871 | 50.61 | 4.01 | 9.2 | 50.61 | 827.1019 | 1.543% | 522.4664 | 18.6255 | 287.7647 | 2242.1541 | 3071.0107 | 3.713
2019-01-24 07:00 | 54655.5029 | 310 | 258 | 2027 | 2871 | 16.9 | 1.5 | 12 | 22.87 | 859.5859 | 1.573% | 82.3956 | 6.0865 | 382.5519 | 1032.6538 | 1503.6877 | 1.7493
2019-01-24 08:00 | 51823.1194 | 306 | 309 | 2027 | 2871 | 6.36 | 3.46 | 5.56 | 7.68 | 789.8047 | 1.524% | 29.6602 | 16.2941 | 171.761 | 336.0397 | 553.7551 | 0.70113
2019-01-24 09:00 | 48431.1985 | 300 | 300 | 2027 | 2871 | 5.08 | 3.5 | 4.51 | 5.28 | 705.0719 | 1.456% | 22.1867 | 15.2861 | 133.0879 | 220.6863 | 391.247 | 0.5549
2019-01-24 10:00 | 45458.3903 | 234 | 381 | 1438 | 2840 | 2.74 | 5.51 | 0.77 | 4.17 | 644.4756 | 1.418% | 9.0899 | 29.7625 | 15.6979 | 167.8985 | 222.4488 | 0.34516
2019-01-24 11:00 | 42729.2802 | 213 | 334 | 1438 | 2840 | 2.69 | 4.01 | 0.77 | 5.01 | 575.0259 | 1.346% | 7.7107 | 18.0241 | 14.9009 | 191.4776 | 232.1132 | 0.40366
2019-01-24 12:00 | 40517.6354 | 235 | 308 | 1438 | 2840 | 4 | 4.01 | 0.77 | 4.38 | 514.7069 | 1.27% | 11.9411 | 15.6896 | 14.0658 | 158.0187 | 199.7152 | 0.38802
2019-01-24 13:00 | 39003.4661 | 258 | 273 | 1438 | 2840 | 4 | 4.01 | 0.74 | 4.2 | 472.2591 | 1.211% | 12.4956 | 13.2551 | 12.8845 | 144.4258 | 183.061 | 0.38763
2019-01-24 14:00 | 37800.4046 | 202 | 244 | 1473 | 2840 | 2.62 | 4.01 | 0.78 | 4.75 | 433.0712 | 1.146% | 6.0634 | 11.2098 | 13.1632 | 154.5521 | 184.9884 | 0.42715
2019-01-24 15:00 | 37253.6852 | 213 | 205 | 1473 | 2840 | 3.55 | 4.08 | 0.78 | 3.75 | 406.6111 | 1.091% | 8.2531 | 9.129 | 12.5403 | 116.2411 | 146.1635 | 0.35947
2019-01-24 16:00 | 37475.2311 | 291 | 196 | 1473 | 2840 | 4.78 | 4.01 | 0.9 | 4.98 | 402.1367 | 1.073% | 14.9262 | 8.4339 | 14.2257 | 151.7669 | 189.3528 | 0.47087
2019-01-24 17:00 | 38684.9062 | 536 | 245 | 1473 | 2840 | 18.94 | 10 | 0.9 | 18.25 | 433.6691 | 1.121% | 113.8051 | 27.4652 | 14.8615 | 581.0295 | 737.1613 | 1.6998
2019-01-24 18:00 | 41575.4313 | 412 | 312 | 1624 | 2871 | 17.03 | 10 | 0.97 | 17.23 | 504.0338 | 1.212% | 85.0618 | 37.8249 | 19.0977 | 599.71 | 741.6944 | 1.4715
2019-01-24 19:00 | 42749.1148 | 235 | 280 | 1624 | 2871 | 5 | 7.36 | 0.86 | 8.77 | 544.2131 | 1.273% | 14.9582 | 26.2348 | 17.7798 | 320.5344 | 379.5072 | 0.69735
2019-01-24 20:00 | 43203.996 | 267 | 321 | 1624 | 2871 | 6.8 | 6 | 0.82 | 7.41 | 552.9832 | 1.28% | 23.2385 | 24.6516 | 17.0446 | 272.2948 | 337.2295 | 0.60984
2019-01-24 21:00 | 42521.0677 | 197 | 357 | 1624 | 2871 | 4 | 8.11 | 0.81 | 6.83 | 542.3194 | 1.275% | 10.0503 | 36.9267 | 16.7773 | 250.0949 | 313.8491 | 0.57872
2019-01-24 22:00 | 40848.5475 | 223 | 419 | 1283 | 2984 | 4 | 15.22 | 0.64 | 4.2 | 491.2584 | 1.203% | 10.7275 | 76.6941 | 9.8751 | 150.7237 | 248.0204 | 0.50487
2019-01-24 23:00 | 39284.2558 | 222 | 350 | 1283 | 2984 | 2.97 | 6 | 0.64 | 3.17 | 463.0493 | 1.179% | 7.7717 | 24.753 | 9.6787 | 111.4979 | 153.7013 | 0.33193
2019-01-25 | 38526.0875 | 237 | 281 | 1283 | 2984 | 4.07 | 4.01 | 0.7 | 4.6 | 455.775 | 1.183% | 11.4114 | 13.3305 | 10.6248 | 162.3874 | 197.754 | 0.43389
2019-01-25 01:00 | 38572.6966 | 199 | 208 | 1283 | 2984 | 4 | 3.5 | 0.57 | 4.99 | 475.2676 | 1.232% | 9.8078 | 8.9699 | 9.0107 | 183.4669 | 211.2553 | 0.4445
2019-01-25 02:00 | 38940.6005 | 196 | 195 | 1620 | 2984 | 4 | 2.61 | 0.94 | 5.69 | 505.5815 | 1.298% | 10.179 | 6.6079 | 19.7711 | 220.4447 | 257.0027 | 0.50833
2019-01-25 03:00 | 39725.1032 | 249 | 183 | 1620 | 2984 | 4 | 0.01 | 0.95 | 8.51 | 524.8533 | 1.321% | 13.1593 | 0.024178 | 20.3335 | 335.5068 | 369.0237 | 0.7031
2019-01-25 04:00 | 41374.18 | 335 | 253 | 1620 | 2984 | 4.01 | 0.75 | 0.94 | 4.26 | 548.834 | 1.327% | 17.8197 | 2.5171 | 20.2001 | 168.6242 | 209.1612 | 0.3811
2019-01-25 05:00 | 44584.9059 | 537 | 334 | 1620 | 2984 | 8.99 | 3.5 | 0.96 | 8.99 | 592.671 | 1.329% | 64.1741 | 15.5396 | 20.6734 | 356.6024 | 456.9896 | 0.77107
2019-01-25 06:00 | 49027.1129 | 669 | 301 | 2027 | 2871 | 44.77 | 5.44 | 10.73 | 44.97 | 665.8577 | 1.358% | 406.7788 | 22.2388 | 295.3919 | 1753.4814 | 2477.8908 | 3.7214
2019-01-25 07:00 | 50398.6243 | 310 | 258 | 2027 | 2871 | 20 | 1.72 | 12 | 31.9 | 681.3895 | 1.352% | 83.824 | 5.9996 | 328.8605 | 1238.228 | 1656.9122 | 2.4317
2019-01-25 08:00 | 48792.9554 | 306 | 309 | 2027 | 2871 | 6.37 | 3 | 5.57 | 14.12 | 669.267 | 1.372% | 26.7364 | 12.7152 | 154.8643 | 556.0453 | 750.3612 | 1.1212
2019-01-25 09:00 | 46792.6904 | 300 | 300 | 2027 | 2871 | 5.79 | 3.01 | 4.99 | 12.31 | 670.2201 | 1.432% | 24.8794 | 12.9338 | 144.8751 | 506.21 | 688.8983 | 1.0279
2019-01-25 10:00 | 44675.5293 | 234 | 381 | 1438 | 2840 | 4 | 4.01 | 0.76 | 8.57 | 639.562 | 1.432% | 13.3995 | 21.8717 | 15.6454 | 348.4272 | 399.3438 | 0.6244
2019-01-25 11:00 | 42547.1852 | 213 | 334 | 1438 | 2840 | 3.24 | 3.5 | 0.85 | 7.44 | 591.6202 | 1.391% | 9.5961 | 16.255 | 16.9961 | 293.8079 | 336.6551 | 0.56904
2019-01-25 12:00 | 40638.5745 | 235 | 308 | 1438 | 2840 | 2.49 | 2.99 | 0.76 | 6.16 | 540.1818 | 1.329% | 7.778 | 12.2412 | 14.5269 | 232.5415 | 267.0877 | 0.49444
2019-01-25 13:00 | 39260.4775 | 258 | 273 | 1438 | 2840 | 2.01 | 2.11 | 0.74 | 4.25 | 500.8876 | 1.276% | 6.6161 | 7.349 | 13.5761 | 153.9898 | 181.531 | 0.36242
2019-01-25 14:00 | 38121.3821 | 202 | 244 | 1473 | 2840 | 1.02 | 0.42 | 0.79 | 3 | 473.4405 | 1.242% | 2.5589 | 1.2727 | 14.452 | 105.8124 | 124.0959 | 0.26212
2019-01-25 15:00 | 37531.7783 | 213 | 205 | 1473 | 2840 | 1 | 0.01 | 0.79 | 2.25 | 462.7867 | 1.233% | 2.6264 | 0.025278 | 14.3487 | 78.7921 | 95.7924 | 0.20699
2019-01-25 16:00 | 37776.6393 | 291 | 196 | 1473 | 2840 | 2.01 | 0.01 | 0.89 | 3.06 | 473.9301 | 1.255% | 7.338 | 0.024589 | 16.4469 | 109.0262 | 132.8357 | 0.28029
2019-01-25 17:00 | 38762.5394 | 536 | 245 | 1473 | 2840 | 12 | 2.75 | 0.89 | 12.53 | 508.8734 | 1.313% | 84.4391 | 8.845 | 17.2104 | 467.1614 | 577.6558 | 1.1352
2019-01-25 18:00 | 40963.5573 | 412 | 312 | 1624 | 2871 | 19.12 | 2.61 | 0.96 | 21.29 | 550.0635 | 1.343% | 105.7792 | 10.9348 | 20.935 | 820.7747 | 958.4237 | 1.7424
2019-01-25 19:00 | 41304.5091 | 235 | 280 | 1624 | 2871 | 4.16 | 2.11 | 0.85 | 15 | 560.7253 | 1.358% | 13.2713 | 8.0203 | 18.7395 | 584.6247 | 624.6558 | 1.114
2019-01-25 20:00 | 41275.3955 | 267 | 321 | 1624 | 2871 | 4 | 3.5 | 0.81 | 8.71 | 562.7645 | 1.363% | 14.5615 | 15.3182 | 17.9352 | 340.9469 | 388.7619 | 0.69081
2019-01-25 21:00 | 40864.1403 | 197 | 357 | 1624 | 2871 | 2.01 | 4.48 | 0.8 | 8.25 | 549.6882 | 1.345% | 5.3264 | 21.514 | 17.4763 | 318.6113 | 362.928 | 0.66024
2019-01-25 22:00 | 39707.5188 | 223 | 419 | 1283 | 2984 | 4 | 4.01 | 0.63 | 4.34 | 523.9819 | 1.32% | 11.7709 | 22.1719 | 10.6662 | 170.8961 | 215.505 | 0.41128
2019-01-25 23:00 | 38328.8675 | 222 | 350 | 1283 | 2984 | 4.69 | 6 | 0.63 | 5.46 | 488.3062 | 1.274% | 13.2645 | 26.7538 | 10.2975 | 207.5667 | 257.8826 | 0.52812
2019-01-26 | 37358.4401 | 237 | 281 | 1283 | 2984 | 3.62 | 3.46 | 0.69 | 4 | 460.776 | 1.233% | 10.5818 | 11.9918 | 10.9188 | 147.2177 | 180.7101 | 0.39219
2019-01-26 01:00 | 36771.1282 | 199 | 208 | 1283 | 2984 | 2.01 | 1.56 | 0.56 | 3.17 | 450.3508 | 1.225% | 4.8988 | 3.974 | 8.7995 | 115.8516 | 133.524 | 0.29649
2019-01-26 02:00 | 36511.6611 | 196 | 195 | 1620 | 2984 | 2.01 | 0.77 | 0.93 | 2.85 | 448.8525 | 1.229% | 4.8431 | 1.8459 | 18.5212 | 104.548 | 129.7582 | 0.28909
2019-01-26 03:00 | 36572.9508 | 249 | 183 | 1620 | 2984 | 2.61 | 0.19 | 0.94 | 2.97 | 456.4437 | 1.248% | 8.1109 | 0.43394 | 19.0051 | 110.607 | 138.1569 | 0.30268
2019-01-26 04:00 | 37070.2913 | 335 | 253 | 1620 | 2984 | 3.8 | 3 | 0.93 | 4 | 470.5904 | 1.269% | 16.1602 | 9.6352 | 19.1256 | 151.5221 | 196.443 | 0.41744
2019-01-26 05:00 | 38240.0257 | 537 | 334 | 1620 | 2984 | 5.81 | 3.5 | 0.95 | 6 | 508.578 | 1.33% | 41.4944 | 15.5473 | 20.4681 | 238.1165 | 315.6263 | 0.62061
2019-01-26 06:00 | 40130.4915 | 669 | 301 | 2027 | 2871 | 12 | 3.5 | 5.44 | 10.74 | 554.2003 | 1.381% | 110.8663 | 14.5488 | 152.2807 | 425.8236 | 703.5195 | 1.2694
2019-01-26 07:00 | 41836.6771 | 310 | 258 | 2027 | 2871 | 8.59 | 0.54 | 6.99 | 11.9 | 606.3682 | 1.449% | 38.5953 | 2.0193 | 205.3573 | 495.1758 | 741.1476 | 1.2223
2019-01-26 08:00 | 42545.7646 | 306 | 309 | 2027 | 2871 | 4.6 | 3.01 | 3.8 | 15.12 | 629.7618 | 1.48% | 20.8353 | 13.7672 | 114.0138 | 642.5471 | 791.1633 | 1.2563
2019-01-26 09:00 | 42018.1803 | 300 | 300 | 2027 | 2871 | 5.61 | 2.61 | 4.6 | 20.06 | 602.068 | 1.433% | 24.1153 | 11.2194 | 133.6041 | 825.2251 | 994.1639 | 1.6512
2019-01-26 10:00 | 40586.8844 | 234 | 381 | 1438 | 2840 | 2.18 | 3.9 | 0.75 | 13.45 | 562.0092 | 1.385% | 7.0637 | 20.5754 | 14.9341 | 528.9302 | 571.5033 | 1.0169
2019-01-26 11:00 | 38948.7294 | 213 | 334 | 1438 | 2840 | 2.01 | 3.46 | 0.84 | 8.65 | 530.0574 | 1.361% | 5.8265 | 15.7272 | 16.4387 | 334.3213 | 372.3137 | 0.7024
2019-01-26 12:00 | 37407.691 | 235 | 308 | 1438 | 2840 | 2.01 | 3.01 | 0.75 | 5.76 | 497.9446 | 1.331% | 6.2876 | 12.3406 | 14.3562 | 217.7514 | 250.7359 | 0.50354
2019-01-26 13:00 | 36129.0524 | 258 | 273 | 1438 | 2840 | 2.01 | 2.15 | 0.74 | 4.65 | 475.4276 | 1.316% | 6.8241 | 7.7238 | 14.0029 | 173.7797 | 202.3305 | 0.42558
2019-01-26 14:00 | 35087.8203 | 202 | 244 | 1473 | 2840 | 2.01 | 0.97 | 0.78 | 4.25 | 451.1384 | 1.286% | 5.2204 | 3.0431 | 14.7724 | 155.1889 | 178.2248 | 0.39506
2019-01-26 15:00 | 34579.5976 | 213 | 205 | 1473 | 2840 | 2.01 | 0.28 | 0.78 | 3 | 443.2909 | 1.282% | 5.4884 | 0.73584 | 14.7288 | 109.2216 | 130.1746 | 0.29365
2019-01-26 16:00 | 34766.9515 | 291 | 196 | 1473 | 2840 | 2.7 | 0.01 | 0.88 | 4.25 | 454.6359 | 1.308% | 10.2743 | 0.02563 | 16.9505 | 157.8354 | 185.0859 | 0.40711
2019-01-26 17:00 | 36103.8554 | 536 | 245 | 1473 | 2840 | 13.2 | 2.61 | 0.88 | 15 | 486.7104 | 1.348% | 95.3797 | 8.6203 | 17.4744 | 574.2839 | 695.7583 | 1.4295
2019-01-26 18:00 | 37997.1325 | 412 | 312 | 1624 | 2871 | 13.35 | 3.5 | 0.95 | 18.34 | 520.4944 | 1.37% | 75.3431 | 14.9585 | 21.1337 | 721.2699 | 832.7052 | 1.5998
2019-01-26 19:00 | 38319.2438 | 235 | 280 | 1624 | 2871 | 2.76 | 2.11 | 0.84 | 8.97 | 509.8022 | 1.33% | 8.629 | 7.86 | 18.1489 | 342.6182 | 377.2561 | 0.74
2019-01-26 20:00 | 38212.2744 | 267 | 321 | 1624 | 2871 | 4 | 3.01 | 0.8 | 8.35 | 489.7427 | 1.282% | 13.6879 | 12.3833 | 16.651 | 307.2449 | 349.9672 | 0.71459
2019-01-26 21:00 | 37783.2109 | 197 | 357 | 1624 | 2871 | 2.01 | 3.85 | 0.79 | 10 | 471.2053 | 1.247% | 4.9383 | 17.1412 | 16.0002 | 358.0507 | 396.1303 | 0.84067
2019-01-26 22:00 | 37041.9163 | 223 | 419 | 1283 | 2984 | 4 | 6 | 0.62 | 8 | 456.7296 | 1.233% | 10.9984 | 30.9978 | 9.8081 | 294.3436 | 346.1479 | 0.75788
2019-01-26 23:00 | 36021.1679 | 222 | 350 | 1283 | 2984 | 4 | 5.85 | 0.62 | 8.75 | 417.0161 | 1.158% | 10.2804 | 23.7039 | 9.209 | 302.2748 | 345.468 | 0.82843
2019-01-27 | 35044.6022 | 237 | 281 | 1283 | 2984 | 4.72 | 4.01 | 0.68 | 6.72 | 393.7746 | 1.124% | 12.5695 | 12.6613 | 9.8031 | 225.3174 | 260.3512 | 0.66117
2019-01-27 01:00 | 34697.4993 | 199 | 208 | 1283 | 2984 | 4 | 3.5 | 0.55 | 5.79 | 396.6954 | 1.143% | 9.1006 | 8.3232 | 8.0677 | 197.5315 | 223.023 | 0.5622
2019-01-27 02:00 | 34589.9974 | 196 | 195 | 1620 | 2984 | 3.49 | 3.5 | 0.92 | 4.02 | 389.6109 | 1.126% | 7.7048 | 7.6875 | 16.7874 | 135.1156 | 167.2952 | 0.42939
2019-01-27 03:00 | 34939.9863 | 249 | 183 | 1620 | 2984 | 3.95 | 3.5 | 0.93 | 4.15 | 377.0912 | 1.079% | 10.615 | 6.9126 | 16.26 | 133.6505 | 167.4382 | 0.44403
2019-01-27 04:00 | 35478.554 | 335 | 253 | 1620 | 2984 | 5.85 | 4.01 | 0.92 | 6.05 | 395.3288 | 1.114% | 21.837 | 11.3047 | 16.6072 | 201.1623 | 250.9112 | 0.63469
2019-01-27 05:00 | 36515.346 | 537 | 334 | 1620 | 2984 | 10.63 | 6.24 | 0.94 | 10.55 | 417.8918 | 1.144% | 65.3275 | 23.8517 | 17.4273 | 360.2796 | 466.8862 | 1.1172
2019-01-27 06:00 | 38233.4043 | 669 | 301 | 2027 | 2871 | 14.06 | 6.9 | 4.99 | 13.88 | 463.5672 | 1.212% | 114.0463 | 25.1817 | 122.6377 | 483.1616 | 745.0273 | 1.6072
2019-01-27 07:00 | 39714.2978 | 310 | 258 | 2027 | 2871 | 7.51 | 5.26 | 4.99 | 9.52 | 511.5744 | 1.288% | 29.9891 | 17.481 | 130.2915 | 352.0724 | 529.8341 | 1.0357
2019-01-27 08:00 | 40318.303 | 306 | 309 | 2027 | 2871 | 7.75 | 4.58 | 4.99 | 14.49 | 525.9167 | 1.304% | 30.9341 | 18.4603 | 131.9377 | 542.6456 | 723.9778 | 1.3766
2019-01-27 09:00 | 39549.9287 | 300 | 300 | 2027 | 2871 | 7.54 | 4.58 | 4.8 | 18.7 | 507.9852 | 1.284% | 29.0535 | 17.6479 | 124.9684 | 689.5729 | 861.2426 | 1.6954
2019-01-27 10:00 | 38003.7594 | 234 | 381 | 1438 | 2840 | 4 | 4.58 | 0.81 | 11.35 | 491.2342 | 1.293% | 12.0987 | 22.5555 | 15.0559 | 416.6546 | 466.3647 | 0.94937
2019-01-27 11:00 | 36687.3707 | 213 | 334 | 1438 | 2840 | 4 | 4.01 | 0.83 | 9.2 | 465.86 | 1.27% | 10.8188 | 17.0071 | 15.1557 | 331.776 | 374.7575 | 0.80444
2019-01-27 12:00 | 35531.1497 | 235 | 308 | 1438 | 2840 | 2.02 | 4.01 | 0.74 | 4.32 | 444.3828 | 1.251% | 5.937 | 15.447 | 13.3088 | 153.4441 | 188.1368 | 0.42337
2019-01-27 13:00 | 34650.9616 | 258 | 273 | 1438 | 2840 | 2.4 | 3.5 | 0.74 | 3.1 | 425.9491 | 1.229% | 7.6116 | 11.7455 | 13.0808 | 108.2237 | 140.6616 | 0.33023
2019-01-27 14:00 | 34032.8415 | 202 | 244 | 1473 | 2840 | 2.16 | 3.5 | 0.79 | 3 | 413.5067 | 1.215% | 5.3014 | 10.3763 | 14.1389 | 103.5199 | 133.3364 | 0.32245
2019-01-27 15:00 | 33704.3971 | 213 | 205 | 1473 | 2840 | 2.61 | 3.5 | 0.79 | 2.94 | 409.1977 | 1.214% | 6.7494 | 8.711 | 14.1279 | 101.3707 | 130.9589 | 0.32004
2019-01-27 16:00 | 33835.6637 | 291 | 196 | 1473 | 2840 | 3.48 | 3.5 | 0.87 | 3.68 | 411.9772 | 1.218% | 12.3302 | 8.3526 | 15.6034 | 127.252 | 163.5383 | 0.39696
2019-01-27 17:00 | 34845.5833 | 536 | 245 | 1473 | 2840 | 14.61 | 7.82 | 0.87 | 14.81 | 443.299 | 1.272% | 99.624 | 24.3737 | 16.3031 | 535.0846 | 675.3855 | 1.5235
2019-01-27 18:00 | 37489.1699 | 412 | 312 | 1624 | 2871 | 17.86 | 10 | 0.94 | 19.73 | 502.6863 | 1.341% | 98.6665 | 41.8356 | 20.4694 | 759.5415 | 920.513 | 1.8312
2019-01-27 19:00 | 38537.9186 | 235 | 280 | 1624 | 2871 | 4 | 7.43 | 0.83 | 7.35 | 522.0566 | 1.355% | 12.7338 | 28.1823 | 18.2597 | 285.8577 | 345.0334 | 0.66091
2019-01-27 20:00 | 38842.6569 | 267 | 321 | 1624 | 2871 | 6.72 | 5.57 | 0.79 | 7.03 | 505.6112 | 1.302% | 23.3555 | 23.2738 | 16.7002 | 262.7219 | 326.0513 | 0.64487
2019-01-27 21:00 | 38368.111 | 197 | 357 | 1624 | 2871 | 4 | 8.13 | 0.79 | 10.37 | 475.1213 | 1.238% | 9.758 | 35.9412 | 15.8872 | 368.677 | 430.2634 | 0.90559
2019-01-27 22:00 | 36940.0107 | 223 | 419 | 1283 | 2984 | 4 | 50 | 0.61 | 8 | 428.0205 | 1.159% | 10.3355 | 242.7457 | 9.0683 | 276.6027 | 538.7522 | 1.2587
2019-01-27 23:00 | 35457.2975 | 222 | 350 | 1283 | 2984 | 4 | 8.14 | 0.61 | 7.11 | 407.3373 | 1.149% | 10.2014 | 32.7296 | 8.9909 | 243.7345 | 295.6565 | 0.72583
2019-01-28 | 34375.3336 | 237 | 281 | 1283 | 2984 | 4 | 10 | 0.67 | 11 | 401.9822 | 1.169% | 11.0858 | 32.8599 | 10.0522 | 383.841 | 437.839 | 1.0892
2019-01-28 01:00 | 33881.0485 | 199 | 208 | 1283 | 2984 | 3.51 | 7.47 | 0.54 | 11 | 402.3152 | 1.187% | 8.2941 | 18.4499 | 8.2268 | 389.7635 | 424.7343 | 1.0557
2019-01-28 02:00 | 34013.065 | 196 | 195 | 1620 | 2984 | 4 | 8.61 | 0.91 | 17.25 | 403.5438 | 1.186% | 9.3017 | 19.9197 | 17.4905 | 610.7069 | 657.4187 | 1.6291
2019-01-28 03:00 | 34494.0048 | 249 | 183 | 1620 | 2984 | 4 | 8.11 | 0.92 | 11 | 405.3841 | 1.175% | 11.7053 | 17.4419 | 17.5156 | 385.7577 | 432.4206 | 1.0667
2019-01-28 04:00 | 35937.9036 | 335 | 253 | 1620 | 2984 | 8.11 | 9.83 | 0.91 | 11 | 422.2618 | 1.175% | 31.9223 | 29.2215 | 17.3215 | 385.6741 | 464.1395 | 1.0992
2019-01-28 05:00 | 38899.095 | 537 | 334 | 1620 | 2984 | 15 | 18.53 | 0.93 | 15 | 477.0459 | 1.226% | 98.7839 | 75.9001 | 18.4765 | 548.9221 | 742.0826 | 1.5556
2019-01-28 06:00 | 43236.6582 | 669 | 301 | 2027 | 2871 | 26.52 | 14.98 | 3 | 26.72 | 575.1273 | 1.33% | 235.9997 | 59.9778 | 80.8885 | 1020.4261 | 1397.2921 | 2.4295
2019-01-28 07:00 | 44414.3971 | 310 | 258 | 2027 | 2871 | 8 | 10 | 3.1 | 16.44 | 621.3512 | 1.399% | 34.6949 | 36.0938 | 87.9081 | 660.3108 | 819.0076 | 1.3181
2019-01-28 08:00 | 42888.8805 | 306 | 309 | 2027 | 2871 | 4 | 17.1 | 3.01 | 9.09 | 547.2639 | 1.276% | 15.6183 | 67.4228 | 77.8525 | 333.0038 | 493.8973 | 0.90248
2019-01-28 09:00 | 41290.3391 | 300 | 300 | 2027 | 2871 | 3.96 | 18.99 | 3 | 5.6 | 481.817 | 1.167% | 13.8628 | 66.4783 | 70.9592 | 187.6095 | 338.9098 | 0.7034
2019-01-28 10:00 | 39675.3925 | 234 | 381 | 1438 | 2840 | 4 | 59.28 | 0.8 | 20 | 441.456 | 1.113% | 10.4146 | 251.304 | 12.8001 | 631.9963 | 906.515 | 2.0535
2019-01-28 11:00 | 38539.0048 | 213 | 334 | 1438 | 2840 | 4 | 46.83 | 0.82 | 11.75 | 412.6303 | 1.071% | 9.1222 | 167.4678 | 12.6251 | 357.2866 | 546.5017 | 1.3244
2019-01-28 12:00 | 37656.7239 | 235 | 308 | 1438 | 2840 | 4 | 50 | 0.74 | 27.11 | 384.2772 | 1.02% | 9.5925 | 157.1531 | 10.8591 | 785.6878 | 963.2923 | 2.5068
2019-01-28 13:00 | 37252.5533 | 258 | 273 | 1438 | 2840 | 4 | 46.26 | 0.74 | 27.11 | 366.4344 | 0.9836% | 10.1513 | 124.2248 | 10.4672 | 757.335 | 902.1783 | 2.462
2019-01-28 14:00 | 36825.2881 | 202 | 244 | 1473 | 2840 | 3.11 | 46.52 | 0.78 | 22 | 357.8782 | 0.9718% | 6.1052 | 110.3109 | 11.1657 | 607.1976 | 734.7795 | 2.0532
2019-01-28 15:00 | 36704.1793 | 213 | 205 | 1473 | 2840 | 3.11 | 29.62 | 0.78 | 22 | 355.8119 | 0.9694% | 6.4216 | 58.8632 | 11.1379 | 605.6839 | 682.1066 | 1.917
2019-01-28 16:00 | 37212.5058 | 291 | 196 | 1473 | 2840 | 4.52 | 26.51 | 0.86 | 28.11 | 363.9966 | 0.9782% | 12.8659 | 50.8246 | 12.3911 | 780.8859 | 856.9675 | 2.3543
2019-01-28 17:00 | 38389.9811 | 536 | 245 | 1473 | 2840 | 27.66 | 25.01 | 0.86 | 27.66 | 391.1445 | 1.019% | 151.0554 | 62.4308 | 12.9069 | 800.3682 | 1026.7613 | 2.625
2019-01-28 18:00 | 40850.3375 | 412 | 312 | 1624 | 2871 | 13.81 | 34.52 | 0.93 | 28.5 | 444.2286 | 1.087% | 61.8731 | 117.1214 | 16.424 | 889.7928 | 1085.2113 | 2.4429
2019-01-28 19:00 | 41575.8789 | 235 | 280 | 1624 | 2871 | 4 | 30.75 | 0.82 | 27.44 | 460.6518 | 1.108% | 10.415 | 95.397 | 14.7547 | 872.8682 | 993.4349 | 2.1566
2019-01-28 20:00 | 41538.0146 | 267 | 321 | 1624 | 2871 | 4.87 | 16.52 | 0.78 | 18 | 460.2938 | 1.108% | 14.4089 | 58.7631 | 14.0369 | 572.6577 | 659.8665 | 1.4336
2019-01-28 21:00 | 40544.9745 | 197 | 357 | 1624 | 2871 | 4 | 18.9 | 0.79 | 17.02 | 449.1034 | 1.108% | 8.7284 | 74.7376 | 14.2109 | 541.2552 | 638.9321 | 1.4227
2019-01-28 22:00 | 38879.7135 | 223 | 419 | 1283 | 2984 | 4.93 | 49.41 | 0.6 | 16.62 | 423.3701 | 1.089% | 11.9715 | 225.4374 | 8.3825 | 540.0413 | 785.8327 | 1.8561
2019-01-28 23:00 | 37243.3431 | 222 | 350 | 1283 | 2984 | 4.05 | 22 | 0.6 | 13.32 | 400.6958 | 1.076% | 9.6733 | 82.8432 | 8.2822 | 427.631 | 528.4296 | 1.3188
2019-01-29 | 36651.5534 | 237 | 281 | 1283 | 2984 | 4.26 | 4.58 | 0.66 | 5.26 | 406.2193 | 1.108% | 11.1899 | 14.264 | 9.3851 | 173.9613 | 208.8003 | 0.51401
2019-01-29 01:00 | 36758.0856 | 199 | 208 | 1283 | 2984 | 2.61 | 3.11 | 0.53 | 3.8 | 432.3008 | 1.176% | 6.1084 | 7.6078 | 7.9972 | 133.3569 | 155.0702 | 0.35871
2019-01-29 02:00 | 37182.707 | 196 | 195 | 1620 | 2984 | 2.66 | 2.11 | 0.97 | 4.43 | 476.2097 | 1.281% | 6.6772 | 5.2696 | 20.1254 | 169.3011 | 201.3732 | 0.42287
2019-01-29 03:00 | 38463.5817 | 249 | 183 | 1620 | 2984 | 2.09 | 0.01 | 0.97 | 4.27 | 536.7229 | 1.395% | 7.2618 | 0.025536 | 21.9274 | 177.7981 | 207.0129 | 0.3857
2019-01-29 04:00 | 40616.3877 | 335 | 253 | 1620 | 2984 | 6.18 | 0.53 | 0.98 | 7.18 | 594.1352 | 1.463% | 30.2843 | 1.9615 | 23.2234 | 313.406 | 368.8751 | 0.62086
2019-01-29 05:00 | 44567.9743 | 537 | 334 | 1620 | 2984 | 11.6 | 3.5 | 0.97 | 11.6 | 678.6382 | 1.523% | 94.8523 | 17.8004 | 23.9278 | 527.0748 | 663.6552 | 0.97792
2019-01-29 06:00 | 49782.2057 | 669 | 301 | 2027 | 2871 | 44.66 | 3.36 | 8.33 | 44.66 | 791.9832 | 1.591% | 475.3207 | 16.0897 | 268.6214 | 2039.829 | 2799.8608 | 3.5353
2019-01-29 07:00 | 51756.5361 | 310 | 258 | 2027 | 2871 | 19.09 | 0.99 | 8.33 | 31.19 | 837.6878 | 1.619% | 95.7822 | 4.134 | 273.285 | 1449.3242 | 1822.5253 | 2.1757
2019-01-29 08:00 | 50244.4375 | 306 | 309 | 2027 | 2871 | 7.57 | 2.11 | 6.67 | 15.74 | 787.2942 | 1.567% | 36.2966 | 10.2162 | 211.8501 | 708.0876 | 966.4505 | 1.2276
2019-01-29 09:00 | 48419.5533 | 300 | 300 | 2027 | 2871 | 5.39 | 2.96 | 5.39 | 13.86 | 721.9596 | 1.491% | 24.1103 | 13.2405 | 162.9051 | 593.3194 | 793.5752 | 1.0992
2019-01-29 10:00 | 46473.7968 | 234 | 381 | 1438 | 2840 | 3.27 | 3.5 | 0.85 | 9.47 | 674.4889 | 1.451% | 11.1053 | 19.3535 | 17.7396 | 390.3327 | 438.5312 | 0.65017
2019-01-29 11:00 | 44785.3564 | 213 | 334 | 1438 | 2840 | 2.01 | 3.01 | 0.81 | 7.09 | 624.83 | 1.395% | 5.9731 | 14.0262 | 16.2506 | 280.925 | 317.1749 | 0.50762
2019-01-29 12:00 | 42977.1172 | 235 | 308 | 1438 | 2840 | 3 | 3.01 | 0.74 | 7.25 | 579.3565 | 1.348% | 9.5038 | 12.4976 | 14.345 | 277.5652 | 313.9115 | 0.54183
2019-01-29 13:00 | 41515.4345 | 258 | 273 | 1438 | 2840 | 2.01 | 1.18 | 0.74 | 3.51 | 536.0175 | 1.291% | 6.6955 | 4.1592 | 13.7392 | 128.7048 | 153.2988 | 0.286
2019-01-29 14:00 | 40252.1667 | 202 | 244 | 1473 | 2840 | 2.01 | 0.66 | 0.77 | 3.11 | 505.8584 | 1.257% | 5.1025 | 2.0238 | 14.2539 | 110.9988 | 132.3791 | 0.26169
2019-01-29 15:00 | 39597.5654 | 213 | 205 | 1473 | 2840 | 2.01 | 0.01 | 0.79 | 3 | 503.9925 | 1.273% | 5.4492 | 0.026092 | 14.811 | 108.4414 | 128.7277 | 0.25542
2019-01-29 16:00 | 40347.8828 | 291 | 196 | 1473 | 2840 | 2.49 | 0.03 | 0.85 | 3.92 | 536.1793 | 1.329% | 9.629 | 0.078139 | 16.6384 | 147.9428 | 174.2883 | 0.32506
2019-01-29 17:00 | 42680.8584 | 536 | 245 | 1473 | 2840 | 9.17 | 1.63 | 0.85 | 10.17 | 608.0426 | 1.425% | 70.0221 | 5.6892 | 17.837 | 411.4719 | 505.0202 | 0.83057
2019-01-29 18:00 | 46051.9069 | 412 | 312 | 1624 | 2871 | 16.28 | 2.11 | 0.92 | 20.56 | 688.5836 | 1.495% | 100.2907 | 9.8434 | 22.34 | 882.603 | 1015.0771 | 1.4742
2019-01-29 19:00 | 46851.5436 | 235 | 280 | 1624 | 2871 | 3.78 | 2.11 | 0.81 | 17.01 | 701.5947 | 1.497% | 13.3022 | 8.8471 | 19.6985 | 731.3073 | 773.1551 | 1.102
2019-01-29 20:00 | 46819.5019 | 267 | 321 | 1624 | 2871 | 2.32 | 3.4 | 0.79 | 7.83 | 686.9476 | 1.467% | 9.0886 | 16.0133 | 18.8239 | 329.8312 | 373.757 | 0.54408
2019-01-29 21:00 | 45565.8278 | 197 | 357 | 1624 | 2871 | 4 | 6 | 0.95 | 8.63 | 647.9835 | 1.422% | 11.206 | 30.461 | 21.9399 | 352.3455 | 415.9524 | 0.64192
2019-01-29 22:00 | 43293.9082 | 223 | 419 | 1283 | 2984 | 4 | 9.28 | 0.59 | 4.32 | 605.3174 | 1.398% | 12.4716 | 54.3649 | 10.5836 | 180.2349 | 257.655 | 0.42565
2019-01-29 23:00 | 41224.2584 | 222 | 350 | 1283 | 2984 | 3.37 | 5.19 | 0.59 | 3.57 | 545.0111 | 1.322% | 9.8909 | 24.0153 | 10.0076 | 140.8379 | 184.7517 | 0.33899
2019-01-30 | 40049.3782 | 237 | 281 | 1283 | 2984 | 3.31 | 3.5 | 0.65 | 3.51 | 525.4468 | 1.312% | 10.2922 | 12.9035 | 10.9414 | 137.4165 | 171.5536 | 0.32649
2019-01-30 01:00 | 39614.4655 | 199 | 208 | 1283 | 2984 | 2.61 | 2.99 | 0.62 | 3.56 | 547.6865 | 1.383% | 7.1808 | 8.5983 | 10.9976 | 146.8679 | 173.6446 | 0.31705
2019-01-30 02:00 | 39623.0006 | 196 | 195 | 1620 | 2984 | 2.61 | 2.61 | 0.96 | 3.51 | 551.0185 | 1.391% | 7.114 | 7.0777 | 21.6274 | 145.6548 | 181.474 | 0.32934
2019-01-30 03:00 | 40106.8766 | 249 | 183 | 1620 | 2984 | 3.8 | 2.11 | 0.96 | 4 | 556.146 | 1.387% | 13.1206 | 5.3543 | 21.5653 | 165.5117 | 205.552 | 0.3696
2019-01-30 04:00 | 41498.1709 | 335 | 253 | 1620 | 2984 | 3.91 | 2.61 | 0.97 | 4.11 | 572.6308 | 1.38% | 18.0745 | 9.1119 | 21.6837 | 169.2335 | 218.1036 | 0.38088
2019-01-30 05:00 | 44676.3076 | 537 | 334 | 1620 | 2984 | 7.9 | 3.11 | 0.96 | 9.14 | 638.2262 | 1.429% | 60.6036 | 14.839 | 22.2169 | 389.621 | 487.2805 | 0.76349
2019-01-30 06:00 | 48854.9703 | 669 | 301 | 2027 | 2871 | 35.62 | 3.11 | 6.03 | 36.67 | 729.4561 | 1.493% | 355.8037 | 13.9771 | 182.4994 | 1571.9347 | 2124.2149 | 2.9121
2019-01-30 07:00 | 49898.3154 | 310 | 258 | 2027 | 2871 | 17.71 | 0.74 | 6.99 | 27.9 | 766.1122 | 1.535% | 84.2921 | 2.9313 | 217.5391 | 1229.8266 | 1534.5891 | 2.0031
2019-01-30 08:00 | 48692.6927 | 306 | 309 | 2027 | 2871 | 5.33 | 3.01 | 4.53 | 16.33 | 716.5651 | 1.472% | 24.0016 | 13.6873 | 135.1275 | 689.9399 | 862.7563 | 1.204
2019-01-30 09:00 | 47714.3281 | 300 | 300 | 2027 | 2871 | 5.79 | 2.61 | 4.99 | 10.83 | 654.5238 | 1.372% | 23.8274 | 10.7408 | 138.7493 | 426.5189 | 599.8365 | 0.91645
2019-01-30 10:00 | 46598.3525 | 234 | 381 | 1438 | 2840 | 2.01 | 4.01 | 0.84 | 5.86 | 597.4691 | 1.282% | 6.0305 | 19.5891 | 15.4876 | 213.3835 | 254.4907 | 0.42595
2019-01-30 11:00 | 44964.3346 | 213 | 334 | 1438 | 2840 | 2.01 | 3.98 | 0.8 | 4.24 | 531.7107 | 1.183% | 5.0627 | 15.7194 | 13.6037 | 142.3939 | 176.7797 | 0.33247
2019-01-30 12:00 | 43384.181 | 235 | 308 | 1438 | 2840 | 2.01 | 3.98 | 0.74 | 3.96 | 483.5796 | 1.115% | 5.265 | 13.6638 | 11.8612 | 125.3574 | 156.1474 | 0.3229
2019-01-30 13:00 | 42446.2396 | 258 | 273 | 1438 | 2840 | 2.61 | 4.01 | 0.74 | 3.11 | 447.2424 | 1.054% | 7.0952 | 11.5348 | 11.2123 | 93.0642 | 122.9065 | 0.27481
2019-01-30 14:00 | 41476.0547 | 202 | 244 | 1473 | 2840 | 2.01 | 4.01 | 0.77 | 2.9 | 437.8276 | 1.056% | 4.286 | 10.3286 | 11.9729 | 86.9405 | 113.528 | 0.2593
2019-01-30 15:00 | 40729.8808 | 213 | 205 | 1473 | 2840 | 2.01 | 3.5 | 0.78 | 2.61 | 463.3563 | 1.138% | 4.8705 | 8.1625 | 13.0707 | 84.3259 | 110.4296 | 0.23833
2019-01-30 16:00 | 41239.2236 | 291 | 196 | 1473 | 2840 | 2.52 | 3.23 | 0.84 | 2.72 | 498.104 | 1.208% | 8.8573 | 7.6466 | 14.9449 | 93.3033 | 124.752 | 0.25045
2019-01-30 17:00 | 42859.7379 | 536 | 245 | 1473 | 2840 | 8.69 | 4.01 | 0.84 | 8.89 | 556.055 | 1.297% | 60.43 | 12.7461 | 16.0528 | 327.5581 | 416.787 | 0.74954
2019-01-30 18:00 | 45657.971 | 412 | 312 | 1624 | 2871 | 11.15 | 5.84 | 0.91 | 12.59 | 622.2748 | 1.363% | 62.6091 | 24.8332 | 20.1416 | 492.6342 | 600.2181 | 0.96455
2019-01-30 19:00 | 46255.5481 | 235 | 280 | 1624 | 2871 | 2.51 | 5.4 | 0.8 | 6.48 | 623.8705 | 1.349% | 7.9556 | 20.3931 | 17.5229 | 250.9221 | 296.7936 | 0.47573
2019-01-30 20:00 | 45978.9521 | 267 | 321 | 1624 | 2871 | 5.51 | 4.58 | 0.78 | 5.83 | 582.8772 | 1.268% | 18.6501 | 18.6375 | 16.0583 | 212.1875 | 265.5334 | 0.45556
2019-01-30 21:00 | 44683.9218 | 197 | 357 | 1624 | 2871 | 4 | 5.26 | 0.94 | 5.01 | 524.8681 | 1.175% | 9.256 | 22.0573 | 17.9313 | 168.9545 | 218.1992 | 0.41572
2019-01-30 22:00 | 42196.5429 | 223 | 419 | 1283 | 2984 | 3.11 | 6.92 | 0.58 | 3.11 | 473.7244 | 1.123% | 7.786 | 32.5514 | 8.3542 | 104.1857 | 152.8772 | 0.32271
2019-01-30 23:00 | 39821.3763 | 222 | 350 | 1283 | 2984 | 3.11 | 6 | 0.58 | 3.11 | 434.4938 | 1.091% | 7.5332 | 22.9132 | 8.1194 | 101.2574 | 139.8232 | 0.32181
2019-01-31 | 38423.7268 | 237 | 281 | 1283 | 2984 | 4 | 6 | 0.64 | 6.34 | 413.1356 | 1.075% | 10.193 | 18.128 | 8.8288 | 203.4142 | 240.564 | 0.58229
2019-01-31 01:00 | 37655.5612 | 199 | 208 | 1283 | 2984 | 3.63 | 5.3 | 0.62 | 5.51 | 403.7042 | 1.072% | 7.7445 | 11.8188 | 8.5281 | 176.2725 | 204.3639 | 0.50622
2019-01-31 02:00 | 37259.8925 | 196 | 195 | 1620 | 2984 | 3.25 | 4.79 | 0.95 | 5.51 | 400.8645 | 1.076% | 6.8532 | 10.0491 | 16.5575 | 176.8913 | 210.3511 | 0.52474
2019-01-31 03:00 | 37225.8375 | 249 | 183 | 1620 | 2984 | 3.11 | 5 | 0.95 | 5.62 | 402.1089 | 1.08% | 8.3649 | 9.8837 | 16.6241 | 181.1483 | 216.021 | 0.53722
2019-01-31 04:00 | 38021.9209 | 335 | 253 | 1620 | 2984 | 6 | 4.01 | 0.96 | 5.67 | 421.6675 | 1.109% | 22.2911 | 11.2513 | 17.2473 | 187.6368 | 238.4265 | 0.56544
2019-01-31 05:00 | 40483.3275 | 537 | 334 | 1620 | 2984 | 8.81 | 6 | 0.95 | 6.61 | 463.1597 | 1.144% | 54.1259 | 22.9273 | 17.6073 | 225.6601 | 320.3206 | 0.6916
2019-01-31 06:00 | 44118.0029 | 669 | 301 | 2027 | 2871 | 21.68 | 8.2 | 4.99 | 21.88 | 529.1576 | 1.199% | 173.9621 | 29.6039 | 121.3175 | 753.4418 | 1078.3254 | 2.0378
2019-01-31 07:00 | 45092.0267 | 310 | 258 | 2027 | 2871 | 8 | 6.82 | 3.61 | 18.23 | 555.1531 | 1.231% | 30.5327 | 21.6629 | 90.0894 | 644.3663 | 786.6514 | 1.417
2019-01-31 08:00 | 44195.9176 | 306 | 309 | 2027 | 2871 | 4.12 | 5.26 | 3.32 | 7.42 | 546.621 | 1.237% | 15.5928 | 20.1024 | 83.2331 | 263.4761 | 382.4043 | 0.69958
2019-01-31 09:00 | 43699.1145 | 300 | 300 | 2027 | 2871 | 4 | 5.26 | 3.04 | 6.15 | 540.2734 | 1.236% | 14.8362 | 19.5096 | 76.1848 | 218.2977 | 328.8283 | 0.60863
2019-01-31 10:00 | 43081.0429 | 234 | 381 | 1438 | 2840 | 2.01 | 17.08 | 0.83 | 6.22 | 529.7733 | 1.23% | 5.7838 | 80.0233 | 14.6771 | 217.2264 | 317.7107 | 0.59971
2019-01-31 11:00 | 42199.039 | 213 | 334 | 1438 | 2840 | 2.01 | 6.67 | 0.79 | 5.25 | 514.5466 | 1.219% | 5.2203 | 27.164 | 13.8519 | 181.8025 | 228.0387 | 0.44318
2019-01-31 12:00 | 41226.651 | 235 | 308 | 1438 | 2840 | 2.01 | 6.17 | 0.74 | 5.01 | 499.1499 | 1.211% | 5.719 | 23.0085 | 12.8838 | 172.2698 | 213.881 | 0.42849
2019-01-31 13:00 | 40566.3906 | 258 | 273 | 1438 | 2840 | 2.88 | 4.58 | 0.73 | 5.01 | 483.0486 | 1.191% | 8.8478 | 14.8886 | 12.4999 | 169.4262 | 205.6624 | 0.42576
2019-01-31 14:00 | 39930.0224 | 202 | 244 | 1473 | 2840 | 2.01 | 4.01 | 0.76 | 5.01 | 473.9706 | 1.187% | 4.8195 | 11.6141 | 13.2883 | 168.8915 | 198.6134 | 0.41904
2019-01-31 15:00 | 39533.9902 | 213 | 205 | 1473 | 2840 | 2.01 | 3.5 | 0.77 | 3.11 | 479.8309 | 1.214% | 5.1963 | 8.7084 | 13.7661 | 107.2004 | 134.8712 | 0.28108
2019-01-31 16:00 | 39865.264 | 291 | 196 | 1473 | 2840 | 2.64 | 3.5 | 0.83 | 3 | 495.1528 | 1.242% | 9.542 | 8.5206 | 15.1854 | 105.824 | 139.072 | 0.28087
2019-01-31 17:00 | 40806.4381 | 536 | 245 | 1473 | 2840 | 12.36 | 4.01 | 0.83 | 12.9 | 527.5551 | 1.293% | 85.649 | 12.7013 | 15.8059 | 473.6387 | 587.795 | 1.1142
2019-01-31 18:00 | 42094.0641 | 412 | 312 | 1624 | 2871 | 9.73 | 10 | 0.9 | 14.16 | 546.9671 | 1.299% | 52.0895 | 40.541 | 18.9919 | 528.2467 | 639.8692 | 1.1698
2019-01-31 19:00 | 41973.4843 | 235 | 280 | 1624 | 2871 | 2.01 | 5.51 | 0.79 | 6 | 509.4766 | 1.214% | 5.7334 | 18.7266 | 15.5726 | 209.0902 | 249.1228 | 0.48898
2019-01-31 20:00 | 41149.5621 | 267 | 321 | 1624 | 2871 | 4.72 | 6 | 0.79 | 5.44 | 488.9874 | 1.188% | 14.9757 | 22.887 | 15.2456 | 185.5943 | 238.7025 | 0.48816
2019-01-31 21:00 | 39396.055 | 197 | 357 | 1624 | 2871 | 4 | 6 | 0.93 | 6.89 | 453.6545 | 1.152% | 9.074 | 24.6656 | 17.3917 | 227.7849 | 278.9162 | 0.61482
2019-01-31 22:00 | 36896.8024 | 223 | 419 | 1283 | 2984 | 4 | 22.91 | 0.57 | 5.01 | 406.3521 | 1.101% | 9.8238 | 105.719 | 8.0541 | 164.6457 | 288.2425 | 0.70934
2019-01-31 23:00 | 34463.0048 | 222 | 350 | 1283 | 2984 | 4 | 12 | 0.57 | 8.5 | 361.3267 | 1.048% | 9.3102 | 44.0348 | 7.6674 | 265.9284 | 326.9408 | 0.90483
2019-02-01 | 32861.1875 | 236 | 320 | 1316 | 2984 | 4.53 | 6 | 0.63 | 6.22 | 332.7823 | 1.013% | 10.8265 | 19.4437 | 8.396 | 187.9603 | 226.6265 | 0.68101
2019-02-01 01:00 | 31882.9331 | 199 | 225 | 1316 | 2984 | 3 | 4.58 | 0.61 | 5.35 | 319.3336 | 1.002% | 5.9794 | 10.3213 | 8.0403 | 159.8965 | 184.2375 | 0.57694
2019-02-01 02:00 | 31493.389 | 225 | 192 | 1383 | 2984 | 3.74 | 4.01 | 0.92 | 5.35 | 312.9844 | 0.9938% | 8.3629 | 7.6515 | 12.6448 | 158.6558 | 187.3151 | 0.59848
2019-02-01 03:00 | 31559.9545 | 245 | 244 | 1383 | 2984 | 5.06 | 5.43 | 0.92 | 5.86 | 315.972 | 1.001% | 12.4116 | 13.2648 | 12.7386 | 175.0688 | 213.4839 | 0.67564
2019-02-01 04:00 | 32251.2028 | 351 | 238 | 1383 | 2984 | 5.68 | 4.01 | 0.92 | 5.88 | 324.8688 | 1.007% | 20.0825 | 9.6135 | 12.8166 | 176.7414 | 219.254 | 0.6749
2019-02-01 05:00 | 34446.3112 | 508 | 372 | 1383 | 2984 | 6.73 | 6 | 0.94 | 6.65 | 387.7959 | 1.126% | 38.4892 | 25.1278 | 14.6356 | 223.3989 | 301.6515 | 0.77786
2019-02-01 06:00 | 37994.5934 | 623 | 294 | 2132 | 2840 | 21.67 | 3.5 | 4.15 | 23.84 | 434.1705 | 1.143% | 154.2714 | 11.7586 | 101.1053 | 773.6831 | 1040.8184 | 2.3973
2019-02-01 07:00 | 39301.9166 | 350 | 267 | 2132 | 2840 | 8.65 | 3.5 | 3.75 | 16.69 | 469.2479 | 1.194% | 36.147 | 11.1575 | 95.4568 | 565.9307 | 708.6921 | 1.5103
2019-02-01 08:00 | 38949.9267 | 359 | 227 | 2132 | 2840 | 6.71 | 0.5 | 3.95 | 13.92 | 466.7559 | 1.198% | 28.8669 | 1.3601 | 100.9177 | 473.7407 | 604.8855 | 1.2959
2019-02-01 09:00 | 38897.0732 | 360 | 264 | 2132 | 2840 | 4.96 | 3.06 | 4 | 13.38 | 454.6939 | 1.169% | 20.8731 | 9.4434 | 99.6895 | 444.1981 | 574.204 | 1.2628
2019-02-01 10:00 | 38606.1107 | 319 | 266 | 1902 | 2818 | 4 | 1 | 0.97 | 8.89 | 441.1181 | 1.143% | 14.5797 | 3.0393 | 21.0805 | 286.2474 | 324.947 | 0.73664
2019-02-01 11:00 | 38089.5638 | 284 | 270 | 1902 | 2818 | 4 | 1 | 0.97 | 7.25 | 429.8516 | 1.129% | 12.8201 | 3.047 | 20.8207 | 230.564 | 267.2518 | 0.62173
2019-02-01 12:00 | 37396.6969 | 258 | 268 | 1902 | 2818 | 2.71 | 1 | 0.97 | 7.09 | 423.8202 | 1.133% | 7.9239 | 3.0373 | 20.9089 | 226.4308 | 258.3009 | 0.60946
2019-02-01 13:00 | 37070.8727 | 208 | 257 | 1902 | 2818 | 2.01 | 3.11 | 0.97 | 5.74 | 410.5077 | 1.107% | 4.6296 | 8.8508 | 20.4301 | 179.1189 | 213.0294 | 0.51894
2019-02-01 14:00 | 36648.2246 | 211 | 233 | 1643 | 2818 | 2.01 | 3.01 | 0.79 | 5.91 | 398.8387 | 1.088% | 4.6155 | 7.6325 | 14.1257 | 181.2478 | 207.6216 | 0.52057
2019-02-01 15:00 | 36351.9436 | 254 | 211 | 1643 | 2818 | 4 | 2.11 | 0.79 | 4.9 | 392.8552 | 1.081% | 10.9799 | 4.8114 | 14.0272 | 149.2251 | 179.0436 | 0.45575
2019-02-01 16:00 | 36265.1272 | 254 | 212 | 1643 | 2818 | 4 | 2.11 | 0.82 | 5.09 | 385.4894 | 1.063% | 10.7998 | 4.7549 | 14.321 | 152.4692 | 182.3449 | 0.47302
2019-02-01 17:00 | 36795.2727 | 355 | 204 | 1643 | 2818 | 8 | 4.6 | 0.82 | 15.82 | 420.1874 | 1.142% | 32.4317 | 10.7162 | 15.3852 | 509.0945 | 567.6275 | 1.3509
2019-02-01 18:00 | 37939.623 | 413 | 335 | 1425 | 2840 | 12 | 10 | 0.89 | 12.2 | 458.7214 | 1.209% | 59.9221 | 40.5043 | 15.3342 | 418.923 | 534.6836 | 1.1656
2019-02-01 19:00 | 37825.7773 | 283 | 350 | 1425 | 2840 | 5 | 10 | 0.78 | 7.69 | 452.0687 | 1.195% | 16.9111 | 41.8297 | 13.2839 | 261.0125 | 333.0372 | 0.7367
2019-02-01 20:00 | 37196.666 | 178 | 377 | 1425 | 2840 | 4 | 10 | 0.78 | 9.92 | 423.5609 | 1.139% | 8.1076 | 42.9292 | 12.6567 | 320.8056 | 384.4991 | 0.90778
2019-02-01 21:00 | 36406.3336 | 428 | 398 | 1425 | 2840 | 15 | 13.32 | 0.92 | 15 | 384.2783 | 1.056% | 67.7648 | 55.9572 | 13.8379 | 449.6541 | 587.214 | 1.5281
2019-02-01 22:00 | 34928.5439 | 320 | 438 | 1316 | 2984 | 10.08 | 30 | 0.59 | 10.47 | 355 | 1.016% | 32.7837 | 133.5498 | 7.8914 | 317.5363 | 491.7612 | 1.3852
2019-02-01 23:00 | 33125.3437 | 241 | 341 | 1316 | 2984 | 5.13 | 10 | 0.59 | 13.5 | 321.244 | 0.9698% | 11.9897 | 33.0696 | 7.5298 | 390.6675 | 443.2566 | 1.3798
2019-02-02 | 31590.4436 | 236 | 320 | 1316 | 2984 | 4.44 | 50 | 0.61 | 16.25 | 296.2272 | 0.9377% | 9.8257 | 150.0338 | 7.5276 | 454.6963 | 622.0834 | 2.1
2019-02-02 01:00 | 30777.2565 | 199 | 225 | 1316 | 2984 | 4 | 8.11 | 0.6 | 16.25 | 284.0116 | 0.9228% | 7.3455 | 16.8387 | 7.2864 | 447.4643 | 478.9349 | 1.6863
2019-02-02 02:00 | 30260.0044 | 225 | 192 | 1383 | 2984 | 4 | 6 | 0.74 | 16.25 | 279.4336 | 0.9234% | 8.311 | 10.6381 | 9.4507 | 447.777 | 476.1767 | 1.7041
2019-02-02 03:00 | 29970.4685 | 245 | 244 | 1383 | 2984 | 5 | 10.46 | 0.74 | 16.25 | 277.4832 | 0.9259% | 11.3417 | 23.63 | 9.4754 | 448.9472 | 493.3944 | 1.7781
2019-02-02 04:00 | 30249.9437 | 351 | 238 | 1383 | 2984 | 15 | 10 | 0.74 | 16.25 | 279.6472 | 0.9245% | 48.6726 | 22.002 | 9.4611 | 448.2683 | 528.4039 | 1.8895
2019-02-02 05:00 | 31081.3946 | 508 | 372 | 1383 | 2984 | 33 | 50 | 0.74 | 30.25 | 292.7144 | 0.9418% | 157.8779 | 175.1687 | 9.6382 | 850.0956 | 1192.7804 | 4.0749
2019-02-02 06:00 | 32436.8686 | 623 | 294 | 2132 | 2840 | 15 | 10.61 | 3 | 14.7 | 326.4223 | 1.006% | 94.0417 | 31.3909 | 64.3649 | 420.1232 | 609.9207 | 1.8685
2019-02-02 07:00 | 33840.6673 | 350 | 267 | 2132 | 2840 | 8 | 10 | 2.5 | 12.55 | 389.6305 | 1.151% | 32.2383 | 30.7415 | 61.3679 | 410.3705 | 534.7182 | 1.3724
2019-02-02 08:00 | 35156.9817 | 359 | 227 | 2132 | 2840 | 5.76 | 6.65 | 3 | 14.35 | 422.3194 | 1.201% | 24.8397 | 18.1333 | 76.8313 | 489.553 | 609.3573 | 1.4429
2019-02-02 09:00 | 36232.0778 | 360 | 264 | 2132 | 2840 | 5.8 | 10 | 3 | 15.74 | 441.9411 | 1.22% | 25.4684 | 32.2014 | 78.0153 | 545.2482 | 680.9333 | 1.5408
2019-02-02 10:00 | 36745.8554 | 319 | 266 | 1902 | 2818 | 8.12 | 4.01 | 1 | 17.81 | 427.6679 | 1.164% | 30.1471 | 12.4144 | 22.1365 | 584.1215 | 648.8194 | 1.5171
2019-02-02 11:00 | 36702.6732 | 284 | 270 | 1902 | 2818 | 5 | 4.01 | 0.98 | 9.95 | 411.4386 | 1.121% | 15.9183 | 12.1371 | 20.8951 | 314.3196 | 363.27 | 0.88293
2019-02-02 12:00 | 36147.1894 | 258 | 268 | 1902 | 2818 | 4 | 4.01 | 0.97 | 7.25 | 401.9569 | 1.112% | 11.4758 | 11.9504 | 20.5157 | 227.1873 | 271.1293 | 0.67452
2019-02-02 13:00 | 35449.8691 | 208 | 257 | 1902 | 2818 | 2.01 | 4.01 | 0.97 | 5.01 | 393.2763 | 1.109% | 4.6381 | 11.433 | 20.4675 | 156.6253 | 193.1639 | 0.49117
2019-02-02 14:00 | 34852.6204 | 211 | 233 | 1643 | 2818 | 2.01 | 4.01 | 0.78 | 5.01 | 384.1598 | 1.102% | 4.6747 | 10.2986 | 14.1257 | 155.6163 | 184.7153 | 0.48083
2019-02-02 15:00 | 34629.6464 | 254 | 211 | 1643 | 2818 | 3.26 | 3.5 | 0.79 | 5.01 | 385.7539 | 1.114% | 9.2239 | 8.2265 | 14.4586 | 157.2682 | 189.1772 | 0.49041
2019-02-02 16:00 | 34603.3955 | 254 | 212 | 1643 | 2818 | 3 | 2.86 | 0.81 | 5.01 | 399.8626 | 1.156% | 8.8054 | 7.0064 | 15.3785 | 163.1439 | 194.3341 | 0.486
2019-02-02 17:00 | 35172.4593 | 355 | 204 | 1643 | 2818 | 8.46 | 4.22 | 0.81 | 16.95 | 421.5782 | 1.199% | 35.9976 | 10.3185 | 15.9514 | 572.514 | 634.7815 | 1.5057
2019-02-02 18:00 | 36434.7562 | 413 | 335 | 1425 | 2840 | 14.34 | 10.61 | 0.88 | 19.85 | 442.0267 | 1.213% | 71.8508 | 43.1214 | 15.2135 | 683.9298 | 814.1156 | 1.8418
2019-02-02 19:00 | 36302.1484 | 283 | 350 | 1425 | 2840 | 4 | 29.27 | 0.77 | 11.59 | 423.0231 | 1.165% | 13.191 | 119.3775 | 12.7861 | 383.5602 | 528.9148 | 1.2503
2019-02-02 20:00 | 35770.7747 | 178 | 377 | 1425 | 2840 | 3 | 21.53 | 0.77 | 13.84 | 399.7409 | 1.118% | 5.9675 | 90.7059 | 12.2618 | 439.2428 | 548.178 | 1.3713
2019-02-02 21:00 | 35028.1116 | 428 | 398 | 1425 | 2840 | 15.36 | 35.89 | 0.91 | 15 | 379.5097 | 1.083% | 71.2264 | 154.7614 | 14.0495 | 461.5468 | 701.5841 | 1.8487
2019-02-02 22:00 | 33766.1266 | 320 | 438 | 1316 | 2984 | 12.99 | 45.03 | 0.58 | 13.5 | 351.4761 | 1.041% | 43.2687 | 205.3008 | 7.9451 | 419.3215 | 675.836 | 1.9229
2019-02-02 23:00 | 32308.5589 | 241 | 341 | 1316 | 2984 | 5 | 38.47 | 0.58 | 15 | 318.9518 | 0.9872% | 11.8958 | 129.5043 | 7.5351 | 441.8731 | 590.8084 | 1.8523
2019-02-03 | 30824.8058 | 236 | 320 | 1316 | 2984 | 4 | 35 | 0.6 | 17 | 295.453 | 0.9585% | 9.0482 | 107.351 | 7.5682 | 486.2234 | 610.1908 | 2.0653
2019-02-03 01:00 | 29728.1717 | 199 | 225 | 1316 | 2984 | 3.51 | 14.3 | 0.61 | 17 | 277.8999 | 0.9348% | 6.5295 | 30.0773 | 7.5042 | 474.207 | 518.318 | 1.8651
2019-02-03 02:00 | 29177.984 | 225 | 192 | 1383 | 2984 | 3.51 | 15.02 | 0.73 | 17 | 266.9256 | 0.9148% | 7.2248 | 26.3819 | 9.2359 | 464.0692 | 506.9118 | 1.8991
2019-02-03 03:00 | 28814.4183 | 245 | 244 | 1383 | 2984 | 4 | 17.35 | 0.73 | 17 | 262.5392 | 0.9111% | 8.9292 | 38.5721 | 9.1988 | 462.2022 | 518.9023 | 1.9765
2019-02-03 04:00 | 28792.6836 | 351 | 238 | 1383 | 2984 | 15 | 24.41 | 0.73 | 17 | 264.8101 | 0.9197% | 48.4229 | 53.4315 | 9.2853 | 466.5521 | 577.6918 | 2.1815
2019-02-03 05:00 | 29212.7098 | 508 | 372 | 1383 | 2984 | 33 | 50 | 0.73 | 32.7 | 273.1948 | 0.9352% | 156.7755 | 173.9456 | 9.4416 | 912.5299 | 1252.6927 | 4.5853
2019-02-03 06:00 | 30089.2257 | 623 | 294 | 2132 | 2840 | 33 | 34.51 | 2.5 | 33.2 | 291.7343 | 0.9696% | 199.3327 | 98.3714 | 51.6778 | 914.1826 | 1263.5645 | 4.3312
2019-02-03 07:00 | 31200.7561 | 350 | 267 | 2132 | 2840 | 8.3 | 25.24 | 2.5 | 32 | 325.0021 | 1.042% | 30.2599 | 70.1975 | 55.5198 | 946.6498 | 1102.627 | 3.3927
2019-02-03 08:00 | 32589.165 | 359 | 227 | 2132 | 2840 | 14.31 | 16.47 | 2.43 | 34.31 | 359.6083 | 1.103% | 56.6879 | 41.2549 | 57.1676 | 1075.2156 | 1230.326 | 3.4213
2019-02-03 09:00 | 33839.4309 | 360 | 264 | 2132 | 2840 | 14.24 | 22.88 | 2 | 15.75 | 386.3294 | 1.142% | 58.5258 | 68.9596 | 48.6802 | 510.6621 | 686.8276 | 1.7778
2019-02-03 10:00 | 34610.6367 | 319 | 266 | 1902 | 2818 | 5 | 26.51 | 1.3 | 17.23 | 395.5216 | 1.143% | 18.2273 | 80.5846 | 28.2562 | 554.8644 | 681.9325 | 1.7241
2019-02-03 11:00 | 35137.4537 | 284 | 270 | 1902 | 2818 | 5 | 26.16 | 0.97 | 13.48 | 396.0986 | 1.127% | 16.0074 | 79.6223 | 20.7977 | 428.217 | 544.6444 | 1.375
2019-02-03 12:00 | 35219.0348 | 258 | 268 | 1902 | 2818 | 4 | 27.91 | 0.97 | 14.25 | 394.0368 | 1.119% | 11.5462 | 83.6862 | 20.6415 | 449.2781 | 565.152 | 1.4343
2019-02-03 13:00 | 35338.2955 | 208 | 257 | 1902 | 2818 | 4 | 27.95 | 0.97 | 11.85 | 392.3557 | 1.11% | 9.2376 | 79.7534 | 20.4841 | 370.7607 | 480.2357 | 1.224
2019-02-03 14:00 | 35400.6809 | 211 | 233 | 1643 | 2818 | 4 | 15.31 | 0.79 | 11.85 | 393.1517 | 1.111% | 9.3733 | 39.6168 | 14.415 | 370.8582 | 434.2632 | 1.1046
2019-02-03 15:00 | 35548.3961 | 254 | 211 | 1643 | 2818 | 4 | 10.03 | 0.79 | 11.85 | 396.9437 | 1.117% | 11.345 | 23.6316 | 14.4935 | 372.8793 | 422.3493 | 1.064
2019-02-03 16:00 | 35833.4883 | 254 | 212 | 1643 | 2818 | 4 | 5.67 | 0.8 | 11.85 | 407.106 | 1.136% | 11.5428 | 13.6564 | 14.933 | 379.3829 | 419.5151 | 1.0305
2019-02-03 17:00 | 35946.024 | 355 | 204 | 1643 | 2818 | 12.06 | 10.98 | 0.8 | 25 | 412.2113 | 1.147% | 49.0958 | 25.6863 | 15.0729 | 807.8859 | 897.741 | 2.1779
2019-02-03 18:00 | 36822.2994 | 413 | 335 | 1425 | 2840 | 16.78 | 32 | 0.87 | 26.4 | 421.435 | 1.145% | 79.3162 | 122.6915 | 14.1891 | 858.1081 | 1074.3049 | 2.5492
2019-02-03 19:00 | 36860.4788 | 283 | 350 | 1425 | 2840 | 5 | 32 | 0.76 | 23.54 | 422.605 | 1.146% | 16.223 | 128.4079 | 12.4166 | 766.4758 | 923.5233 | 2.1853
2019-02-03 20:00 | 36342.7239 | 178 | 377 | 1425 | 2840 | 4 | 21.53 | 0.76 | 15.41 | 405.0138 | 1.114% | 7.9347 | 90.4561 | 12.0693 | 487.7231 | 598.1832 | 1.4769
2019-02-03 21:00 | 35874.1614 | 428 | 398 | 1425 | 2840 | 18.81 | 20.85 | 0.9 | 18.24 | 395.8651 | 1.103% | 88.8378 | 91.5703 | 14.1522 | 571.6216 | 766.1819 | 1.9355
2019-02-03 22:00 | 34291.6647 | 320 | 438 | 1316 | 2984 | 12 | 43.87 | 0.57 | 39.34 | 359.5699 | 1.049% | 40.2648 | 201.4821 | 7.8655 | 1230.9145 | 1480.527 | 4.1175
2019-02-03 23:00 | 31846.2461 | 241 | 341 | 1316 | 2984 | 4.17 | 50 | 0.57 | 23.5 | 311.7475 | 0.9789% | 9.8378 | 166.9049 | 7.343 | 686.454 | 870.5398 | 2.7925
2019-02-04 | 30048.2495 | 236 | 320 | 1316 | 2984 | 3.71 | 16.52 | 0.59 | 16.25 | 279.9926 | 0.9318% | 8.1586 | 49.2592 | 7.2349 | 451.8347 | 516.4875 | 1.8446
2019-02-04 01:00 | 28944.9212 | 199 | 225 | 1316 | 2984 | 3.11 | 8.51 | 0.7 | 16.25 | 261.7019 | 0.9041% | 5.5956 | 17.312 | 8.3289 | 438.4163 | 469.6528 | 1.7946
2019-02-04 02:00 | 28390.5866 | 225 | 192 | 1383 | 2984 | 3.83 | 6 | 0.72 | 17 | 252.8148 | 0.8905% | 7.6738 | 10.2584 | 8.8671 | 451.7269 | 478.5262 | 1.8928
2019-02-04 03:00 | 28380.1762 | 245 | 244 | 1383 | 2984 | 3.6 | 10.36 | 0.72 | 17 | 246.2526 | 0.8677% | 7.653 | 21.9339 | 8.6401 | 440.163 | 478.3901 | 1.9427
2019-02-04 04:00 | 28938.5242 | 351 | 238 | 1383 | 2984 | 4 | 7.76 | 0.72 | 16.25 | 253.6641 | 0.8766% | 12.3069 | 16.189 | 8.7285 | 425.0448 | 462.2693 | 1.8224
2019-02-04 05:00 | 30958.2561 | 508 | 372 | 1383 | 2984 | 15 | 25.63 | 0.73 | 23.02 | 281.5331 | 0.9094% | 69.296 | 86.7051 | 9.1812 | 624.6792 | 789.8614 | 2.8056
2019-02-04 06:00 | 34525.0771 | 623 | 294 | 2132 | 2840 | 13.49 | 10 | 2.5 | 13.77 | 343.604 | 0.9952% | 83.6418 | 29.2598 | 53.0458 | 389.2026 | 555.15 | 1.6157
2019-02-04 07:00 | 36048.8323 | 350 | 267 | 2132 | 2840 | 7.4 | 10 | 2.5 | 11.85 | 387.6834 | 1.075% | 27.8539 | 28.7142 | 57.3209 | 361.9284 | 475.8174 | 1.2273
2019-02-04 08:00 | 36190.2702 | 359 | 227 | 2132 | 2840 | 9.22 | 10 | 2.18 | 14.43 | 395.5453 | 1.093% | 36.1768 | 24.8102 | 50.7982 | 447.9083 | 559.6934 | 1.415
2019-02-04 09:00 | 36751.1904 | 360 | 264 | 2132 | 2840 | 7.2 | 15.16 | 2.5 | 10 | 427.9683 | 1.165% | 30.1839 | 46.6062 | 62.0679 | 330.7185 | 469.5765 | 1.0972
2019-02-04 10:00 | 37207.348 | 319 | 266 | 1902 | 2818 | 5.47 | 15 | 1.41 | 8.09 | 439.6625 | 1.182% | 20.6191 | 47.148 | 31.6899 | 269.3892 | 368.8462 | 0.83893
2019-02-04 11:00 | 37671.0114 | 284 | 270 | 1902 | 2818 | 5.45 | 6.3 | 1.14 | 7.53 | 431.1721 | 1.145% | 17.7157 | 19.4692 | 24.8175 | 242.8731 | 304.8755 | 0.70709
2019-02-04 12:00 | 38102.3929 | 258 | 268 | 1902 | 2818 | 5 | 4.01 | 0.97 | 7.65 | 429.726 | 1.128% | 14.5489 | 12.1204 | 20.8076 | 243.1318 | 290.6087 | 0.67627
2019-02-04 13:00 | 38519.2587 | 208 | 257 | 1902 | 2818 | 4.74 | 5.74 | 1 | 6.8 | 431.6934 | 1.121% | 11.0494 | 16.5327 | 21.3161 | 214.757 | 263.6552 | 0.61075
2019-02-04 14:00 | 38683.8186 | 211 | 233 | 1643 | 2818 | 4 | 4.01 | 0.81 | 6.1 | 419.8465 | 1.085% | 9.1602 | 10.1406 | 14.4439 | 186.5658 | 220.3104 | 0.52474
2019-02-04 15:00 | 38690.208 | 254 | 211 | 1643 | 2818 | 4.68 | 3.11 | 0.84 | 5.18 | 413.7546 | 1.069% | 12.7122 | 7.0175 | 14.7591 | 156.1035 | 190.5923 | 0.46064
2019-02-04 16:00 | 38819.6946 | 254 | 212 | 1643 | 2818 | 4.29 | 3.11 | 0.81 | 5.3 | 418.646 | 1.078% | 11.7513 | 7.1104 | 14.3522 | 161.0689 | 194.2827 | 0.46407
2019-02-04 17:00 | 39044.4283 | 355 | 204 | 1643 | 2818 | 12.75 | 3.11 | 0.97 | 14.81 | 440.9403 | 1.129% | 51.1163 | 7.1649 | 17.9982 | 471.321 | 547.6004 | 1.2419
2019-02-04 18:00 | 40453.4244 | 413 | 335 | 1425 | 2840 | 16.19 | 15 | 0.86 | 19.24 | 458.2003 | 1.133% | 75.7351 | 56.9162 | 13.8808 | 618.9043 | 765.4363 | 1.6705
2019-02-04 19:00 | 40509.2477 | 283 | 350 | 1425 | 2840 | 4.04 | 16.85 | 0.79 | 7.67 | 451.8449 | 1.115% | 12.7527 | 65.7814 | 12.5567 | 242.9679 | 334.0588 | 0.73932
2019-02-04 20:00 | 39628.4863 | 178 | 377 | 1425 | 2840 | 3 | 34.29 | 0.79 | 9.1 | 443.3646 | 1.119% | 5.9744 | 144.6313 | 12.5949 | 289.1434 | 452.344 | 1.0203
2019-02-04 21:00 | 38038.2044 | 428 | 398 | 1425 | 2840 | 12.47 | 28.9 | 0.89 | 12.47 | 408.9461 | 1.075% | 57.3794 | 123.6593 | 13.6349 | 380.742 | 575.4157 | 1.4071
2019-02-04 22:00 | 35533.04 | 320 | 438 | 1316 | 2984 | 7.8 | 30.31 | 0.56 | 8.5 | 359.4166 | 1.011% | 25.247 | 134.2845 | 7.4543 | 256.5568 | 423.5427 | 1.1784
2019-02-04 23:00 | 32832.6372 | 241 | 341 | 1316 | 2984 | 5 | 25.41 | 0.56 | 22.44 | 309.3487 | 0.9422% | 11.3535 | 81.6397 | 6.9436 | 630.9054 | 730.8423 | 2.3625
2019-02-05 | 30986.5975 | 236 | 320 | 1316 | 2984 | 8 | 16.22 | 0.68 | 24.25 | 281.1115 | 0.9072% | 17.128 | 47.0875 | 8.1184 | 656.4706 | 728.8045 | 2.5926
2019-02-05 01:00 | 29829.8624 | 199 | 225 | 1316 | 2984 | 6.69 | 14.47 | 0.71 | 23.92 | 265.9087 | 0.8914% | 11.8675 | 29.0223 | 8.3291 | 636.2697 | 685.4886 | 2.5779
2019-02-05 02:00 | 29282.1315 | 225 | 192 | 1383 | 2984 | 6 | 11.53 | 0.74 | 17 | 256.1226 | 0.8747% | 11.8081 | 19.3631 | 8.9516 | 443.7036 | 483.8264 | 1.889
2019-02-05 03:00 | 29044.2064 | 245 | 244 | 1383 | 2984 | 8 | 15 | 0.74 | 23.88 | 253.7029 | 0.8735% | 17.1207 | 31.9703 | 8.9396 | 622.4423 | 680.4729 | 2.6822
2019-02-05 04:00 | 29550.2246 | 351 | 238 | 1383 | 2984 | 15 | 14.53 | 0.74 | 20.49 | 257.2501 | 0.8706% | 45.8346 | 30.1049 | 8.9094 | 532.2743 | 617.1232 | 2.3989
2019-02-05 05:00 | 31485.9796 | 508 | 372 | 1383 | 2984 | 35.3 | 15 | 0.74 | 19.3 | 279.3966 | 0.8874% | 159.1264 | 49.5151 | 9.0815 | 511.046 | 728.769 | 2.6084
2019-02-05 06:00 | 35114.8759 | 623 | 294 | 2132 | 2840 | 31.04 | 18 | 4.25 | 24.08 | 334.0241 | 0.9512% | 183.9486 | 50.3392 | 86.1912 | 650.5213 | 971.0003 | 2.907
2019-02-05 07:00 | 36669.7627 | 350 | 267 | 2132 | 2840 | 10.91 | 13.41 | 4.25 | 17.48 | 366.2005 | 0.9986% | 38.1332 | 35.7562 | 90.4872 | 495.7589 | 660.1355 | 1.8027
2019-02-05 08:00 | 36618.4967 | 359 | 227 | 2132 | 2840 | 9.82 | 6.95 | 4 | 16.25 | 370.1616 | 1.011% | 35.6366 | 15.9478 | 86.2061 | 466.5117 | 604.3022 | 1.6325
2019-02-05 09:00 | 37119.3854 | 360 | 264 | 2132 | 2840 | 9.19 | 6.76 | 4 | 15 | 375.9909 | 1.013% | 33.5116 | 18.077 | 86.3821 | 431.5053 | 569.476 | 1.5146
2019-02-05 10:00 | 37824.5537 | 319 | 266 | 1902 | 2818 | 5 | 4.01 | 1.61 | 8.89 | 381.6645 | 1.009% | 16.0942 | 10.763 | 30.899 | 252.7847 | 310.5409 | 0.81365
2019-02-05 11:00 | 38278.0911 | 284 | 270 | 1902 | 2818 | 4 | 5 | 1.62 | 5.93 | 387.8869 | 1.013% | 11.5115 | 13.6801 | 31.2234 | 169.3365 | 225.7515 | 0.582
2019-02-05 12:00 | 38555.3883 | 258 | 268 | 1902 | 2818 | 5 | 5 | 1.35 | 8.4 | 383.549 | 0.9948% | 12.8329 | 13.3303 | 25.5435 | 235.4811 | 287.1878 | 0.74876
2019-02-05 13:00 | 38889.194 | 208 | 257 | 1902 | 2818 | 3.95 | 4.58 | 1.41 | 6.52 | 380.5972 | 0.9787% | 8.0408 | 11.5195 | 26.2462 | 179.8147 | 225.6212 | 0.59281
2019-02-05 14:00 | 39028.3463 | 211 | 233 | 1643 | 2818 | 3.56 | 4 | 0.97 | 5.25 | 378.7006 | 0.9703% | 7.2887 | 9.0434 | 15.4641 | 143.5543 | 175.3505 | 0.46303
2019-02-05 15:00 | 39114.7744 | 254 | 211 | 1643 | 2818 | 4 | 4 | 0.97 | 5.25 | 395.2295 | 1.01% | 10.266 | 8.5281 | 16.1034 | 149.4888 | 184.3864 | 0.46653
2019-02-05 16:00 | 39019.7291 | 254 | 212 | 1643 | 2818 | 4 | 4 | 0.97 | 5.43 | 414.9559 | 1.063% | 10.8047 | 9.0181 | 16.9483 | 162.7266 | 199.4976 | 0.48077
2019-02-05 17:00 | 39231.7789 | 355 | 204 | 1643 | 2818 | 12.69 | 4 | 0.97 | 14.44 | 440.0422 | 1.122% | 50.5296 | 9.1526 | 17.8758 | 456.4198 | 533.9779 | 1.2135
2019-02-05 18:00 | 40567.4169 | 413 | 335 | 1425 | 2840 | 23.45 | 15 | 0.85 | 23.65 | 487.268 | 1.201% | 116.3278 | 60.3569 | 14.5487 | 806.7519 | 997.9852 | 2.0481
2019-02-05 19:00 | 40620.3919 | 283 | 350 | 1425 | 2840 | 5 | 9.43 | 0.79 | 8.52 | 498.148 | 1.226% | 17.3528 | 40.4757 | 13.8056 | 296.7373 | 368.3715 | 0.73948
2019-02-05 20:00 | 39694.2946 | 178 | 377 | 1425 | 2840 | 3.14 | 8.11 | 0.81 | 11.9 | 473.3286 | 1.192% | 6.6648 | 36.4583 | 13.7637 | 402.9953 | 459.882 | 0.97159
2019-02-05 21:00 | 38174.3047 | 428 | 398 | 1425 | 2840 | 15 | 10.39 | 0.88 | 14.19 | 439.2621 | 1.151% | 73.8733 | 47.5829 | 14.4295 | 463.7174 | 599.6031 | 1.365
2019-02-05 22:00 | 35901.8434 | 320 | 438 | 1316 | 2984 | 11.75 | 15 | 0.55 | 11.75 | 384.0322 | 1.07% | 40.2197 | 70.2775 | 7.7423 | 375.0486 | 493.2881 | 1.2845
2019-02-05 23:00 | 33221.949 | 241 | 341 | 1316 | 2984 | 9.11 | 12 | 0.55 | 22.25 | 323.6367 | 0.9742% | 21.3879 | 39.8628 | 7.051 | 646.7874 | 715.0891 | 2.2095
2019-02-06 | 31464.5624 | 236 | 320 | 1316 | 2984 | 8 | 26.37 | 0.5 | 15.25 | 290.9762 | 0.9248% | 17.4597 | 78.0362 | 6.085 | 420.8278 | 522.4088 | 1.7954
2019-02-06 01:00 | 30240.2881 | 199 | 225 | 1316 | 2984 | 6 | 15.7 | 0.5 | 15.25 | 268.1873 | 0.8869% | 10.589 | 31.3281 | 5.8355 | 403.5719 | 451.3246 | 1.6829
2019-02-06 02:00 | 29599.5302 | 225 | 192 | 1383 | 2984 | 8 | 15 | 0.5 | 15.25 | 257.3692 | 0.8695% | 15.6511 | 25.0417 | 6.0126 | 395.6767 | 442.3821 | 1.7189
2019-02-06 03:00 | 29449.4182 | 245 | 244 | 1383 | 2984 | 8 | 15.37 | 0.5 | 15.25 | 257.8462 | 0.8756% | 17.1609 | 32.8358 | 6.0545 | 398.4306 | 454.4818 | 1.7626
2019-02-06 04:00 | 29941.3014 | 351 | 238 | 1383 | 2984 | 15.79 | 12.79 | 0.5 | 15.99 | 265.4247 | 0.8865% | 49.1315 | 26.9847 | 6.13 | 422.9781 | 505.2243 | 1.9035
2019-02-06 05:00 | 31844.6236 | 508 | 372 | 1383 | 2984 | 33 | 28.58 | 0.5 | 21.25 | 292.4844 | 0.9185% | 153.9729 | 97.6499 | 6.3512 | 582.404 | 840.3781 | 2.8732
2019-02-06 06:00 | 35344.2265 | 623 | 294 | 2132 | 2840 | 27.25 | 16.82 | 2.25 | 21.25 | 339.3231 | 0.9601% | 162.9857 | 47.4754 | 46.0537 | 579.3916 | 835.9064 | 2.4635
2019-02-06 07:00 | 36878.8268 | 350 | 267 | 2132 | 2840 | 8.62 | 15.43 | 2.25 | 15.25 | 378.2831 | 1.026% | 30.9468 | 42.2588 | 49.205 | 444.2506 | 566.6612 | 1.498
2019-02-06 08:00 | 36875.8593 | 359 | 227 | 2132 | 2840 | 9.3 | 6.42 | 2.25 | 13.29 | 377.7932 | 1.025% | 34.205 | 14.9304 | 49.1453 | 386.6832 | 484.9639 | 1.2837
2019-02-06 09:00 | 37618.9348 | 360 | 264 | 2132 | 2840 | 8.68 | 4 | 1.59 | 8.88 | 386.5745 | 1.028% | 32.1106 | 10.8515 | 34.8346 | 259.154 | 336.9508 | 0.87163
2019-02-06 10:00 | 38391.2167 | 319 | 266 | 1902 | 2818 | 5.01 | 4 | 1.02 | 8.25 | 403.1321 | 1.05% | 16.782 | 11.1727 | 20.3717 | 244.124 | 292.4503 | 0.72545
2019-02-06 11:00 | 39025.1172 | 284 | 270 | 1902 | 2818 | 5.36 | 4 | 0.99 | 6.28 | 401.6751 | 1.029% | 15.668 | 11.1162 | 19.381 | 182.1509 | 228.3161 | 0.56841
2019-02-06 12:00 | 39570.6517 | 258 | 268 | 1902 | 2818 | 4 | 4.01 | 0.99 | 5.25 | 388.8257 | 0.9826% | 10.1405 | 10.5599 | 18.5024 | 145.3724 | 184.5753 | 0.4747
2019-02-06 13:00 | 40170.2288 | 208 | 257 | 1902 | 2818 | 2.96 | 4.01 | 1.25 | 5.01 | 387.1205 | 0.9637% | 5.9333 | 9.9316 | 22.912 | 136.0569 | 174.8338 | 0.45163
2019-02-06 14:00 | 40142.2926 | 211 | 233 | 1643 | 2818 | 3.51 | 4.01 | 0.96 | 5.01 | 383.4869 | 0.9553% | 7.0752 | 8.9258 | 15.0681 | 134.8736 | 165.9427 | 0.43272
2019-02-06 15:00 | 40250.9225 | 254 | 211 | 1643 | 2818 | 4 | 3.5 | 0.96 | 5 | 385.1776 | 0.9569% | 9.7225 | 7.067 | 15.0936 | 134.833 | 166.7162 | 0.43283
2019-02-06 16:00 | 40317.0293 | 254 | 212 | 1643 | 2818 | 4 | 5.51 | 0.96 | 5.25 | 391.6894 | 0.9715% | 9.8707 | 11.3486 | 15.3236 | 143.732 | 180.2749 | 0.46025
2019-02-06 17:00 | 40533.7106 | 355 | 204 | 1643 | 2818 | 8.45 | 5.43 | 0.96 | 10 | 409.1686 | 1.009% | 30.2811 | 11.1819 | 15.9219 | 284.4637 | 341.8486 | 0.83547
2019-02-06 18:00 | 41657.9619 | 413 | 335 | 1425 | 2840 | 22.19 | 14.23 | 0.84 | 22.39 | 442.1168 | 1.061% | 97.2627 | 50.5928 | 12.7038 | 674.8565 | 835.4158 | 1.8896
2019-02-06 19:00 | 41667.9684 | 283 | 350 | 1425 | 2840 | 4.52 | 8.74 | 0.78 | 7.86 | 468.6702 | 1.125% | 14.3877 | 34.4068 | 12.5019 | 251.0764 | 312.3728 | 0.66651
2019-02-06 20:00 | 40906.389 | 178 | 377 | 1425 | 2840 | 4 | 8.59 | 0.8 | 11.19 | 437.2538 | 1.069% | 7.6107 | 34.616 | 12.1856 | 339.6963 | 394.1086 | 0.90133
2019-02-06 21:00 | 39342.2727 | 428 | 398 | 1425 | 2840 | 13 | 12.72 | 0.79 | 12.48 | 413.7747 | 1.052% | 58.5183 | 53.2445 | 11.8399 | 372.767 | 496.3696 | 1.1996
2019-02-06 22:00 | 36749.985 | 320 | 438 | 1316 | 2984 | 9.99 | 16.5 | 0.54 | 14 | 366.9744 | 0.9986% | 31.9223 | 72.1667 | 7.0962 | 417.1627 | 528.3479 | 1.4397
2019-02-06 23:00 | 34131.7396 | 241 | 341 | 1316 | 2984 | 5.63 | 12 | 0.54 | 20 | 322.061 | 0.9436% | 12.8028 | 38.6114 | 6.7055 | 563.1298 | 621.2494 | 1.929
2019-02-07 | 32176.0049 | 236 | 320 | 1316 | 2984 | 8 | 21.59 | 0.5 | 14.89 | 293.1466 | 0.9111% | 17.201 | 62.9441 | 5.9949 | 404.8053 | 490.9454 | 1.6747
2019-02-07 01:00 | 31028.0143 | 199 | 225 | 1316 | 2984 | 7.93 | 15.1 | 0.5 | 14.22 | 278.5137 | 0.8976% | 14.1651 | 30.4966 | 5.9063 | 380.8824 | 431.4505 | 1.5491
2019-02-07 02:00 | 30428.5226 | 225 | 192 | 1383 | 2984 | 7.9 | 15.68 | 0.5 | 14.15 | 270.2234 | 0.8881% | 15.7853 | 26.7356 | 6.1409 | 374.9707 | 423.6324 | 1.5677
2019-02-07 03:00 | 30176.1479 | 245 | 244 | 1383 | 2984 | 8 | 16.23 | 0.5 | 14.89 | 267.0909 | 0.8851% | 17.3481 | 35.0513 | 6.1205 | 393.2682 | 451.788 | 1.6915
2019-02-07 04:00 | 30620.1587 | 351 | 238 | 1383 | 2984 | 15 | 15.78 | 0.5 | 15.82 | 271.5133 | 0.8867% | 46.6855 | 33.3018 | 6.1316 | 418.5901 | 504.709 | 1.8589
2019-02-07 05:00 | 32263.5927 | 508 | 372 | 1383 | 2984 | 35.35 | 35.74 | 0.5 | 19.25 | 297.6584 | 0.9226% | 165.6756 | 122.66 | 6.3797 | 529.9502 | 824.6655 | 2.7705
2019-02-07 06:00 | 35631.4873 | 623 | 294 | 2132 | 2840 | 18.98 | 14.15 | 6.99 | 13.98 | 372.0566 | 1.044% | 123.4694 | 43.4389 | 155.6107 | 414.5726 | 737.0916 | 1.9811
2019-02-07 07:00 | 37229.6464 | 350 | 267 | 2132 | 2840 | 8 | 10 | 5 | 12.99 | 399.6209 | 1.073% | 30.055 | 28.6596 | 114.4238 | 395.9923 | 569.1308 | 1.4242
2019-02-07 08:00 | 37814.4339 | 359 | 227 | 2132 | 2840 | 6 | 5.44 | 4.78 | 12.6 | 393.111 | 1.04% | 22.3925 | 12.8376 | 105.9431 | 372.003 | 513.1762 | 1.3054
2019-02-07 09:00 | 38860.0195 | 360 | 264 | 2132 | 2840 | 5.96 | 5.14 | 5 | 9.38 | 407.6413 | 1.049% | 22.5073 | 14.2345 | 111.8233 | 279.445 | 428.0102 | 1.05
2019-02-07 10:00 | 39977.387 | 319 | 266 | 1902 | 2818 | 4 | 4 | 2.5 | 8.25 | 417.8608 | 1.045% | 13.3373 | 11.1214 | 49.7013 | 243.0033 | 317.1633 | 0.75902
2019-02-07 11:00 | 40513.8557 | 284 | 270 | 1902 | 2818 | 4 | 4.33 | 2.5 | 9.25 | 406.7642 | 1.004% | 11.4056 | 11.7379 | 47.7408 | 261.7109 | 332.5952 | 0.81766
2019-02-07 12:00 | 40317.803 | 258 | 268 | 1902 | 2818 | 3.07 | 4 | 1.36 | 9.25 | 390.0783 | 0.9675% | 7.6633 | 10.3717 | 25.0267 | 252.1957 | 295.2574 | 0.75692
2019-02-07 13:00 | 40062.4573 | 208 | 257 | 1902 | 2818 | 3.32 | 4 | 1.46 | 7.13 | 386.7331 | 0.9653% | 6.6662 | 9.9235 | 26.8063 | 193.9564 | 237.3525 | 0.61374
2019-02-07 14:00 | 39619.9033 | 211 | 233 | 1643 | 2818 | 2.2 | 4 | 0.97 | 5 | 376.2363 | 0.9496% | 4.4081 | 8.8504 | 15.1341 | 133.8007 | 162.1933 | 0.43109
2019-02-07 15:00 | 39321.3893 | 254 | 211 | 1643 | 2818 | 2.96 | 2.96 | 0.97 | 3.46 | 380.5816 | 0.9679% | 7.2769 | 6.045 | 15.4251 | 94.3705 | 123.1174 | 0.3235
2019-02-07 16:00 | 39721.2373 | 254 | 212 | 1643 | 2818 | 2.01 | 4 | 0.97 | 3.16 | 388.184 | 0.9773% | 4.9894 | 8.2873 | 15.5749 | 87.0248 | 115.8763 | 0.29851
2019-02-07 17:00 | 41050.9873 | 355 | 204 | 1643 | 2818 | 6.28 | 3.5 | 0.97 | 7.69 | 430.5666 | 1.049% | 23.3832 | 7.4888 | 16.7158 | 227.2919 | 274.8798 | 0.63841
2019-02-07 18:00 | 43852.9485 | 413 | 335 | 1425 | 2840 | 15.42 | 4.5 | 2.04 | 21.51 | 508.1658 | 1.159% | 73.7974 | 17.4688 | 33.6862 | 707.8894 | 832.8418 | 1.6389
2019-02-07 19:00 | 45007.9352 | 283 | 350 | 1425 | 2840 | 3.12 | 7 | 0.92 | 11.69 | 545.6053 | 1.212% | 10.7036 | 29.6999 | 15.8925 | 402.4596 | 458.7557 | 0.84082
2019-02-07 20:00 | 45354.403 | 178 | 377 | 1425 | 2840 | 0 | 6 | 0.93 | 3.77 | 552.1246 | 1.217% | 0 | 27.5366 | 16.133 | 130.3399 | 174.0095 | 0.31516
2019-02-07 21:00 | 44690.8697 | 428 | 398 | 1425 | 2840 | 4.58 | 6 | 0.9 | 4.78 | 556.8031 | 1.246% | 24.4226 | 29.7521 | 15.9787 | 169.1333 | 239.2866 | 0.42975
2019-02-07 22:00 | 43098.8297 | 320 | 438 | 1316 | 2984 | 3.96 | 10 | 0.54 | 4.15 | 543.4644 | 1.261% | 15.979 | 55.2306 | 8.961 | 156.1538 | 236.3244 | 0.43485
2019-02-07 23:00 | 41551.3372 | 241 | 341 | 1316 | 2984 | 2.01 | 6 | 0.56 | 3.11 | 520.8626 | 1.254% | 6.0723 | 25.6474 | 9.2381 | 116.3315 | 157.2893 | 0.30198
2019-02-08 | 40645.2373 | 236 | 320 | 1316 | 2984 | 0.66 | 8.11 | 0.5 | 2.66 | 510.0603 | 1.255% | 1.9546 | 32.5674 | 8.2573 | 99.6076 | 142.3869 | 0.27916
2019-02-08 01:00 | 40498.0732 | 199 | 225 | 1316 | 2984 | 0.04 | 3.5 | 0.5 | 2.64 | 510.3004 | 1.26% | 0.1003 | 9.923 | 8.2912 | 99.2646 | 117.5791 | 0.23041
2019-02-08 02:00 | 40923.4098 | 225 | 192 | 1383 | 2984 | 0.73 | 1.51 | 0.5 | 2.93 | 534.8614 | 1.307% | 2.1467 | 3.7892 | 9.0378 | 114.271 | 129.2446 | 0.24164
2019-02-08 03:00 | 41757.5517 | 245 | 244 | 1383 | 2984 | 2 | 6.4 | 0.51 | 4.55 | 563.7761 | 1.35% | 6.6156 | 21.0834 | 9.5228 | 183.3082 | 220.53 | 0.39117
2019-02-08 04:00 | 43414.6572 | 351 | 238 | 1383 | 2984 | 4.84 | 2.11 | 0.5 | 5.04 | 593.7879 | 1.368% | 23.2353 | 6.8684 | 9.4577 | 205.6953 | 245.2567 | 0.41304
2019-02-08 05:00 | 46745.7698 | 508 | 372 | 1383 | 2984 | 6.18 | 3 | 0.51 | 6.18 | 675.989 | 1.446% | 45.3993 | 16.1384 | 10.1998 | 266.6764 | 338.414 | 0.50062
2019-02-08 06:00 | 51625.4651 | 623 | 294 | 2132 | 2840 | 33.59 | 5.34 | 27.69 | 33.59 | 780.2514 | 1.511% | 316.2777 | 23.7279 | 892.238 | 1441.7797 | 2674.0233 | 3.4271
2019-02-08 07:00 | 53708.0247 | 350 | 267 | 2132 | 2840 | 23.54 | 2.11 | 21.95 | 27.74 | 844.1487 | 1.572% | 129.4954 | 8.8547 | 735.5318 | 1238.2392 | 2112.1211 | 2.5021
2019-02-08 08:00 | 53541.2949 | 359 | 227 | 2132 | 2840 | 15.3 | 1.25 | 14.5 | 20.51 | 846.5471 | 1.581% | 86.8457 | 4.4864 | 488.7846 | 920.9717 | 1501.0883 | 1.7732
2019-02-08 09:00 | 53672.4534 | 360 | 264 | 2132 | 2840 | 14.8 | 2.41 | 14 | 17.22 | 848.9346 | 1.582% | 84.2727 | 10.0634 | 472.1044 | 773.5248 | 1339.9653 | 1.5784
2019-02-08 10:00 | 52940.8411 | 319 | 266 | 1902 | 2818 | 7.29 | 1.31 | 5.83 | 13.82 | 863.3742 | 1.631% | 37.9251 | 5.6828 | 180.837 | 635.1222 | 859.5671 | 0.99559
2019-02-08 11:00 | 52349.5853 | 284 | 270 | 1902 | 2818 | 4 | 1.75 | 4 | 8.75 | 859.6872 | 1.642% | 18.6554 | 7.7594 | 124.9389 | 404.9266 | 556.2804 | 0.64707
2019-02-08 12:00 | 51544.8632 | 258 | 268 | 1902 | 2818 | 3.58 | 1.5 | 3.58 | 5.07 | 848.9389 | 1.647% | 15.2123 | 6.6209 | 112.1462 | 235.3098 | 369.2891 | 0.435
2019-02-08 13:00 | 51148.2148 | 208 | 257 | 1902 | 2818 | 2.66 | 0.8 | 2.75 | 3 | 837.0354 | 1.636% | 9.0544 | 3.3646 | 85.5966 | 138.3489 | 236.3645 | 0.28238
2019-02-08 14:00 | 50732.5267 | 211 | 233 | 1643 | 2818 | 1.35 | 1.81 | 0.97 | 2.61 | 831.3877 | 1.639% | 4.668 | 6.9112 | 26.1172 | 120.531 | 158.2273 | 0.19032
2019-02-08 15:00 | 50677.5325 | 254 | 211 | 1643 | 2818 | 1.83 | 1.1 | 0.97 | 2.61 | 833.9079 | 1.646% | 7.6487 | 3.8192 | 26.2248 | 121.0275 | 158.7202 | 0.19033
2019-02-08 16:00 | 51325.1872 | 254 | 212 | 1643 | 2818 | 2.12 | 1.4 | 1.43 | 3 | 854.0827 | 1.664% | 8.9606 | 4.9389 | 39.097 | 140.6798 | 193.6763 | 0.22677
2019-02-08 17:00 | 52453.3109 | 355 | 204 | 1643 | 2818 | 7.56 | 1.83 | 2.5 | 8 | 887.995 | 1.693% | 45.4347 | 6.32 | 69.5369 | 381.6529 | 502.9446 | 0.56638
2019-02-08 18:00 | 53628.4632 | 413 | 335 | 1425 | 2840 | 23.99 | 2.87 | 1.26 | 24.19 | 916.7944 | 1.71% | 169.378 | 16.4363 | 30.6946 | 1174.4399 | 1390.9487 | 1.5172
2019-02-08 19:00 | 53309.75 | 283 | 350 | 1425 | 2840 | 5.77 | 4 | 0.97 | 7.36 | 905.6637 | 1.699% | 27.741 | 23.7842 | 23.4826 | 355.1048 | 430.1126 | 0.47491
2019-02-08 20:00 | 52490.9427 | 178 | 377 | 1425 | 2840 | 3.34 | 4 | 0.97 | 6.48 | 882.2724 | 1.681% | 9.9927 | 25.3466 | 23.233 | 309.3226 | 367.8949 | 0.41699
2019-02-08 21:00 | 51186.1057 | 428 | 398 | 1425 | 2840 | 4.23 | 4 | 0.94 | 4.23 | 853.8567 | 1.668% | 30.2007 | 26.5568 | 22.3448 | 200.3972 | 279.4995 | 0.32734
2019-02-08 22:00 | 49291.6224 | 320 | 438 | 1316 | 2984 | 4 | 6 | 0.55 | 4.87 | 802.3198 | 1.628% | 20.8346 | 42.776 | 11.7813 | 236.5387 | 311.9305 | 0.38879
2019-02-08 23:00 | 47307.3825 | 241 | 341 | 1316 | 2984 | 3.76 | 4 | 0.58 | 4.77 | 761.4108 | 1.609% | 14.5846 | 21.9535 | 12.285 | 229.0906 | 277.9137 | 0.365
2019-02-09 | 45822.7607 | 236 | 320 | 1316 | 2984 | 2.25 | 5.57 | 0.5 | 4.34 | 744.237 | 1.624% | 8.6243 | 28.9491 | 10.687 | 210.3384 | 258.5988 | 0.34747
2019-02-09 01:00 | 44938.6901 | 199 | 225 | 1316 | 2984 | 1.35 | 1 | 0.5 | 3.48 | 735.1956 | 1.636% | 4.3951 | 3.681 | 10.7649 | 169.8871 | 188.7281 | 0.2567
2019-02-09 02:00 | 44307.4606 | 225 | 192 | 1383 | 2984 | 2.01 | 0.23 | 0.58 | 3.31 | 729.8677 | 1.647% | 7.4498 | 0.72744 | 13.2135 | 162.7025 | 184.0932 | 0.25223
2019-02-09 03:00 | 44120.374 | 245 | 244 | 1383 | 2984 | 1.77 | 1 | 0.51 | 2.65 | 731.5204 | 1.658% | 7.19 | 4.0455 | 11.6944 | 131.1088 | 154.0388 | 0.21057
2019-02-09 04:00 | 44450.4873 | 351 | 238 | 1383 | 2984 | 3.31 | 1 | 0.71 | 3.68 | 733.8883 | 1.651% | 19.1818 | 3.9294 | 16.2119 | 181.301 | 220.6241 | 0.30062
2019-02-09 05:00 | 45436.1064 | 508 | 372 | 1383 | 2984 | 5.3 | 3.5 | 0.74 | 5.3 | 763.5907 | 1.681% | 45.248 | 21.8812 | 17.1994 | 265.7873 | 350.1158 | 0.45851
2019-02-09 06:00 | 47034.9987 | 623 | 294 | 2132 | 2840 | 15.56 | 3.28 | 10.46 | 15.76 | 807.8431 | 1.718% | 166.4959 | 16.5625 | 383.0229 | 768.7417 | 1334.8231 | 1.6523
2019-02-09 07:00 | 48686.4524 | 350 | 267 | 2132 | 2840 | 10.82 | 2.09 | 12.08 | 12.58 | 859.1632 | 1.765% | 66.8287 | 9.8475 | 454.4872 | 630.473 | 1161.6364 | 1.3521
2019-02-09 08:00 | 50016.7037 | 359 | 227 | 2132 | 2840 | 17.89 | 0.37 | 16.92 | 19.25 | 890.9671 | 1.781% | 114.4067 | 1.4961 | 642.5903 | 973.8581 | 1732.3512 | 1.9443
2019-02-09 09:00 | 50876.998 | 360 | 264 | 2132 | 2840 | 24.58 | 1.69 | 21.77 | 24.7 | 910.1965 | 1.789% | 158.3063 | 7.9819 | 830.3464 | 1254.9574 | 2251.592 | 2.4737
2019-02-09 10:00 | 51237.6608 | 319 | 266 | 1902 | 2818 | 16.03 | 1.82 | 5.87 | 19.81 | 912.2435 | 1.78% | 91.0428 | 8.6194 | 198.7788 | 993.9098 | 1292.3508 | 1.4167
2019-02-09 11:00 | 50699.5384 | 284 | 270 | 1902 | 2818 | 4.33 | 1.61 | 4.06 | 9.13 | 888.5367 | 1.753% | 21.5515 | 7.6184 | 135.3343 | 450.903 | 615.4071 | 0.69261
2019-02-09 12:00 | 49725.9309 | 258 | 268 | 1902 | 2818 | 3 | 1.61 | 2.5 | 4.68 | 842.9018 | 1.695% | 13.12 | 7.314 | 80.6018 | 223.5532 | 324.589 | 0.38509
2019-02-09 13:00 | 48856.8466 | 208 | 257 | 1902 | 2818 | 1.4 | 1.4 | 2.2 | 3 | 785.1451 | 1.607% | 4.6797 | 5.7821 | 67.2446 | 135.8585 | 213.5649 | 0.27201
2019-02-09 14:00 | 48246.5162 | 211 | 233 | 1643 | 2818 | 0.96 | 0.81 | 0.96 | 3.54 | 757.4718 | 1.57% | 3.1802 | 2.9631 | 24.7633 | 156.6191 | 187.5257 | 0.24757
2019-02-09 15:00 | 48038.2731 | 254 | 211 | 1643 | 2818 | 0.96 | 1.34 | 0.96 | 3 | 745.5357 | 1.552% | 3.7843 | 4.388 | 24.4788 | 131.2029 | 163.854 | 0.21978
2019-02-09 16:00 | 48249.2562 | 254 | 212 | 1643 | 2818 | 0.97 | 1.27 | 0.99 | 3 | 743.3965 | 1.541% | 3.7961 | 4.1483 | 25.0612 | 130.2543 | 163.2599 | 0.21961
2019-02-09 17:00 | 49040.9779 | 355 | 204 | 1643 | 2818 | 6.58 | 0.88 | 2.13 | 7.99 | 763.4414 | 1.557% | 36.3639 | 2.7947 | 54.4796 | 350.5132 | 444.1514 | 0.58178
2019-02-09 18:00 | 50327.1308 | 413 | 335 | 1425 | 2840 | 17.01 | 3.5 | 0.99 | 19 | 787.7968 | 1.565% | 109.968 | 18.3538 | 22.0832 | 844.664 | 995.069 | 1.2631
2019-02-09 19:00 | 50134.9352 | 283 | 350 | 1425 | 2840 | 3.1 | 4 | 0.97 | 6.65 | 783.5715 | 1.563% | 13.7115 | 21.881 | 21.6035 | 295.174 | 352.3701 | 0.4497
2019-02-09 20:00 | 49440.7718 | 178 | 377 | 1425 | 2840 | 3 | 4.24 | 0.96 | 6.68 | 771.9384 | 1.561% | 8.3376 | 24.9577 | 21.3591 | 296.2049 | 350.8593 | 0.45452
2019-02-09 21:00 | 48336.1321 | 428 | 398 | 1425 | 2840 | 4.48 | 6 | 0.93 | 4.68 | 728.6355 | 1.507% | 28.9042 | 35.9975 | 19.9773 | 200.3561 | 285.2351 | 0.39146
2019-02-09 22:00 | 46512.1614 | 320 | 438 | 1316 | 2984 | 3.99 | 12 | 0.67 | 4.93 | 684.2366 | 1.471% | 18.7829 | 77.3206 | 12.9709 | 216.4141 | 325.4885 | 0.4757
2019-02-09 23:00 | 44721.7155 | 241 | 341 | 1316 | 2984 | 2.01 | 10 | 0.65 | 3 | 680.2616 | 1.521% | 7.3684 | 51.8695 | 13.0115 | 136.1688 | 208.4181 | 0.30638
2019-02-10 | 43277.622 | 236 | 320 | 1316 | 2984 | 2.01 | 7.41 | 0.53 | 3.01 | 644.6957 | 1.49% | 7.0664 | 35.3232 | 10.3902 | 133.8002 | 186.58 | 0.28941
2019-02-10 01:00 | 42305.5494 | 199 | 225 | 1316 | 2984 | 0.26 | 4.73 | 0.53 | 2.26 | 630.6776 | 1.491% | 0.77132 | 15.8655 | 10.3978 | 100.535 | 127.5696 | 0.20227
2019-02-10 02:00 | 41647.3115 | 225 | 192 | 1383 | 2984 | 0.09 | 3.5 | 0.57 | 1.61 | 622.0938 | 1.494% | 0.30248 | 10.0378 | 11.7751 | 71.7618 | 93.8772 | 0.15091
2019-02-10 03:00 | 41262.3633 | 245 | 244 | 1383 | 2984 | 0.99 | 6.06 | 0.5 | 1.76 | 619.6668 | 1.502% | 3.6425 | 22.2058 | 10.3848 | 78.8707 | 115.1038 | 0.18575
2019-02-10 04:00 | 41351.2627 | 351 | 238 | 1383 | 2984 | 2.61 | 4.16 | 0.7 | 3.36 | 625.251 | 1.512% | 13.852 | 14.9705 | 14.6381 | 151.6016 | 195.0622 | 0.31197
2019-02-10 05:00 | 41926.8281 | 508 | 372 | 1383 | 2984 | 6.04 | 11.45 | 0.73 | 6 | 637.7011 | 1.521% | 46.6687 | 64.7849 | 15.3557 | 272.3173 | 399.1266 | 0.62588
2019-02-10 06:00 | 42954.319 | 623 | 294 | 2132 | 2840 | 8.85 | 8.11 | 2.95 | 9.05 | 668.3751 | 1.556% | 85.7916 | 37.1007 | 97.8639 | 399.9266 | 620.6828 | 0.92864
2019-02-10 07:00 | 43979.0982 | 350 | 267 | 2132 | 2840 | 4.98 | 5.07 | 2.99 | 9.25 | 709.3795 | 1.613% | 28.1145 | 21.8349 | 102.8231 | 423.7331 | 576.5056 | 0.81269
2019-02-10 08:00 | 44936.5905 | 359 | 227 | 2132 | 2840 | 9.25 | 1.44 | 6.79 | 13.36 | 747.3009 | 1.663% | 55.2245 | 5.4361 | 240.7423 | 630.9867 | 932.3895 | 1.2477
2019-02-10 09:00 | 45470.5931 | 360 | 264 | 2132 | 2840 | 11.32 | 3.5 | 10.36 | 13.77 | 738.2447 | 1.624% | 66.1635 | 15.0017 | 358.6053 | 634.9244 | 1074.6949 | 1.4557
2019-02-10 10:00 | 45147.5091 | 319 | 266 | 1902 | 2818 | 6.87 | 3.5 | 4.09 | 10.95 | 736.9732 | 1.632% | 35.7738 | 15.1973 | 126.9848 | 503.7012 | 681.6571 | 0.92494
2019-02-10 11:00 | 44373.7845 | 284 | 270 | 1902 | 2818 | 4.08 | 2.81 | 1.88 | 6.32 | 730.7892 | 1.647% | 19.0829 | 12.495 | 58.889 | 293.3079 | 383.7747 | 0.52515
2019-02-10 12:00 | 43437.944 | 258 | 268 | 1902 | 2818 | 4.55 | 3.5 | 1.42 | 5.17 | 707.9159 | 1.63% | 19.1313 | 15.2868 | 44.0161 | 237.4346 | 315.8687 | 0.4462
2019-02-10 13:00 | 42538.2555 | 208 | 257 | 1902 | 2818 | 2.01 | 3.21 | 1.72 | 3 | 686.7424 | 1.614% | 6.7495 | 13.3184 | 52.8145 | 136.4823 | 209.3648 | 0.30487
2019-02-10 14:00 | 41727.1757 | 211 | 233 | 1643 | 2818 | 2.01 | 4 | 0.95 | 3 | 661.4578 | 1.585% | 6.723 | 14.774 | 24.7425 | 134.0125 | 180.2521 | 0.27251
2019-02-10 15:00 | 41368.7991 | 254 | 211 | 1643 | 2818 | 2.61 | 3.5 | 0.95 | 2.89 | 650.2892 | 1.572% | 10.421 | 11.6087 | 24.5355 | 128.0184 | 174.5836 | 0.26847
2019-02-10 16:00 | 41453.5774 | 254 | 212 | 1643 | 2818 | 3.1 | 4 | 0.98 | 3.3 | 653.8152 | 1.577% | 12.4191 | 13.3748 | 25.3955 | 146.6722 | 197.8616 | 0.30263
2019-02-10 17:00 | 42298.611 | 355 | 204 | 1643 | 2818 | 8 | 4 | 1.43 | 8.2 | 653.5572 | 1.545% | 43.8809 | 12.608 | 36.302 | 357.0363 | 449.8273 | 0.68828
2019-02-10 18:00 | 43791.6285 | 413 | 335 | 1425 | 2840 | 12.95 | 9.41 | 0.98 | 18.52 | 679.3273 | 1.551% | 82.9675 | 48.9015 | 21.6635 | 815.9195 | 969.452 | 1.4271
2019-02-10 19:00 | 43976.5813 | 283 | 350 | 1425 | 2840 | 5 | 30.96 | 0.96 | 7.63 | 652.027 | 1.483% | 20.9798 | 160.662 | 20.2829 | 321.2824 | 523.2071 | 0.80243
2019-02-10 20:00 | 43199.4843 | 178 | 377 | 1425 | 2840 | 4 | 10 | 0.92 | 7.73 | 604.3398 | 1.399% | 9.9605 | 52.7405 | 18.3403 | 307.1146 | 388.1559 | 0.64228
2019-02-10 21:00 | 41793.1204 | 428 | 398 | 1425 | 2840 | 6.41 | 7.37 | 0.79 | 6.41 | 567.1991 | 1.357% | 37.2334 | 39.809 | 15.2782 | 247.0627 | 339.3833 | 0.59835
2019-02-10 22:00 | 39460.6266 | 320 | 438 | 1316 | 2984 | 4 | 22.91 | 0.66 | 5.44 | 513.8036 | 1.302% | 16.6665 | 130.6569 | 11.3092 | 211.3639 | 369.9965 | 0.72011
2019-02-10 23:00 | 37033.2737 | 241 | 341 | 1316 | 2984 | 2.61 | 7.18 | 0.61 | 6.36 | 453.726 | 1.225% | 7.7065 | 29.9972 | 9.8353 | 232.5185 | 280.0575 | 0.61724
2019-02-11 | 35387.1077 | 236 | 320 | 1316 | 2984 | 4.43 | 9.11 | 0.52 | 9.64 | 423.3589 | 1.196% | 12.5078 | 34.8764 | 8.187 | 344.1434 | 399.7145 | 0.94415
2019-02-11 01:00 | 34523.2474 | 199 | 225 | 1316 | 2984 | 2.61 | 7 | 0.52 | 6.46 | 411.931 | 1.193% | 6.1974 | 18.7929 | 8.1653 | 230.0086 | 263.1642 | 0.63886
2019-02-11 02:00 | 34083.2796 | 225 | 192 | 1383 | 2984 | 3.11 | 5.51 | 0.65 | 7.2 | 403.6885 | 1.184% | 8.288 | 12.5302 | 10.6473 | 254.4699 | 285.9353 | 0.70831
2019-02-11 03:00 | 34090.9463 | 245 | 244 | 1383 | 2984 | 3.11 | 7 | 0.65 | 7.08 | 397.1213 | 1.165% | 8.8759 | 19.8963 | 10.4718 | 246.1026 | 285.3465 | 0.71854
2019-02-11 04:00 | 35048.3636 | 351 | 238 | 1383 | 2984 | 7 | 7 | 0.69 | 9.19 | 406.9832 | 1.161% | 28.5308 | 19.3457 | 11.081 | 318.4367 | 377.3942 | 0.9273
2019-02-11 05:00 | 37502.3759 | 508 | 372 | 1383 | 2984 | 10.99 | 25.63 | 0.74 | 11.04 | 453.3504 | 1.209% | 67.4896 | 115.2569 | 12.3717 | 398.2384 | 593.3565 | 1.3088
2019-02-11 06:00 | 40971.1875 | 623 | 294 | 2132 | 2840 | 25.07 | 15 | 3.11 | 23.8 | 520.9944 | 1.272% | 198.6081 | 56.0781 | 84.3145 | 859.5077 | 1198.5083 | 2.3004
2019-02-11 07:00 | 42226.1552 | 350 | 267 | 2132 | 2840 | 8 | 11.51 | 2.99 | 18.84 | 543.4182 | 1.287% | 36.0338 | 39.5493 | 82.0372 | 688.576 | 846.1964 | 1.5572
2019-02-11 08:00 | 41660.9521 | 359 | 227 | 2132 | 2840 | 7.51 | 8.51 | 4.75 | 21.11 | 516.5698 | 1.24% | 33.4298 | 23.9527 | 125.5685 | 743.3723 | 926.3233 | 1.7932
2019-02-11 09:00 | 41499.0911 | 360 | 264 | 2132 | 2840 | 6 | 8.11 | 1.85 | 17.23 | 505.548 | 1.218% | 26.3134 | 26.0825 | 48.0488 | 596.1114 | 696.5561 | 1.3778
2019-02-11 10:00 | 41203.3027 | 319 | 266 | 1902 | 2818 | 5 | 8.11 | 1.85 | 13.15 | 489.1366 | 1.187% | 18.9347 | 25.6095 | 41.7715 | 439.911 | 526.2267 | 1.0758
2019-02-11 11:00 | 40898.3886 | 284 | 270 | 1902 | 2818 | 5 | 8.51 | 1.45 | 9.91 | 486.7282 | 1.19% | 16.8993 | 27.3447 | 32.8215 | 332.3494 | 409.415 | 0.84116
2019-02-11 12:00 | 40587.486 | 258 | 268 | 1902 | 2818 | 4 | 13.48 | 1.25 | 12.41 | 459.0602 | 1.131% | 11.6723 | 40.8604 | 26.8904 | 395.5398 | 474.963 | 1.0346
2019-02-11 13:00 | 40088.9658 | 208 | 257 | 1902 | 2818 | 3 | 12.86 | 1.43 | 12.75 | 440.6416 | 1.099% | 6.8588 | 36.3274 | 29.8956 | 394.9225 | 468.0042 | 1.0621
2019-02-11 14:00 | 39775.9225 | 211 | 233 | 1643 | 2818 | 3 | 9.11 | 0.94 | 12.75 | 432.5877 | 1.088% | 6.8843 | 23.0849 | 16.7965 | 390.7555 | 437.5212 | 1.0114
2019-02-11 15:00 | 39578.1224 | 254 | 211 | 1643 | 2818 | 4 | 5.94 | 0.94 | 12.57 | 427.3077 | 1.08% | 10.9693 | 13.5318 | 16.6744 | 382.4387 | 423.6142 | 0.99136
2019-02-11 16:00 | 39725.9589 | 254 | 212 | 1643 | 2818 | 4 | 11.51 | 0.97 | 11.4 | 437.1257 | 1.1% | 11.1796 | 26.8499 | 17.5364 | 353.4905 | 409.0565 | 0.93579
2019-02-11 17:00 | 40424.0488 | 355 | 204 | 1643 | 2818 | 8 | 12.53 | 0.99 | 17.68 | 466.9117 | 1.155% | 32.803 | 29.5241 | 18.7874 | 575.464 | 656.5785 | 1.4062
2019-02-11 18:00 | 41621.3161 | 413 | 335 | 1425 | 2840 | 20.08 | 32 | 0.97 | 36.58 | 495.9669 | 1.192% | 98.8213 | 127.7414 | 16.4711 | 1237.938 | 1480.9719 | 2.986
2019-02-11 19:00 | 41695.515 | 283 | 350 | 1425 | 2840 | 5 | 32 | 0.95 | 28.27 | 495.9025 | 1.189% | 16.8292 | 133.2064 | 16.1007 | 954.8851 | 1121.0214 | 2.2606
2019-02-11 20:00 | 40904.7428 | 178 | 377 | 1425 | 2840 | 4 | 16.29 | 0.91 | 26.52 | 475.4607 | 1.162% | 8.276 | 71.3844 | 15.0729 | 875.453 | 970.1863 | 2.0405
2019-02-11 21:00 | 39293.0022 | 428 | 398 | 1425 | 2840 | 13.03 | 25.59 | 0.79 | 13.03 | 446.2679 | 1.136% | 63.3386 | 115.6735 | 12.7856 | 420.2843 | 612.082 | 1.3716
2019-02-11 22:00 | 36940.4671 | 320 | 438 | 1316 | 2984 | 9.54 | 40.29 | 0.65 | 11.54 | 398.2649 | 1.078% | 32.913 | 190.2572 | 9.2223 | 371.2567 | 603.6492 | 1.5157
2019-02-11 23:00 | 34573.2194 | 241 | 341 | 1316 | 2984 | 4.59 | 22 | 0.7 | 18.47 | 358.5002 | 1.037% | 11.4704 | 77.7905 | 9.5522 | 571.4987 | 670.3118 | 1.8698
2019-02-12 | 32984.4065 | 236 | 320 | 1316 | 2984 | 2.61 | 15 | 0.51 | 7.71 | 338.4307 | 1.026% | 6.3199 | 49.2496 | 6.8863 | 236.0556 | 298.5114 | 0.88205
2019-02-12 01:00 | 32110.8379 | 199 | 225 | 1316 | 2984 | 2.2 | 7.81 | 0.51 | 7.61 | 332.0533 | 1.034% | 4.5272 | 18.1715 | 6.9404 | 234.8225 | 264.4615 | 0.79644
2019-02-12 02:00 | 32057.9874 | 225 | 192 | 1383 | 2984 | 2.61 | 5.51 | 0.64 | 7.61 | 339.875 | 1.06% | 6.226 | 11.2159 | 9.3839 | 240.7501 | 267.5759 | 0.78728
2019-02-12 03:00 | 32243.3839 | 245 | 244 | 1383 | 2984 | 2.61 | 6.37 | 0.64 | 7.61 | 352.0718 | 1.092% | 6.9823 | 16.9715 | 9.6648 | 247.9557 | 281.5743 | 0.79976
2019-02-12 04:00 | 33299.0755 | 351 | 238 | 1383 | 2984 | 5.8 | 4.01 | 0.56 | 6 | 382.3828 | 1.148% | 23.3777 | 10.9594 | 8.8936 | 205.5967 | 248.8274 | 0.65073
2019-02-12 05:00 | 36254.7682 | 508 | 372 | 1383 | 2984 | 8 | 7.08 | 0.73 | 7.61 | 443.0971 | 1.222% | 49.6692 | 32.1892 | 12.339 | 277.5347 | 371.7321 | 0.83894
2019-02-12 06:00 | 40734.0625 | 623 | 294 | 2132 | 2840 | 13.74 | 4.25 | 4.75 | 13.94 | 531.2217 | 1.304% | 111.6331 | 16.295 | 132.0684 | 516.2965 | 776.293 | 1.4613
2019-02-12 07:00 | 42413.708 | 350 | 267 | 2132 | 2840 | 7.46 | 4.57 | 4.62 | 13.53 | 567.6828 | 1.338% | 34.9467 | 16.3315 | 131.8344 | 514.2989 | 697.4116 | 1.2285
2019-02-12 08:00 | 41587.3099 | 359 | 227 | 2132 | 2840 | 6 | 4 | 4.43 | 12.25 | 566.1456 | 1.361% | 29.3233 | 12.361 | 128.5755 | 473.6109 | 643.8707 | 1.1373
2019-02-12 09:00 | 40735.6969 | 360 | 264 | 2132 | 2840 | 5.1 | 4.01 | 4.14 | 10.93 | 545.4409 | 1.339% | 24.5836 | 14.1749 | 118.1844 | 415.634 | 572.5768 | 1.0498
2019-02-12 10:00 | 39895.3525 | 319 | 266 | 1902 | 2818 | 4 | 4 | 1.62 | 7.91 | 511.5004 | 1.282% | 16.3597 | 13.6416 | 39.5047 | 285.7861 | 355.2921 | 0.69461
2019-02-12 11:00 | 38920.1647 | 284 | 270 | 1902 | 2818 | 4 | 4 | 1.46 | 6.94 | 478.4456 | 1.229% | 13.9648 | 13.2764 | 34.1367 | 240.4132 | 301.7912 | 0.63077
2019-02-12 12:00 | 37986.4017 | 258 | 268 | 1902 | 2818 | 2.71 | 4 | 1.22 | 6.82 | 446.7017 | 1.176% | 8.222 | 12.6062 | 27.2872 | 226.0033 | 274.1188 | 0.61365
2019-02-12 13:00 | 37315.5846 | 208 | 257 | 1902 | 2818 | 2.01 | 4 | 1.22 | 5.55 | 424.3772 | 1.137% | 4.7547 | 11.6911 | 26.3896 | 177.8672 | 220.7025 | 0.52006
2019-02-12 14:00 | 36683.5175 | 211 | 233 | 1643 | 2818 | 1.22 | 4 | 0.97 | 5 | 409.7192 | 1.117% | 2.8751 | 10.4095 | 17.8002 | 157.3716 | 188.4564 | 0.45996
2019-02-12 15:00 | 36250.5061 | 254 | 211 | 1643 | 2818 | 1.11 | 4 | 0.97 | 3.59 | 406.4561 | 1.121% | 3.1612 | 9.4633 | 17.8694 | 113.4318 | 143.9257 | 0.3541
2019-02-12 16:00 | 36396.1285 | 254 | 212 | 1643 | 2818 | 1.89 | 4 | 0.97 | 4.53 | 413.8729 | 1.137% | 5.4589 | 9.6429 | 18.1226 | 145.1614 | 178.3858 | 0.43102
2019-02-12 17:00 | 37060.5631 | 355 | 204 | 1643 | 2818 | 6.47 | 4 | 0.98 | 9.73 | 447.1735 | 1.207% | 27.7138 | 9.8459 | 19.428 | 330.8399 | 387.8276 | 0.86729
2019-02-12 18:00 | 39477.1549 | 413 | 335 | 1425 | 2840 | 25.23 | 9.03 | 0.97 | 31.56 | 517.3053 | 1.31% | 136.5427 | 39.64 | 18.1129 | 1174.5091 | 1368.8047 | 2.646
2019-02-12 19:00 | 40960.3382 | 283 | 350 | 1425 | 2840 | 5 | 11.72 | 0.94 | 12.14 | 553.9811 | 1.352% | 19.1376 | 55.4788 | 18.1165 | 466.3032 | 559.0361 | 1.0091
2019-02-12 20:00 | 41453.7138 | 178 | 377 | 1425 | 2840 | 1.19 | 20.58 | 0.9 | 6.07 | 537.3461 | 1.296% | 2.7457 | 100.5721 | 16.6245 | 223.4589 | 343.4012 | 0.63907
2019-02-12 21:00 | 41062.8792 | 428 | 398 | 1425 | 2840 | 6.45 | 8.11 | 0.79 | 6.68 | 524.9171 | 1.278% | 35.2894 | 41.2615 | 14.3907 | 242.5136 | 333.4553 | 0.63525
2019-02-12 22:00 | 39564.2913 | 320 | 438 | 1316 | 2984 | 6 | 15 | 0.54 | 6.29 | 491.4825 | 1.242% | 23.851 | 81.615 | 8.8278 | 233.16 | 347.4538 | 0.70695
2019-02-12 23:00 | 37941.5869 | 241 | 341 | 1316 | 2984 | 4.1 | 6 | 0.54 | 7.14 | 466.3526 | 1.229% | 12.1451 | 25.1481 | 8.7347 | 261.8762 | 307.904 | 0.66024
2019-02-13 | 37068.7226 | 236 | 320 | 1316 | 2984 | 4.3 | 15 | 0.5 | 5.54 | 462.613 | 1.248% | 12.6646 | 59.9034 | 8.2118 | 206.3093 | 287.089 | 0.62058
2019-02-13 01:00 | 37048.5514 | 199 | 225 | 1316 | 2984 | 2.55 | 7.61 | 0.5 | 5 | 477.472 | 1.289% | 6.5399 | 22.067 | 8.4801 | 192.285 | 229.3721 | 0.48039
2019-02-13 02:00 | 37408.6471 | 225 | 192 | 1383 | 2984 | 3.65 | 5.51 | 0.63 | 5.46 | 499.7491 | 1.336% | 10.9712 | 14.1329 | 11.6397 | 217.6564 | 254.4003 | 0.50906
2019-02-13 03:00 | 38306.6494 | 245 | 244 | 1383 | 2984 | 3.64 | 7.51 | 0.63 | 5.46 | 529.9379 | 1.383% | 12.3372 | 25.3502 | 12.0535 | 225.394 | 275.1349 | 0.51918
2019-02-13 04:00 | 39967.8681 | 351 | 238 | 1383 | 2984 | 7.01 | 7.51 | 0.72 | 6.33 | 569.6816 | 1.425% | 35.0709 | 25.4764 | 14.1931 | 269.2302 | 343.9705 | 0.60379
2019-02-13 05:00 | 43469.1692 | 508 | 372 | 1383 | 2984 | 15 | 15.61 | 0.72 | 9 | 650.6427 | 1.497% | 114.0555 | 86.9175 | 14.9044 | 401.9782 | 617.8557 | 0.94961
2019-02-13 06:00 | 48382.8639 | 623 | 294 | 2132 | 2840 | 35.9 | 12.36 | 3.36 | 35.63 | 760.0126 | 1.571% | 351.3271 | 57.0814 | 112.5267 | 1589.5103 | 2110.4456 | 2.7769
2019-02-13 07:00 | 49541.7724 | 350 | 267 | 2132 | 2840 | 10.31 | 10 | 3.02 | 20.78 | 796.7606 | 1.608% | 58.0341 | 42.9405 | 103.5501 | 949.118 | 1153.6427 | 1.4479
2019-02-13 08:00 | 47156.652 | 359 | 227 | 2132 | 2840 | 6.32 | 7.51 | 3.56 | 13.56 | 708.6732 | 1.503% | 34.0969 | 25.6194 | 114.0618 | 578.7368 | 752.5149 | 1.0619
2019-02-13 09:00 | 44384.2705 | 360 | 264 | 2132 | 2840 | 7.13 | 12.88 | 2.99 | 9.34 | 597.4359 | 1.346% | 34.5505 | 45.7701 | 85.8066 | 357.0487 | 523.1759 | 0.8757
2019-02-13 10:00 | 42171.8629 | 319 | 266 | 1902 | 2818 | 5.83 | 15 | 1.59 | 10 | 521.8871 | 1.238% | 23.0151 | 49.3772 | 37.425 | 348.7344 | 458.5517 | 0.87864
2019-02-13 11:00 | 40307.6458 | 284 | 270 | 1902 | 2818 | 4.26 | 15 | 0.99 | 7.49 | 466.6176 | 1.158% | 14.0056 | 46.8844 | 21.7981 | 244.3411 | 327.0293 | 0.70085
2019-02-13 12:00 | 38849.5885 | 258 | 268 | 1902 | 2818 | 4 | 32.94 | 1.28 | 5.7 | 428.4995 | 1.103% | 11.3827 | 97.3693 | 26.8525 | 177.1657 | 312.7702 | 0.72992
2019-02-13 13:00 | 38126.9746 | 208 | 257 | 1902 | 2818 | 3 | 32.82 | 0.99 | 5.47 | 404.6126 | 1.061% | 6.622 | 89.5115 | 19.9826 | 163.582 | 279.6981 | 0.69127
2019-02-13 14:00 | 37539.318 | 211 | 233 | 1643 | 2818 | 3 | 32 | 0.96 | 5.01 | 384.3793 | 1.024% | 6.4815 | 76.3448 | 16.1504 | 144.5614 | 243.5381 | 0.63359
2019-02-13 15:00 | 37390.5166 | 254 | 211 | 1643 | 2818 | 3.51 | 17.67 | 0.96 | 5.01 | 381.0325 | 1.019% | 9.0853 | 37.9944 | 16.0735 | 143.873 | 207.0262 | 0.54333
2019-02-13 16:00 | 37783.8301 | 254 | 212 | 1643 | 2818 | 3.51 | 22.14 | 0.96 | 5.01 | 398.2996 | 1.054% | 9.3982 | 49.4786 | 16.627 | 148.8273 | 224.3311 | 0.56322
2019-02-13 17:00 | 38571.8808 | 355 | 204 | 1643 | 2818 | 8 | 8.11 | 0.97 | 9.12 | 429.1312 | 1.113% | 31.5964 | 18.4065 | 17.7308 | 285.927 | 353.6607 | 0.82413
2019-02-13 18:00 | 40768.8492 | 413 | 335 | 1425 | 2840 | 20.01 | 42.04 | 0.79 | 20.56 | 474.8742 | 1.165% | 96.2603 | 164.043 | 13.1127 | 680.1294 | 953.5454 | 2.008
2019-02-13 19:00 | 41533.5169 | 283 | 350 | 1425 | 2840 | 5 | 33.48 | 0.79 | 7.53 | 496.6599 | 1.196% | 16.9206 | 140.1244 | 13.4618 | 255.7253 | 426.2322 | 0.8582
2019-02-13 20:00 | 41251.9954 | 178 | 377 | 1425 | 2840 | 3 | 21.53 | 0.79 | 5.52 | 490.9461 | 1.19% | 6.3552 | 96.5994 | 13.3977 | 186.5719 | 302.9242 | 0.61702
2019-02-13 21:00 | 40179.2851 | 428 | 398 | 1425 | 2840 | 6 | 28.9 | 0.78 | 5.64 | 470.7928 | 1.172% | 30.09 | 134.7748 | 13.0238 | 187.6831 | 365.5716 | 0.7765
2019-02-13 22:00 | 38004.1676 | 320 | 438 | 1316 | 2984 | 6 | 39.25 | 0.54 | 6.39 | 428.814 | 1.128% | 21.664 | 193.9776 | 8.0184 | 215.1481 | 438.8081 | 1.0233
2019-02-13 23:00 | 35731.4651 | 241 | 341 | 1316 | 2984 | 5.44 | 50 | 0.54 | 7.61 | 389.5432 | 1.09% | 14.2929 | 185.8785 | 7.7474 | 247.5644 | 455.4832 | 1.1693
2019-02-14 | 34281.0634 | 236 | 320 | 1316 | 2984 | 7.62 | 50 | 0.49 | 7.61 | 367.7362 | 1.073% | 19.2907 | 171.6335 | 6.9173 | 243.5934 | 441.4349 | 1.2004
2019-02-14 01:00 | 33437.1155 | 199 | 225 | 1316 | 2984 | 7 | 15 | 0.49 | 7.25 | 358.8892 | 1.073% | 14.9514 | 36.2247 | 6.9212 | 232.2033 | 290.3007 | 0.80889
2019-02-14 02:00 | 33087.6907 | 225 | 192 | 1383 | 2984 | 7.25 | 13.9 | 0.5 | 7.25 | 357.9062 | 1.082% | 17.6451 | 28.8681 | 7.4799 | 234.0128 | 288.0059 | 0.8047
2019-02-14 03:00 | 33133.5198 | 245 | 244 | 1383 | 2984 | 8 | 15 | 0.5 | 7.61 | 356.6657 | 1.076% | 21.0984 | 39.3981 | 7.4437 | 244.4428 | 312.3829 | 0.87584
2019-02-14 04:00 | 34078.5498 | 351 | 238 | 1383 | 2984 | 10 | 15 | 0.5 | 7.61 | 365.765 | 1.073% | 37.6728 | 38.3168 | 7.4219 | 243.7275 | 327.139 | 0.8944
2019-02-14 05:00 | 36615.3464 | 508 | 372 | 1383 | 2984 | 62 | 38.86 | 0.5 | 8.96 | 404.7021 | 1.105% | 348.119 | 159.7784 | 7.643 | 295.5147 | 811.0551 | 2.0041
2019-02-14 06:00 | 40474.5074 | 623 | 294 | 2132 | 2840 | 55 | 11.77 | 2.18 | 17.87 | 469.3972 | 1.16% | 397.3834 | 40.1313 | 53.9017 | 588.575 | 1079.9914 | 2.3008
2019-02-14 07:00 | 41234.9352 | 350 | 267 | 2132 | 2840 | 8 | 12.04 | 1.89 | 14.23 | 485.1689 | 1.177% | 32.9447 | 37.8238 | 47.4107 | 475.5004 | 593.6796 | 1.2237
2019-02-14 08:00 | 40087.3193 | 359 | 227 | 2132 | 2840 | 6 | 10 | 2.5 | 11 | 461.7375 | 1.152% | 24.8104 | 26.1465 | 61.3925 | 359.8315 | 472.1809 | 1.0226
2019-02-14 09:00 | 39174.5097 | 360 | 264 | 2132 | 2840 | 6.97 | 10 | 1.85 | 8.95 | 432.9415 | 1.105% | 27.7307 | 29.1763 | 43.5898 | 280.9099 | 381.4066 | 0.88097
2019-02-14 10:00 | 38264.457 | 319 | 266 | 1902 | 2818 | 6 | 8.85 | 0.99 | 8.21 | 405.9667 | 1.061% | 20.3066 | 24.9758 | 19.9775 | 245.459 | 310.7189 | 0.76538
2019-02-14 11:00 | 37464.0696 | 284 | 270 | 1902 | 2818 | 5.49 | 17.25 | 0.98 | 7.52 | 382.2374 | 1.02% | 15.9078 | 47.5194 | 19.0176 | 216.2106 | 298.6554 | 0.78133
2019-02-14 12:00 | 36797.4036 | 258 | 268 | 1902 | 2818 | 4 | 4.16 | 0.99 | 4.2 | 382.2406 | 1.039% | 10.7201 | 11.581 | 19.5598 | 122.9447 | 164.8057 | 0.43116
2019-02-14 13:00 | 36682.1412 | 208 | 257 | 1902 | 2818 | 2.8 | 3.5 | 0.98 | 3 | 373.7849 | 1.019% | 5.9346 | 9.1658 | 18.9934 | 86.1448 | 120.2386 | 0.32168
2019-02-14 14:00 | 36531.6295 | 211 | 233 | 1643 | 2818 | 3.1 | 3.12 | 0.95 | 3.34 | 376.9815 | 1.032% | 6.7499 | 7.5017 | 16.1069 | 97.1267 | 127.4852 | 0.33817
2019-02-14 15:00 | 36433.261 | 254 | 211 | 1643 | 2818 | 3.17 | 1.27 | 0.95 | 3.37 | 380.1743 | 1.043% | 8.4019 | 2.7962 | 16.2872 | 99.0959 | 126.5812 | 0.33296
2019-02-14 16:00 | 36413.0039 | 254 | 212 | 1643 | 2818 | 3.72 | 1 | 0.95 | 3.92 | 397.9448 | 1.093% | 10.3263 | 2.3169 | 17.058 | 120.7239 | 150.4251 | 0.378
2019-02-14 17:00 | 36467.4463 | 355 | 204 | 1643 | 2818 | 8 | 1.11 | 0.96 | 10.54 | 419.7321 | 1.151% | 32.6878 | 2.6063 | 18.1541 | 341.8601 | 395.3083 | 0.94181
2019-02-14 18:00 | 37763.4335 | 413 | 335 | 1425 | 2840 | 26.08 | 7.89 | 0.79 | 29.11 | 462.9981 | 1.226% | 132.0582 | 32.4063 | 13.8022 | 1013.604 | 1191.8707 | 2.5742
2019-02-14 19:00 | 38078.0407 | 283 | 350 | 1425 | 2840 | 5 | 10 | 0.78 | 9.55 | 471.5458 | 1.238% | 17.5229 | 43.3428 | 13.7644 | 335.8698 | 410.5 | 0.87054
2019-02-14 20:00 | 37437.7763 | 178 | 377 | 1425 | 2840 | 2.68 | 6 | 0.78 | 7.01 | 462.952 | 1.237% | 5.899 | 27.9717 | 13.7447 | 246.1854 | 293.8008 | 0.63462
2019-02-14 21:00 | 36195.8199 | 428 | 398 | 1425 | 2840 | 6.09 | 6 | 0.74 | 6.09 | 418.0682 | 1.155% | 30.1058 | 27.5818 | 12.1797 | 199.7673 | 269.6345 | 0.64495
2019-02-14 22:00 | 34042.4557 | 320 | 438 | 1316 | 2984 | 5.84 | 10.73 | 0.53 | 6.24 | 368.4917 | 1.082% | 20.2288 | 50.8722 | 7.5499 | 201.5535 | 280.2043 | 0.76041
2019-02-14 23:00 | 31795.4884 | 241 | 341 | 1316 | 2984 | 4 | 12 | 0.51 | 8.48 | 322.2886 | 1.014% | 9.7714 | 41.4777 | 6.8031 | 256.4922 | 314.5444 | 0.97597
2019-02-15 | 30289.8667 | 236 | 320 | 1316 | 2984 | 8.38 | 14.68 | 0.48 | 8.58 | 296.7005 | 0.9795% | 19.3721 | 46.0147 | 6.1875 | 250.7882 | 322.3626 | 1.0865
2019-02-15 01:00 | 29546.9661 | 199 | 225 | 1316 | 2984 | 8 | 8.75 | 0.48 | 8.2 | 284.8013 | 0.9639% | 15.3452 | 18.9767 | 6.0887 | 235.8532 | 276.2638 | 0.97002
2019-02-15 02:00 | 29144.5325 | 225 | 192 | 1383 | 2984 | 8 | 7.81 | 0.49 | 8.04 | 283.0614 | 0.9712% | 17.4822 | 14.5638 | 6.5818 | 233.0121 | 271.6399 | 0.95965
2019-02-15 03:00 | 29201.1631 | 245 | 244 | 1383 | 2984 | 8.26 | 10 | 0.49 | 8.46 | 284.4325 | 0.974% | 19.7117 | 23.7667 | 6.6008 | 245.8941 | 295.9734 | 1.0406
2019-02-15 04:00 | 29995.7094 | 351 | 238 | 1383 | 2984 | 10 | 7.34 | 0.49 | 9.92 | 298.842 | 0.9963% | 34.9695 | 17.4043 | 6.7515 | 294.9123 | 354.0376 | 1.1847
2019-02-15 05:00 | 32244.9261 | 508 | 372 | 1383 | 2984 | 17.03 | 14.83 | 0.49 | 10.03 | 334.3444 | 1.037% | 89.7039 | 57.2027 | 7.0267 | 310.3362 | 464.2695 | 1.3886
2019-02-15 06:00 | 35871.4977 | 623 | 294 | 2132 | 2840 | 20.84 | 15.5 | 1.59 | 17.67 | 392.9267 | 1.095% | 142.2158 | 49.9161 | 37.1318 | 549.6888 | 778.9526 | 1.9824
2019-02-15 07:00 | 37331.0931 | 350 | 267 | 2132 | 2840 | 8 | 10 | 1.59 | 9.03 | 454.2786 | 1.217% | 34.0729 | 32.491 | 41.2511 | 312.074 | 419.8891 | 0.9243
2019-02-15 08:00 | 37247.4563 | 359 | 227 | 2132 | 2840 | 6 | 6.62 | 1.59 | 7.42 | 453.5547 | 1.218% | 26.2288 | 18.2986 | 41.2779 | 256.5992 | 342.4045 | 0.75494
2019-02-15 09:00 | 37295.6758 | 360 | 264 | 2132 | 2840 | 6 | 9.62 | 1.59 | 6.92 | 429.6281 | 1.152% | 24.8822 | 29.2559 | 39.0498 | 226.3907 | 319.5785 | 0.74385
2019-02-15 10:00 | 37420.2675 | 319 | 266 | 1902 | 2818 | 5.99 | 7.53 | 0.98 | 6.63 | 398.3552 | 1.065% | 20.3414 | 21.3226 | 19.8427 | 198.8924 | 260.3991 | 0.65369
2019-02-15 11:00 | 37576.6868 | 284 | 270 | 1902 | 2818 | 5.1 | 9.53 | 0.97 | 7.14 | 387.1619 | 1.03% | 14.9232 | 26.5113 | 19.0089 | 207.3067 | 267.7501 | 0.69157
2019-02-15 12:00 | 37764.8912 | 258 | 268 | 1902 | 2818 | 5 | 7.17 | 0.98 | 5.75 | 373.7745 | 0.9897% | 12.7677 | 19.0185 | 18.4484 | 160.3726 | 210.6071 | 0.56346
2019-02-15 13:00 | 38308.8925 | 208 | 257 | 1902 | 2818 | 4 | 5.51 | 0.97 | 5.14 | 383.3492 | 1.001% | 8.3257 | 14.1703 | 18.4619 | 144.9436 | 185.9015 | 0.48494
2019-02-15 14:00 | 38560.0029 | 211 | 233 | 1643 | 2818 | 2.01 | 5 | 0.94 | 5.75 | 388.8945 | 1.009% | 4.2773 | 11.7495 | 15.5762 | 163.4194 | 195.0224 | 0.50148
2019-02-15 15:00 | 38597.3134 | 254 | 211 | 1643 | 2818 | 4 | 3.5 | 0.94 | 5.75 | 409.4189 | 1.061% | 10.7772 | 7.8336 | 16.3823 | 171.8777 | 206.8708 | 0.50528
2019-02-15 16:00 | 38594.0944 | 254 | 212 | 1643 | 2818 | 4 | 0.01 | 0.94 | 8.1 | 416.0029 | 1.078% | 10.9514 | 0.022851 | 16.6472 | 246.0376 | 273.659 | 0.65783
2019-02-15 17:00 | 38414.9127 | 355 | 204 | 1643 | 2818 | 12.86 | 0.53 | 0.95 | 15.06 | 424.8511 | 1.106% | 50.4901 | 1.1958 | 17.2623 | 469.3566 | 538.3047 | 1.267
2019-02-15 18:00 | 39188.6126 | 413 | 335 | 1425 | 2840 | 35.83 | 5.78 | 0.78 | 36.38 | 431.9531 | 1.102% | 163.1074 | 21.3427 | 12.2514 | 1138.8271 | 1335.5286 | 3.0918
2019-02-15 19:00 | 39267.6904 | 283 | 350 | 1425 | 2840 | 5 | 13.35 | 0.79 | 12 | 434.4045 | 1.106% | 15.6536 | 51.6902 | 12.4538 | 377.0149 | 456.8125 | 1.0516
2019-02-15 20:00 | 38591.0634 | 178 | 377 | 1425 | 2840 | 2.01 | 6 | 0.77 | 6.92 | 417.4822 | 1.082% | 3.8705 | 24.4706 | 11.8702 | 212.6061 | 252.8173 | 0.60558
2019-02-15 21:00 | 37730.8727 | 428 | 398 | 1425 | 2840 | 6 | 8.11 | 0.74 | 6.2 | 390.6389 | 1.035% | 26.5873 | 33.4182 | 10.9176 | 182.3009 | 253.2238 | 0.64823
2019-02-15 22:00 | 36389.6227 | 320 | 438 | 1316 | 2984 | 5.22 | 8.11 | 0.52 | 5.51 | 364.0989 | 1.001% | 16.7133 | 35.5416 | 6.847 | 164.51 | 223.6119 | 0.61415
2019-02-15 23:00 | 34880.0224 | 241 | 341 | 1316 | 2984 | 4 | 6 | 0.5 | 4.61 | 348.3363 | 0.9987% | 9.6272 | 20.4328 | 6.5712 | 137.3794 | 174.0106 | 0.49955
2019-02-16 | 33614.7473 | 236 | 320 | 1316 | 2984 | 1 | 8 | 0.47 | 3.11 | 302.4605 | 0.8998% | 2.1235 | 23.0345 | 5.5654 | 83.5022 | 114.2256 | 0.37765
2019-02-16 01:00 | 32930.6854 | 199 | 225 | 1316 | 2984 | 0.44 | 4.01 | 0.47 | 2.9 | 282.298 | 0.8572% | 0.75061 | 7.7345 | 5.3023 | 74.1829 | 87.9703 | 0.31162
2019-02-16 02:00 | 32689.3904 | 225 | 192 | 1383 | 2984 | 0.57 | 3.5 | 0.48 | 2.7 | 276.0925 | 0.8446% | 1.0832 | 5.6757 | 5.6068 | 68.0472 | 80.4128 | 0.29125
2019-02-16 03:00 | 32710.7449 | 245 | 244 | 1383 | 2984 | 1.38 | 4.01 | 0.48 | 3.11 | 283.3635 | 0.8663% | 2.9289 | 8.4759 | 5.7506 | 80.392 | 97.5474 | 0.34425
2019-02-16 04:00 | 33207.2952 | 351 | 238 | 1383 | 2984 | 3.24 | 3.5 | 0.48 | 3.11 | 288.433 | 0.8686% | 9.8779 | 7.2353 | 5.766 | 80.6066 | 103.4858 | 0.35879
2019-02-16 05:00 | 34237.4876 | 508 | 372 | 1383 | 2984 | 5.37 | 10.55 | 0.49 | 5.04 | 311.0891 | 0.9086% | 24.7868 | 35.6597 | 6.1575 | 136.6508 | 203.2549 | 0.65337
2019-02-16 06:00 | 36031.3336 | 623 | 294 | 2132 | 2840 | 7.47 | 4.01 | 2.1 | 7.25 | 353.6318 | 0.9815% | 45.6751 | 11.5708 | 43.9418 | 202.0819 | 303.2696 | 0.85759
2019-02-16 07:00 | 38049.0628 | 350 | 267 | 2132 | 2840 | 4.88 | 3.5 | 2.1 | 6.88 | 430.6448 | 1.132% | 19.3314 | 10.5768 | 50.6736 | 221.1475 | 301.7293 | 0.70065
2019-02-16 08:00 | 40001.4046 | 359 | 227 | 2132 | 2840 | 7.72 | 2.68 | 2.5 | 13.44 | 501.4848 | 1.254% | 34.7452 | 7.6268 | 66.8205 | 478.5201 | 587.7125 | 1.1719
2019-02-16 09:00 | 41246.3756 | 360 | 264 | 2132 | 2840 | 10.21 | 3.5 | 2.71 | 16.27 | 549.0426 | 1.331% | 48.927 | 12.2996 | 76.9089 | 615.0722 | 753.2078 | 1.3719
2019-02-16 10:00 | 41917.038 | 319 | 266 | 1902 | 2818 | 4.25 | 1 | 0.97 | 9.99 | 562.4852 | 1.342% | 18.1928 | 3.5695 | 24.7573 | 377.7696 | 424.2891 | 0.75431
2019-02-16 11:00 | 41865.3398 | 284 | 270 | 1902 | 2818 | 3 | 3.23 | 0.97 | 4.75 | 540.9041 | 1.292% | 11.0079 | 11.2676 | 23.8368 | 172.9419 | 219.0543 | 0.40498
2019-02-16 12:00 | 41293.8629 | 258 | 268 | 1902 | 2818 | 2.01 | 3.36 | 0.97 | 3.43 | 509.7776 | 1.235% | 6.4019 | 11.1165 | 22.776 | 119.3247 | 159.6192 | 0.31312
2019-02-16 13:00 | 40552.4612 | 208 | 257 | 1902 | 2818 | 3 | 6.23 | 0.97 | 5.56 | 470.1304 | 1.159% | 7.2341 | 18.5619 | 21.3886 | 181.6423 | 228.8269 | 0.48673
2019-02-16 14:00 | 39887.4668 | 211 | 233 | 1643 | 2818 | 4 | 10.51 | 0.93 | 8.75 | 454.0189 | 1.138% | 9.6068 | 27.8738 | 17.3923 | 280.6639 | 335.5368 | 0.73904
2019-02-16 15:00 | 39409.486 | 254 | 211 | 1643 | 2818 | 4 | 8.69 | 0.93 | 8.75 | 422.8432 | 1.073% | 10.9011 | 19.6735 | 16.3945 | 264.5621 | 311.5312 | 0.73675
2019-02-16 16:00 | 39304.2923 | 254 | 212 | 1643 | 2818 | 4 | 10.97 | 0.93 | 10.66 | 405.3048 | 1.031% | 10.477 | 23.9819 | 15.7566 | 309.7704 | 359.9859 | 0.88819
2019-02-16 17:00 | 39782.3883 | 355 | 204 | 1643 | 2818 | 8 | 8.21 | 0.94 | 12.54 | 415.0606 | 1.043% | 29.6305 | 17.4741 | 16.1134 | 368.6882 | 431.9061 | 1.0406
2019-02-16 18:00 | 40864.874 | 413 | 335 | 1425 | 2840 | 16.97 | 37.35 | 0.79 | 18.85 | 453.5076 | 1.11% | 77.7797 | 138.8577 | 12.4933 | 594.1062 | 823.2369 | 1.8153
2019-02-16 19:00 | 41033.7089 | 283 | 350 | 1425 | 2840 | 5 | 35.78 | 0.79 | 12 | 467.0467 | 1.138% | 16.1056 | 142.5371 | 12.8133 | 387.8994 | 559.3554 | 1.1976
2019-02-16 20:00 | 40346.0963 | 178 | 377 | 1425 | 2840 | 3 | 31.53 | 0.76 | 12.48 | 454.4009 | 1.126% | 6.0142 | 133.8761 | 12.1974 | 399.1816 | 551.2693 | 1.2132
2019-02-16 21:00 | 39431.8063 | 428 | 398 | 1425 | 2840 | 16.59 | 46.59 | 0.73 | 16.2 | 440.8793 | 1.118% | 79.3895 | 207.3237 | 11.6308 | 514.4065 | 812.7505 | 1.8435
2019-02-16 22:00 | 37873.512 | 320 | 438 | 1316 | 2984 | 6 | 43.3 | 0.54 | 8.11 | 398.8246 | 1.053% | 20.2184 | 199.7139 | 7.4833 | 254.8391 | 482.2548 | 1.2092
2019-02-16 23:00 | 36110.9016 | 241 | 341 | 1316 | 2984 | 4 | 30 | 0.49 | 12.26 | 355.1954 | 0.9836% | 9.4821 | 100.6247 | 6.3428 | 359.8474 | 476.297 | 1.3409
2019-02-17 | 34577.2249 | 236 | 320 | 1316 | 2984 | 3.51 | 50 | 0.46 | 8.11 | 329.1128 | 0.9518% | 7.8845 | 152.2912 | 5.7619 | 230.3427 | 396.2802 | 1.2041
2019-02-17 01:00 | 33435.1943 | 199 | 225 | 1316 | 2984 | 2.01 | 10 | 0.46 | 7.88 | 311.7634 | 0.9324% | 3.7297 | 20.9799 | 5.6446 | 219.2534 | 249.6076 | 0.80063
2019-02-17 02:00 | 32852.8118 | 225 | 192 | 1383 | 2984 | 3.68 | 8 | 0.49 | 8.11 | 302.4773 | 0.9207% | 7.6234 | 14.142 | 6.2393 | 222.8127 | 250.8175 | 0.82921
2019-02-17 03:00 | 32611.3414 | 245 | 244 | 1383 | 2984 | 3.17 | 8 | 0.47 | 7.25 | 296.1142 | 0.908% | 7.0521 | 17.7244 | 5.9022 | 196.4388 | 227.1174 | 0.76699
2019-02-17 04:00 | 32737.1907 | 351 | 238 | 1383 | 2984 | 5 | 4.59 | 0.47 | 5.01 | 300.6524 | 0.9184% | 16.1176 | 10.0326 | 5.9696 | 137.2966 | 169.4164 | 0.5635
2019-02-17 05:00 | 33359.929 | 508 | 372 | 1383 | 2984 | 5.95 | 30 | 0.49 | 5.64 | 335.373 | 1.005% | 30.3867 | 112.1934 | 6.8127 | 169.1924 | 318.5853 | 0.94994
2019-02-17 06:00 | 34463.25 | 623 | 294 | 2132 | 2840 | 8.23 | 28.6 | 2.26 | 8.11 | 367.8395 | 1.067% | 54.7255 | 89.7461 | 51.4278 | 245.8337 | 441.7331 | 1.2009
2019-02-17 07:00 | 35833.1445 | 350 | 267 | 2132 | 2840 | 6.61 | 10.51 | 1.75 | 6.84 | 411.2621 | 1.148% | 26.5524 | 32.2068 | 42.8212 | 222.9504 | 324.5308 | 0.78911
2019-02-17 08:00 | 37430.6546 | 359 | 227 | 2132 | 2840 | 5 | 4.12 | 2.23 | 6.87 | 436.6507 | 1.167% | 20.9397 | 10.9101 | 55.4624 | 227.605 | 314.9173 | 0.72121
2019-02-17 09:00 | 38640.8968 | 360 | 264 | 2132 | 2840 | 4 | 22.88 | 2.5 | 6.39 | 451.3261 | 1.168% | 16.8192 | 70.551 | 62.2545 | 211.9642 | 361.5888 | 0.80117
2019-02-17 10:00 | 38658.5322 | 319 | 266 | 1902 | 2818 | 4 | 26.51 | 0.97 | 5.55 | 450.487 | 1.165% | 14.8692 | 82.1728 | 21.499 | 182.2514 | 300.7925 | 0.66771
2019-02-17 11:00 | 37737.748 | 284 | 270 | 1902 | 2818 | 4.39 | 28.13 | 0.97 | 5.49 | 430.5067 | 1.141% | 14.2229 | 86.6438 | 21.0468 | 176.4888 | 298.4023 | 0.69314
2019-02-17 12:00 | 36879.2226 | 258 | 268 | 1902 | 2818 | 3.99 | 27.21 | 0.97 | 5 | 414.3214 | 1.123% | 11.5651 | 81.9255 | 20.7271 | 158.2948 | 272.5124 | 0.65773
2019-02-17 13:00 | 36104.8987 | 208 | 257 | 1902 | 2818 | 2.01 | 26.51 | 0.97 | 3.7 | 399.6838 | 1.107% | 4.6282 | 75.4212 | 20.4236 | 115.4232 | 215.8962 | 0.54017
2019-02-17 14:00 | 35317.3339 | 211 | 233 | 1643 | 2818 | 0.77 | 8.61 | 0.92 | 3 | 388.0491 | 1.099% | 1.7851 | 22.0423 | 16.6083 | 92.8883 | 133.324 | 0.34358
2019-02-17 15:00 | 34868.2874 | 254 | 211 | 1643 | 2818 | 2.01 | 4.69 | 0.92 | 3 | 390.0843 | 1.119% | 5.7116 | 11.0709 | 16.9104 | 94.578 | 128.2709 | 0.32883
2019-02-17 16:00 | 35196.0784 | 254 | 212 | 1643 | 2818 | 2.01 | 5.54 | 0.92 | 3 | 401.1031 | 1.14% | 5.8182 | 13.3847 | 17.2261 | 96.3438 | 132.7728 | 0.33102
2019-02-17 17:00 | 36126.4284 | 355 | 204 | 1643 | 2818 | 7.8 | 3.5 | 0.93 | 8 | 431.4795 | 1.194% | 33.0718 | 8.5277 | 18.2497 | 269.2564 | 329.1057 | 0.76274
2019-02-17 18:00 | 38314.6393 | 413 | 335 | 1425 | 2840 | 19.89 | 32 | 0.91 | 22.49 | 472.9833 | 1.234% | 101.4065 | 132.3353 | 16.008 | 788.4767 | 1038.2266 | 2.1951
2019-02-17 19:00 | 39497.6793 | 283 | 350 | 1425 | 2840 | 3.74 | 36.49 | 0.79 | 6.4 | 488.0189 | 1.236% | 13.0775 | 157.8 | 13.9094 | 224.576 | 409.3628 | 0.83883
2019-02-17 20:00 | 39513.04 | 178 | 377 | 1425 | 2840 | 0.42 | 28.91 | 0.75 | 4.28 | 484.5058 | 1.226% | 0.9167 | 133.6435 | 13.1049 | 149.0461 | 296.7113 | 0.6124
2019-02-17 21:00 | 39072.2734 | 428 | 398 | 1425 | 2840 | 4 | 38.12 | 0.72 | 3.66 | 464.0112 | 1.188% | 20.3312 | 180.1755 | 12.1845 | 123.4409 | 336.1322 | 0.72441
2019-02-17 22:00 | 37780.0927 | 320 | 438 | 1316 | 2984 | 3.49 | 75 | 0.53 | 3.11 | 435.417 | 1.153% | 12.8712 | 378.5975 | 8.0385 | 106.9551 | 506.4622 | 1.1632
2019-02-17 23:00 | 36150.5569 | 241 | 341 | 1316 | 2984 | 2.57 | 20 | 0.48 | 3 | 391.2372 | 1.082% | 6.7031 | 73.809 | 6.8363 | 96.8825 | 184.2309 | 0.47089
2019-02-18 | 35099.7548 | 236 | 320 | 1316 | 2984 | 2.01 | 14 | 0.45 | 2 | 369.8201 | 1.054% | 4.998 | 47.2024 | 6.2396 | 62.8804 | 121.3204 | 0.32805
2019-02-18 01:00 | 34622.4443 | 199 | 225 | 1316 | 2984 | 1 | 7.02 | 0.45 | 1.11 | 373.952 | 1.08% | 2.1494 | 17.0599 | 6.3963 | 35.775 | 61.3806 | 0.16414
2019-02-18 02:00 | 34778.0641 | 225 | 192 | 1383 | 2984 | 1.98 | 4.01 | 0.48 | 1.98 | 388.6741 | 1.118% | 4.9788 | 8.6045 | 7.419 | 66.0304 | 87.0328 | 0.22392
2019-02-18 03:00 | 35340.5009 | 245 | 244 | 1383 | 2984 | 1.11 | 5.38 | 0.46 | 1.11 | 405.9236 | 1.149% | 3.1236 | 15.078 | 7.3072 | 38.0446 | 63.5535 | 0.15657
2019-02-18 04:00 | 36709.0667 | 351 | 238 | 1383 | 2984 | 2.95 | 3.5 | 0.46 | 2.54 | 447.1331 | 1.218% | 12.6123 | 10.1463 | 7.749 | 92.32 | 122.8276 | 0.2747
2019-02-18 05:00 | 39495.4703 | 508 | 372 | 1383 | 2984 | 3.65 | 8 | 0.49 | 3.26 | 501.499 | 1.27% | 23.544 | 37.7882 | 8.6048 | 123.5205 | 193.4575 | 0.38576
2019-02-18 06:00 | 43278.664 | 623 | 294 | 2132 | 2840 | 12.83 | 3.5 | 4 | 13.72 | 560.8954 | 1.296% | 103.5912 | 13.3359 | 110.5236 | 504.9873 | 732.438 | 1.3058
2019-02-18 07:00 | 45446.1129 | 350 | 267 | 2132 | 2840 | 8.66 | 3.11 | 3.76 | 13.66 | 603.0109 | 1.327% | 40.2174 | 11.0179 | 106.3661 | 514.7513 | 672.3528 | 1.115
2019-02-18 08:00 | 45995.2246 | 359 | 227 | 2132 | 2840 | 6 | 0.69 | 3.24 | 8.58 | 608.9675 | 1.324% | 28.5185 | 2.0737 | 91.4563 | 322.6168 | 444.6654 | 0.7302
2019-02-18 09:00 | 45953.8506 | 360 | 264 | 2132 | 2840 | 4 | 3.11 | 2.99 | 7.45 | 583.8655 | 1.271% | 18.2959 | 10.4317 | 80.9933 | 268.8225 | 378.5434 | 0.64834
2019-02-18 10:00 | 45231.1581 | 319 | 266 | 1902 | 2818 | 4 | 2.11 | 0.97 | 5.17 | 554.289 | 1.225% | 15.6368 | 6.878 | 22.609 | 178.5378 | 223.6616 | 0.40351
2019-02-18 11:00 | 44097.5937 | 284 | 270 | 1902 | 2818 | 3.14 | 3.11 | 1.22 | 3.22 | 519.6732 | 1.178% | 10.509 | 9.8955 | 27.3455 | 106.9331 | 154.6832 | 0.29765
2019-02-18 12:00 | 42838.0149 | 258 | 268 | 1902 | 2818 | 1.82 | 3.11 | 1.15 | 3 | 491.6764 | 1.148% | 5.3894 | 9.5663 | 25.1049 | 97.0314 | 137.092 | 0.27883
2019-02-18 13:00 | 41868.914 | 208 | 257 | 1902 | 2818 | 0.82 | 5.67 | 0.97 | 3 | 462.9499 | 1.106% | 1.8859 | 16.1123 | 20.3997 | 93.477 | 131.8749 | 0.28486
2019-02-18 14:00 | 41127.5765 | 211 | 233 | 1643 | 2818 | 0.3 | 4.01 | 0.91 | 2.46 | 442.7091 | 1.076% | 0.68138 | 10.0574 | 16.094 | 74.6211 | 101.4539 | 0.22917
2019-02-18 15:00 | 40896.1406 | 254 | 211 | 1643 | 2818 | 0.54 | 3.59 | 0.91 | 2.11 | 441.1076 | 1.079% | 1.4794 | 8.1703 | 16.1265 | 64.1336 | 89.9099 | 0.20383
2019-02-18 16:00 | 41360.4378 | 254 | 212 | 1643 | 2818 | 0.01 | 3.5 | 0.91 | 1.95 | 447.8044 | 1.083% | 0.0275 | 8.0335 | 16.1876 | 59.4948 | 83.7434 | 0.18701
2019-02-18 17:00 | 42590.8284 | 355 | 204 | 1643 | 2818 | 2.82 | 2.29 | 0.97 | 5.55 | 492.8615 | 1.157% | 11.5847 | 5.406 | 18.4424 | 180.9851 | 216.4182 | 0.43911
2019-02-18 18:00 | 45025.4661 | 413 | 335 | 1425 | 2840 | 8 | 9.59 | 0.9 | 8.2 | 560.5824 | 1.245% | 41.1359 | 39.9986 | 15.9676 | 289.9435 | 387.0456 | 0.69043
2019-02-18 19:00 | 45990.5264 | 283 | 350 | 1425 | 2840 | 2.12 | 13.79 | 0.79 | 6 | 594.9711 | 1.294% | 7.7616 | 62.4396 | 14.5636 | 220.4434 | 305.2082 | 0.51298
2019-02-18 20:00 | 45568.3453 | 178 | 377 | 1425 | 2840 | 0.59 | 11.92 | 0.79 | 4.55 | 587.1384 | 1.288% | 1.3532 | 57.9022 | 14.505 | 166.4972 | 240.2576 | 0.4092
2019-02-18 21:00 | 44261.1162 | 428 | 398 | 1425 | 2840 | 4.44 | 16.26 | 0.74 | 4.44 | 561.6466 | 1.269% | 24.1139 | 82.1191 | 13.381 | 160.0081 | 279.6222 | 0.49786
2019-02-18 22:00 | 42005.6448 | 320 | 438 | 1316 | 2984 | 2.01 | 30 | 0.54 | 1.67 | 528.2286 | 1.258% | 8.0884 | 165.2379 | 8.9364 | 62.6657 | 244.9283 | 0.46368
2019-02-18 23:00 | 39847.0101 | 241 | 341 | 1316 | 2984 | 2.62 | 9.11 | 0.47 | 2.82 | 501.8083 | 1.259% | 7.9517 | 39.1214 | 7.7893 | 105.9717 | 160.8341 | 0.32051
2019-02-19 | 38490.552 | 236 | 320 | 1316 | 2984 | 1 | 14 | 0.49 | 3.27 | 491.6577 | 1.277% | 3.0145 | 57.2251 | 8.2368 | 124.6394 | 193.1159 | 0.39279
2019-02-19 01:00 | 37853.8828 | 199 | 225 | 1316 | 2984 | 0.01 | 7.09 | 0.49 | 3.37 | 489.2529 | 1.292% | 0.02572 | 20.6182 | 8.3344 | 129.9726 | 158.9509 | 0.32489
2019-02-19 02:00 | 37532.5651 | 225 | 192 | 1383 | 2984 | 0.47 | 3.61 | 0.49 | 4.44 | 485.0125 | 1.292% | 1.3665 | 8.9568 | 8.7572 | 171.209 | 190.2895 | 0.39234
2019-02-19 03:00 | 37649.902 | 245 | 244 | 1383 | 2984 | 1 | 8.11 | 0.49 | 4.69 | 484.3491 | 1.286% | 3.1518 | 25.4569 | 8.7179 | 180.0389 | 217.3655 | 0.44878
2019-02-19 04:00 | 38634.2399 | 351 | 238 | 1383 | 2984 | 3.72 | 4.01 | 0.49 | 4.18 | 500.7059 | 1.296% | 16.9223 | 12.3689 | 8.7827 | 161.6536 | 199.7276 | 0.39889
2019-02-19 05:00 | 41331.3431 | 508 | 372 | 1383 | 2984 | 5.8 | 8 | 0.5 | 6 | 549.7215 | 1.33% | 39.1882 | 39.5819 | 9.1972 | 238.1295 | 326.0968 | 0.5932
2019-02-19 06:00 | 45495.6334 | 623 | 294 | 2132 | 2840 | 12.12 | 2.41 | 4.99 | 12.12 | 636.3611 | 1.399% | 105.6148 | 9.9106 | 148.8064 | 481.4541 | 745.7858 | 1.172
2019-02-19 07:00 | 47065.513 | 350 | 267 | 2132 | 2840 | 8 | 2.61 | 4.99 | 11.69 | 676.0158 | 1.436% | 40.2172 | 10.0093 | 152.8065 | 476.8556 | 679.8887 | 1.0057
2019-02-19 08:00 | 46858.6422 | 359 | 227 | 2132 | 2840 | 6 | 0.74 | 4.99 | 7.94 | 682.2625 | 1.456% | 31.3623 | 2.4458 | 154.8993 | 328.3225 | 517.0299 | 0.75782
2019-02-19 09:00 | 47276.3056 | 360 | 264 | 2132 | 2840 | 5.89 | 2.61 | 4.93 | 8.05 | 693.5658 | 1.467% | 31.1073 | 10.1085 | 154.1978 | 335.3964 | 530.81 | 0.76533
2019-02-19 10:00 | 47761.6259 | 319 | 266 | 1902 | 2818 | 5.66 | 2.61 | 2.5 | 11.91 | 704.8566 | 1.476% | 26.6458 | 10.2458 | 70.1733 | 495.3069 | 602.3718 | 0.8546
2019-02-19 11:00 | 47751.5596 | 284 | 270 | 1902 | 2818 | 4 | 2.61 | 2.5 | 9.64 | 704.9629 | 1.476% | 16.7709 | 10.4036 | 70.1987 | 401.0484 | 498.4216 | 0.70702
2019-02-19 12:00 | 47477.1266 | 258 | 268 | 1902 | 2818 | 3.2 | 2.61 | 1.55 | 7.66 | 702.9953 | 1.481% | 12.2247 | 10.3572 | 43.6526 | 319.6228 | 385.8573 | 0.54888
2019-02-19 13:00 | 47203.9947 | 208 | 257 | 1902 | 2818 | 1.47 | 2.11 | 1.47 | 6.68 | 698.1303 | 1.479% | 4.5221 | 8.02 | 41.351 | 278.4038 | 332.2969 | 0.47598
2019-02-19 14:00 | 46795.4746 | 211 | 233 | 1643 | 2818 | 2.01 | 1.15 | 0.97 | 6.12 | 691.0465 | 1.477% | 6.263 | 3.9569 | 23.5349 | 254.6806 | 288.4354 | 0.41739
2019-02-19 15:00 | 46666.6416 | 254 | 211 | 1643 | 2818 | 4 | 0.28 | 0.97 | 6.54 | 700.1856 | 1.5% | 15.244 | 0.88644 | 23.912 | 276.5192 | 316.5617 | 0.45211
2019-02-19 16:00 | 47223.1227 | 254 | 212 | 1643 | 2818 | 3.7 | 0.42 | 0.97 | 8.92 | 719.3381 | 1.523% | 14.3157 | 1.3563 | 24.2766 | 382.899 | 422.8476 | 0.58783
2019-02-19 17:00 | 48190.8629 | 355 | 204 | 1643 | 2818 | 8 | 1.33 | 0.97 | 12.39 | 747.219 | 1.551% | 44.0354 | 4.2069 | 24.7111 | 541.3717 | 614.3251 | 0.82215
2019-02-19 18:00 | 49455.1429 | 413 | 335 | 1425 | 2840 | 26.84 | 3.5 | 0.89 | 33.77 | 781.7988 | 1.581% | 175.2331 | 18.5352 | 20.0488 | 1516.1178 | 1729.9348 | 2.2128
2019-02-19 19:00 | 49371.7034 | 283 | 350 | 1425 | 2840 | 5.6 | 5 | 0.79 | 18.51 | 782.9404 | 1.586% | 25.1319 | 27.7516 | 17.8522 | 833.6338 | 904.3696 | 1.1551
2019-02-19 20:00 | 48399.7317 | 178 | 377 | 1425 | 2840 | 1.59 | 5 | 0.79 | 15.87 | 756.8695 | 1.564% | 4.4258 | 29.4774 | 17.6043 | 704.812 | 756.3196 | 0.99927
2019-02-19 21:00 | 46613.8974 | 428 | 398 | 1425 | 2840 | 9.56 | 4.01 | 0.79 | 10.04 | 714.8038 | 1.533% | 62.7441 | 24.4737 | 17.2629 | 437.2436 | 541.7243 | 0.75786
2019-02-19 22:00 | 43801.9261 | 320 | 438 | 1316 | 2984 | 4.48 | 8.11 | 0.74 | 6.15 | 646.241 | 1.475% | 21.1509 | 52.4078 | 14.3678 | 270.7542 | 358.6807 | 0.55503
2019-02-19 23:00 | 41325.8746 | 241 | 341 | 1316 | 2984 | 3 | 6 | 0.52 | 3.82 | 598.0115 | 1.447% | 10.4623 | 29.6069 | 9.9025 | 164.949 | 214.9207 | 0.35939
2019-02-20 | 39825.9645 | 236 | 320 | 1316 | 2984 | 2.11 | 7 | 0.5 | 2.61 | 576.082 | 1.446% | 7.203 | 32.4016 | 9.518 | 112.6568 | 161.7793 | 0.28083
2019-02-20 01:00 | 39139.8691 | 199 | 225 | 1316 | 2984 | 0.08 | 2.61 | 0.48 | 1.61 | 558.6562 | 1.427% | 0.22723 | 8.382 | 9.0162 | 68.5725 | 86.1979 | 0.1543
2019-02-20 02:00 | 38963.8632 | 225 | 192 | 1383 | 2984 | 0.1 | 2.61 | 0.49 | 1.61 | 558.2542 | 1.433% | 0.32237 | 7.1798 | 9.7093 | 68.8327 | 86.0442 | 0.15413
2019-02-20 03:00 | 39455.6806 | 245 | 244 | 1383 | 2984 | 1 | 4.01 | 0.49 | 1.61 | 561.4906 | 1.423% | 3.4866 | 13.9241 | 9.6439 | 68.3688 | 95.4233 | 0.16995
2019-02-20 04:00 | 40814.3014 | 351 | 238 | 1383 | 2984 | 2.6 | 3.5 | 0.5 | 2.47 | 540.596 | 1.325% | 12.0876 | 11.0333 | 9.1591 | 97.6239 | 129.9039 | 0.2403
2019-02-20 05:00 | 43663.5042 | 508 | 372 | 1383 | 2984 | 6.11 | 3.86 | 0.49 | 6 | 587.6579 | 1.346% | 41.7745 | 19.3257 | 9.1206 | 240.9661 | 311.187 | 0.52954
2019-02-20 06:00 | 47853.0742 | 623 | 294 | 2132 | 2840 | 26.87 | 2.11 | 4.25 | 26.87 | 690.6611 | 1.443% | 241.6078 | 8.9533 | 130.777 | 1101.3901 | 1482.7282 | 2.1468
2019-02-20 07:00 | 48960.8665 | 350 | 267 | 2132 | 2840 | 8 | 1.14 | 3.3 | 13.85 | 728.9271 | 1.489% | 41.6863 | 4.5316 | 104.7457 | 585.6028 | 736.5663 | 1.0105
2019-02-20 08:00 | 47443.8531 | 359 | 227 | 2132 | 2840 | 4 | 0.28 | 3.07 | 8.91 | 684.4328 | 1.443% | 20.716 | 0.91693 | 94.4227 | 365.0454 | 481.101 | 0.70292
2019-02-20 09:00 | 45541.0231 | 360 | 264 | 2132 | 2840 | 3.14 | 1.5 | 3.23 | 6.29 | 614.1615 | 1.349% | 15.2445 | 5.3404 | 92.8687 | 240.9067 | 354.3603 | 0.57698
2019-02-20 10:00 | 43522.8506 | 319 | 266 | 1902 | 2818 | 1.79 | 2.61 | 1.79 | 4.02 | 551.7412 | 1.268% | 7.2387 | 8.8012 | 43.16 | 143.6102 | 202.8101 | 0.36758
2019-02-20 11:00 | 41388.0901 | 284 | 270 | 1902 | 2818 | 1 | 2.61 | 0.99 | 3 | 500.974 | 1.21% | 3.4376 | 8.5299 | 22.7922 | 102.3298 | 137.0895 | 0.27365
2019-02-20 12:00 | 39544.6318 | 258 | 268 | 1902 | 2818 | 1 | 2.13 | 1.22 | 3.07 | 461.6073 | 1.167% | 3.0117 | 6.6635 | 27.0867 | 100.9868 | 137.7485 | 0.29841
2019-02-20 13:00 | 38274.4095 | 208 | 257 | 1902 | 2818 | 0.01 | 3.06 | 0.99 | 2.83 | 432.3679 | 1.13% | 0.023497 | 8.8838 | 21.2711 | 90.0891 | 120.2676 | 0.27816
2019-02-20 14:00 | 37247.7477 | 211 | 233 | 1643 | 2818 | 0.01 | 2.76 | 0.96 | 2.41 | 406.5498 | 1.091% | 0.02303 | 7.0191 | 17.2156 | 74.1262 | 98.3839 | 0.242
2019-02-20 15:00 | 36723.9951 | 254 | 211 | 1643 | 2818 | 0.32 | 2.21 | 0.96 | 2.87 | 398.7045 | 1.086% | 0.88244 | 5.0626 | 17.1242 | 87.806 | 110.8752 | 0.27809
2019-02-20 16:00 | 36804.4768 | 254 | 212 | 1643 | 2818 | 0.59 | 1.94 | 0.96 | 3.17 | 406.5707 | 1.105% | 1.6555 | 4.5433 | 17.4239 | 98.6815 | 122.3041 | 0.30082
2019-02-20 17:00 | 37550.8255 | 355 | 204 | 1643 | 2818 | 3.69 | 0.56 | 0.96 | 7.38 | 428.4662 | 1.141% | 14.9469 | 1.3035 | 17.9972 | 237.2982 | 271.5459 | 0.63376
2019-02-20 18:00 | 39763.5527 | 413 | 335 | 1425 | 2840 | 17.52 | 8.09 | 0.88 | 22.46 | 480.6233 | 1.209% | 87.4589 | 32.7577 | 15.1571 | 770.9882 | 906.3619 | 1.8858
2019-02-20 19:00 | 41047.4986 | 283 | 350 | 1425 | 2840 | 5 | 8.11 | 0.78 | 10.65 | 514.8475 | 1.254% | 17.748 | 35.6025 | 13.9412 | 379.3673 | 446.659 | 0.86756
2019-02-20 20:00 | 41001.5358 | 178 | 377 | 1425 | 2840 | 2.01 | 6 | 0.78 | 7.73 | 493.3919 | 1.203% | 4.3053 | 27.2198 | 13.3752 | 264.1738 | 309.0742 | 0.62643
2019-02-20 21:00 | 40231.7207 | 428 | 398 | 1425 | 2840 | 6.65 | 6 | 0.79 | 7.11 | 477.8503 | 1.188% | 33.8056 | 28.3634 | 13.371 | 239.8343 | 315.3742 | 0.65999
2019-02-20 22:00 | 38447.1881 | 320 | 438 | 1316 | 2984 | 4.79 | 12.91 | 0.54 | 4.99 | 441.5681 | 1.149% | 17.6043 | 64.9432 | 8.1617 | 171.0143 | 261.7235 | 0.59271
2019-02-20 23:00 | 36576.512 | 241 | 341 | 1316 | 2984 | 4 | 6.69 | 0.51 | 4.2 | 416.666 | 1.139% | 10.9815 | 25.9876 | 7.6456 | 142.769 | 187.3837 | 0.44972
2019-02-21 | 35290.0003 | 236 | 320 | 1316 | 2984 | 2.01 | 9 | 0.5 | 4 | 391.6488 | 1.11% | 5.2645 | 31.9623 | 7.3025 | 132.4659 | 176.9951 | 0.45192
2019-02-21 01:00 | 34805.2054 | 199 | 225 | 1316 | 2984 | 1 | 5.51 | 0.49 | 4 | 388.0821 | 1.115% | 2.2189 | 13.8234 | 7.19 | 133.0878 | 156.3201 | 0.4028
2019-02-21 02:00 | 34726.4495 | 225 | 192 | 1383 | 2984 | 2.01 | 4.16 | 0.49 | 4 | 388.8066 | 1.12% | 5.0635 | 8.9427 | 7.5874 | 133.6386 | 155.2322 | 0.39925
2019-02-21 03:00 | 34972.6972 | 245 | 244 | 1383 | 2984 | 3.65 | 7 | 0.49 | 4 | 391.8115 | 1.12% | 10.0186 | 19.1353 | 7.5922 | 133.7232 | 170.4693 | 0.43508
2019-02-21 04:00 | 35943.5452 | 351 | 238 | 1383 | 2984 | 4.19 | 5.3 | 0.5 | 4.01 | 406.2249 | 1.13% | 16.6214 | 14.256 | 7.8152 | 135.2349 | 173.9275 | 0.42816
2019-02-21 05:00 | 38564.1767 | 508 | 372 | 1383 | 2984 | 7 | 30 | 0.49 | 6.45 | 445.6796 | 1.156% | 41.0961 | 128.9742 | 7.8317 | 222.432 | 400.334 | 0.89826
2019-02-21 06:00 | 42474.2653 | 623 | 294 | 2132 | 2840 | 26.84 | 19.29 | 4.36 | 24.99 | 512.152 | 1.206% | 201.6246 | 68.3837 | 112.0848 | 855.771 | 1237.8641 | 2.417
2019-02-21 07:00 | 43486.6728 | 350 | 267 | 2132 | 2840 | 8.17 | 10 | 2.99 | 12.13 | 541.3023 | 1.245% | 35.5938 | 33.2349 | 79.3491 | 428.808 | 576.9858 | 1.0659
2019-02-21 08:00 | 43004.012 | 359 | 227 | 2132 | 2840 | 4.36 | 5.51 | 2.75 | 5.08 | 530.2378 | 1.233% | 19.2993 | 15.4219 | 72.2906 | 177.8868 | 284.8986 | 0.5373
2019-02-21 09:00 | 42977.8805 | 360 | 264 | 2132 | 2840 | 6 | 7 | 2.99 | 9.26 | 557.4313 | 1.297% | 28.0156 | 23.9689 | 82.6808 | 341.0953 | 475.7606 | 0.85349
2019-02-21 10:00 | 43011.1315 | 319 | 266 | 1902 | 2818 | 6 | 16.51 | 1.85 | 14.19 | 508.9211 | 1.183% | 22.647 | 51.9635 | 41.6344 | 473.1436 | 589.3885 | 1.1581
2019-02-21 11:00 | 42705.9648 | 284 | 270 | 1902 | 2818 | 5 | 11.13 | 1.24 | 8.55 | 477.6394 | 1.118% | 15.8818 | 33.6102 | 26.3781 | 269.4751 | 345.3452 | 0.72302
2019-02-21 12:00 | 42124.5771 | 258 | 268 | 1902 | 2818 | 5 | 9.98 | 1.41 | 6.27 | 481.4703 | 1.143% | 14.7443 | 30.5703 | 30.6523 | 201.9494 | 277.9163 | 0.57722
2019-02-21 13:00 | 41664.7213 | 208 | 257 | 1902 | 2818 | 4 | 7.51 | 0.98 | 5 | 466.8575 | 1.121% | 9.3226 | 21.6266 | 20.8859 | 157.8799 | 209.715 | 0.44921
2019-02-21 14:00 | 40976.7496 | 211 | 233 | 1643 | 2818 | 4 | 7 | 0.95 | 5 | 449.4976 | 1.097% | 9.2583 | 17.8914 | 17.1219 | 154.5613 | 198.8329 | 0.44234
2019-02-21 15:00 | 40588.817 | 254 | 211 | 1643 | 2818 | 4.11 | 7 | 0.95 | 4.41 | 478.9842 | 1.18% | 12.3194 | 17.4299 | 18.4194 | 146.6542 | 194.8229 | 0.40674
2019-02-21 16:00 | 41046.5504 | 254 | 212 | 1643 | 2818 | 4.11 | 6.28 | 0.95 | 5.01 | 476.1612 | 1.16% | 12.1102 | 15.4445 | 18.1067 | 163.7782 | 209.4395 | 0.43985
2019-02-21 17:00 | 41966.8333 | 355 | 204 | 1643 | 2818 | 8 | 4.18 | 0.95 | 8.49 | 504.6446 | 1.202% | 34.1506 | 10.2538 | 18.769 | 287.6922 | 350.8656 | 0.69527
2019-02-21 18:00 | 43516.8844 | 413 | 335 | 1425 | 2840 | 13.03 | 50 | 0.87 | 13.59 | 546.9053 | 1.257% | 67.6315 | 210.5083 | 15.5808 | 485.0563 | 778.7768 | 1.424
2019-02-21 19:00 | 43849.778 | 283 | 350 | 1425 | 2840 | 5 | 50 | 0.77 | 7.45 | 557.4678 | 1.271% | 17.9891 | 222.4797 | 13.9495 | 268.9844 | 523.4026 | 0.93889
2019-02-21 20:00 | 43158.7757 | 178 | 377 | 1425 | 2840 | 4 | 28.52 | 0.77 | 7.21 | 553.3265 | 1.282% | 9.1284 | 137.8489 | 14.0675 | 262.5221 | 423.5669 | 0.76549
2019-02-21 21:00 | 41587.431 | 428 | 398 | 1425 | 2840 | 17.49 | 50 | 0.78 | 12.99 | 502.4412 | 1.208% | 90.4392 | 240.4231 | 13.4287 | 445.7082 | 789.9992 | 1.5723
2019-02-21 22:00 | 39166.6819 | 320 | 438 | 1316 | 2984 | 7.06 | 50 | 0.53 | 7.66 | 443.158 | 1.131% | 25.5621 | 247.7912 | 7.8918 | 258.6244 | 539.8694 | 1.2182
2019-02-21 23:00 | 36926.9297 | 241 | 341 | 1316 | 2984 | 4.63 | 10.62 | 0.5 | 8 | 398.2368 | 1.078% | 12.0336 | 39.055 | 7.0962 | 257.4465 | 315.6313 | 0.79257
2019-02-22 | 35328.6308 | 236 | 320 | 1316 | 2984 | 4.81 | 18 | 0.49 | 5.01 | 372.3495 | 1.054% | 11.9641 | 60.7081 | 6.7964 | 157.5653 | 237.0338 | 0.63659
2019-02-22 01:00 | 34476.6855 | 199 | 225 | 1316 | 2984 | 3.98 | 8.51 | 0.49 | 5.4 | 378.6061 | 1.098% | 8.6976 | 21.0268 | 7.0813 | 176.9517 | 213.7574 | 0.56459
2019-02-22 02:00 | 34156.4371 | 225 | 192 | 1383 | 2984 | 5.22 | 5.25 | 0.49 | 5.42 | 392.535 | 1.149% | 13.4977 | 11.5842 | 7.788 | 185.8677 | 218.7375 | 0.55724
2019-02-22 03:00 | 34235.7141 | 245 | 244 | 1383 | 2984 | 3.78 | 6.01 | 0.48 | 4 | 407.4523 | 1.19% | 11.0219 | 17.4527 | 7.9006 | 142.0549 | 178.4301 | 0.43792
2019-02-22 04:00 | 35157.9996 | 351 | 238 | 1383 | 2984 | 5.02 | 4.88 | 0.49 | 5.01 | 422.0283 | 1.2% | 21.1509 | 13.9416 | 8.1346 | 179.4543 | 222.6814 | 0.52765
2019-02-22 05:00 | 37619.0114 | 508 | 372 | 1383 | 2984 | 7 | 9 | 0.49 | 6 | 474.9786 | 1.263% | 44.8981 | 42.2719 | 8.5563 | 226.0564 | 321.7827 | 0.67747
2019-02-22 06:00 | 41191.1312 | 623 | 294 | 2132 | 2840 | 23.68 | 3.5 | 3.72 | 23.88 | 547.3079 | 1.329% | 196.0188 | 13.6724 | 105.38 | 901.116 | 1216.1871 | 2.2221
2019-02-22 07:00 | 42363.2174 | 350 | 267 | 2132 | 2840 | 10.24 | 3.5 | 2.99 | 16.45 | 573.9132 | 1.355% | 48.554 | 12.6601 | 86.3606 | 632.9093 | 780.484 | 1.3599
2019-02-22 08:00 | 41991.6126 | 359 | 227 | 2132 | 2840 | 6.88 | 3 | 2.75 | 13.37 | 568.5547 | 1.354% | 33.442 | 9.2206 | 79.3834 | 514.1141 | 636.16 | 1.1189
2019-02-22 09:00 | 41828.0566 | 360 | 264 | 2132 | 2840 | 7.75 | 3.5 | 2.99 | 13.86 | 568.9076 | 1.36% | 37.9471 | 12.5674 | 86.7027 | 535.372 | 672.5891 | 1.1822
2019-02-22 10:00 | 41680.6383 | 319 | 266 | 1902 | 2818 | 5.46 | 3.5 | 1.32 | 10.85 | 554.7019 | 1.331% | 23.1797 | 12.3901 | 33.4126 | 406.9078 | 475.8903 | 0.85792
2019-02-22 11:00 | 41270.4993 | 284 | 270 | 1902 | 2818 | 5 | 3.5 | 1.27 | 7 | 535.6017 | 1.298% | 18.4285 | 12.2641 | 31.3485 | 256.0008 | 318.0418 | 0.5938
2019-02-22 12:00 | 40764.0439 | 258 | 268 | 1902 | 2818 | 2.99 | 3.5 | 1.34 | 4.71 | 510.7331 | 1.253% | 9.6651 | 11.7522 | 31.9324 | 166.2948 | 219.6446 | 0.43006
2019-02-22 13:00 | 40329.7526 | 208 | 257 | 1902 | 2818 | 2.97 | 9.11 | 0.97 | 4.11 | 487.3593 | 1.208% | 7.4652 | 28.2928 | 22.2949 | 139.9608 | 198.0137 | 0.4063
2019-02-22 14:00 | 39950.1028 | 211 | 233 | 1643 | 2818 | 2.45 | 32 | 0.94 | 4.06 | 469.3447 | 1.175% | 6.0733 | 87.5951 | 18.1443 | 134.4129 | 246.2256 | 0.52462
2019-02-22 15:00 | 39620.8649 | 254 | 211 | 1643 | 2818 | 3 | 13.33 | 0.94 | 3.2 | 458.4291 | 1.157% | 8.8166 | 32.5432 | 17.8696 | 104.3372 | 163.5666 | 0.3568
2019-02-22 16:00 | 39613.0905 | 254 | 212 | 1643 | 2818 | 2.91 | 27.48 | 0.94 | 3.11 | 456.6529 | 1.153% | 8.5207 | 67.1584 | 17.8038 | 101.0296 | 194.5125 | 0.42595
2019-02-22 17:00 | 39948.3528 | 355 | 204 | 1643 | 2818 | 7.97 | 5.51 | 0.94 | 8.03 | 472.6546 | 1.183% | 33.4759 | 13.2992 | 18.273 | 267.7328 | 332.7809 | 0.70407
2019-02-22 18:00 | 40601.3463 | 413 | 335 | 1425 | 2840 | 9.59 | 50 | 0.86 | 9.79 | 500.6642 | 1.233% | 48.8399 | 206.548 | 15.1119 | 342.8524 | 613.3522 | 1.2251
2019-02-22 19:00 | 40550.3291 | 283 | 350 | 1425 | 2840 | 4 | 50 | 0.79 | 6 | 493.0498 | 1.216% | 13.7639 | 212.7818 | 13.6879 | 207.1887 | 447.4224 | 0.90746
2019-02-22 20:00 | 39844.375 | 178 | 377 | 1425 | 2840 | 2.01 | 22.09 | 0.76 | 8.25 | 458.4903 | 1.151% | 4.117 | 95.8297 | 12.4621 | 269.6096 | 382.0185 | 0.83321
2019-02-22 21:00 | 38807.538 | 428 | 398 | 1425 | 2840 | 17.78 | 28.9 | 0.77 | 11.78 | 439.6403 | 1.133% | 86.2099 | 130.3054 | 12.4305 | 379.0051 | 607.9508 | 1.3828
2019-02-22 22:00 | 37173.3421 | 320 | 438 | 1316 | 2984 | 6.59 | 50 | 0.52 | 8 | 405.107 | 1.09% | 22.9812 | 238.6614 | 7.4576 | 260.1518 | 529.2521 | 1.3065
2019-02-22 23:00 | 35444.5641 | 241 | 341 | 1316 | 2984 | 6 | 50 | 0.54 | 10 | 364.4279 | 1.028% | 14.8672 | 175.3018 | 7.3065 | 306.8039 | 504.2795 | 1.3838
2019-02-23 | 33928.3531 | 236 | 320 | 1316 | 2984 | 10 | 50 | 0.48 | 10 | 339.5643 | 1.001% | 23.6195 | 160.1324 | 6.322 | 298.647 | 488.7209 | 1.4393
2019-02-23 01:00 | 33002.7453 | 199 | 225 | 1316 | 2984 | 10.36 | 16.94 | 0.48 | 10.36 | 326.2542 | 0.9886% | 20.3807 | 37.6792 | 6.2446 | 305.6079 | 369.9124 | 1.1338
2019-02-23 02:00 | 32426.5223 | 225 | 192 | 1383 | 2984 | 10.33 | 15 | 0.48 | 10 | 318.8269 | 0.9832% | 22.8527 | 28.317 | 6.5271 | 293.3955 | 351.0922 | 1.1012
2019-02-23 03:00 | 32123.9521 | 245 | 244 | 1383 | 2984 | 13 | 22.55 | 0.48 | 10 | 313.8098 | 0.9769% | 31.1134 | 53.7494 | 6.4849 | 291.4985 | 382.8461 | 1.22
2019-02-23 04:00 | 32294.8787 | 351 | 238 | 1383 | 2984 | 15 | 15.51 | 0.48 | 10 | 314.3542 | 0.9734% | 51.2488 | 35.9314 | 6.4617 | 290.4587 | 384.1007 | 1.2219
2019-02-23 05:00 | 33144.1342 | 508 | 372 | 1383 | 2984 | 62 | 55.26 | 0.48 | 16.25 | 325.1836 | 0.9811% | 309.0135 | 201.686 | 6.5131 | 475.7449 | 992.9575 | 3.0535
2019-02-23 06:00 | 34540.9192 | 623 | 294 | 2132 | 2840 | 67 | 50 | 1.59 | 17 | 347.7765 | 1.007% | 420.2708 | 148.0075 | 34.1311 | 486.1089 | 1088.5183 | 3.1299
2019-02-23 07:00 | 35710.1738 | 350 | 267 | 2132 | 2840 | 12 | 24.28 | 1.59 | 17 | 383.0356 | 1.073% | 45.0502 | 69.5356 | 36.3606 | 517.8625 | 668.8089 | 1.7461
2019-02-23 08:00 | 36913.0758 | 359 | 227 | 2132 | 2840 | 11.27 | 16.88 | 1.59 | 12.2 | 411.1832 | 1.114% | 45.0685 | 42.6828 | 37.7606 | 385.952 | 511.464 | 1.2439
2019-02-23 09:00 | 37652.6871 | 360 | 264 | 2132 | 2840 | 11.79 | 23.51 | 1.72 | 12.79 | 417.4997 | 1.109% | 47.0627 | 68.8203 | 40.6608 | 402.7626 | 559.3064 | 1.3397
2019-02-23 10:00 | 37905.7464 | 319 | 266 | 1902 | 2818 | 6 | 25.82 | 0.99 | 14.77 | 411.5418 | 1.086% | 20.7803 | 74.567 | 20.4435 | 451.8876 | 567.6783 | 1.3794
2019-02-23 11:00 | 37510.0957 | 284 | 270 | 1902 | 2818 | 6 | 29.09 | 0.99 | 10.05 | 399.5939 | 1.065% | 18.1527 | 83.6716 | 20.0593 | 301.7017 | 423.5853 | 1.06
2019-02-23 12:00 | 36739.2597 | 258 | 268 | 1902 | 2818 | 5 | 28.27 | 0.99 | 10.08 | 385.2499 | 1.049% | 13.527 | 79.4461 | 19.745 | 297.861 | 410.5792 | 1.0657
2019-02-23 13:00 | 36156.5605 | 208 | 257 | 1902 | 2818 | 4 | 30.24 | 0.96 | 10.75 | 368.7492 | 1.02% | 8.4853 | 79.2609 | 18.622 | 308.9537 | 415.3219 | 1.1263
2019-02-23 14:00 | 35572.3583 | 211 | 233 | 1643 | 2818 | 4 | 21.58 | 0.93 | 10.75 | 357.3325 | 1.005% | 8.4782 | 50.5088 | 15.349 | 304.3052 | 378.6412 | 1.0596
2019-02-23 15:00 | 35237.6393 | 254 | 211 | 1643 | 2818 | 5 | 15.51 | 0.93 | 10.75 | 350.244 | 0.9939% | 12.6231 | 32.5281 | 15.1874 | 301.1018 | 361.4404 | 1.032
2019-02-23 16:00 | 35196.0508 | 254 | 212 | 1643 | 2818 | 5 | 13.15 | 0.93 | 9.59 | 354.7221 | 1.008% | 12.7996 | 28.0967 | 15.3998 | 272.3667 | 328.6629 | 0.92654
2019-02-23 17:00 | 35154.4622 | 355 | 204 | 1643 | 2818 | 12.31 | 6.44 | 0.93 | 12.51 | 363.2858 | 1.033% | 45.16 | 13.5764 | 15.7902 | 364.3059 | 438.8326 | 1.208
2019-02-23 18:00 | 36184.7822 | 413 | 335 | 1425 | 2840 | 11.22 | 22.99 | 0.79 | 12.02 | 389.4242 | 1.076% | 49.8701 | 82.8859 | 12.1154 | 367.3836 | 512.2551 | 1.3154
2019-02-23 19:00 | 36795.2598 | 283 | 350 | 1425 | 2840 | 5.68 | 25.21 | 0.78 | 9.31 | 427.4144 | 1.162% | 18.6721 | 102.4939 | 12.9112 | 307.1322 | 441.2094 | 1.0323
2019-02-23 20:00 | 36444.0787 | 178 | 377 | 1425 | 2840 | 5.07 | 15 | 0.75 | 9.45 | 433.8554 | 1.19% | 10.7435 | 67.321 | 12.7231 | 319.498 | 410.2857 | 0.94567
2019-02-23 21:00 | 35935.6022 | 428 | 398 | 1425 | 2840 | 13.44 | 27.51 | 0.76 | 13 | 434.7087 | 1.21% | 69.5851 | 132.4485 | 13.1009 | 446.6169 | 661.7514 | 1.5223
2019-02-23 22:00 | 34993.1451 | 320 | 438 | 1316 | 2984 | 7.65 | 30 | 0.51 | 7.85 | 421.4447 | 1.204% | 29.4828 | 158.2534 | 8.0832 | 282.115 | 477.9344 | 1.134
2019-02-23 23:00 | 33947.2014 | 241 | 341 | 1316 | 2984 | 6 | 10 | 0.53 | 8.15 | 401.1732 | 1.182% | 17.0882 | 40.2979 | 8.2425 | 287.3984 | 353.027 | 0.87999
2019-02-24 | 33052.3849 | 236 | 320 | 1316 | 2984 | 6 | 14.04 | 0.49 | 6.89 | 381.2534 | 1.153% | 16.3333 | 51.8237 | 7.4381 | 237.1532 | 312.7483 | 0.82032
2019-02-24 01:00 | 32509.6948 | 199 | 225 | 1316 | 2984 | 5 | 6 | 0.49 | 6 | 373.558 | 1.149% | 11.4332 | 15.5124 | 7.4096 | 205.7288 | 240.0841 | 0.6427
2019-02-24 02:00 | 32451.2903 | 225 | 192 | 1383 | 2984 | 5 | 3.5 | 0.49 | 6 | 371.4375 | 1.145% | 12.8767 | 7.6917 | 7.7566 | 204.9292 | 233.2542 | 0.62798
2019-02-24 03:00 | 32804.3123 | 245 | 244 | 1383 | 2984 | 5 | 6 | 0.49 | 6 | 381.4191 | 1.163% | 14.2432 | 17.0221 | 7.8793 | 208.1716 | 247.3162 | 0.64841
2019-02-24 04:00 | 33526.4736 | 351 | 238 | 1383 | 2984 | 5.92 | 6 | 0.49 | 6.12 | 402.7579 | 1.201% | 24.9623 | 17.1548 | 8.1409 | 219.3847 | 269.6428 | 0.66949
2019-02-24 05:00 | 34788.1139 | 508 | 372 | 1383 | 2984 | 7.25 | 17.27 | 0.49 | 7.25 | 443.0776 | 1.274% | 46.9084 | 81.8246 | 8.6311 | 275.5407 | 412.9048 | 0.9319
2019-02-24 06:00 | 36655.4755 | 623 | 294 | 2132 | 2840 | 11.33 | 14.73 | 2.99 | 11.39 | 503.9787 | 1.375% | 97.0491 | 59.542 | 87.6459 | 444.7494 | 688.9864 | 1.3671
2019-02-24 07:00 | 38099.706 | 350 | 267 | 2132 | 2840 | 8.35 | 10 | 2.99 | 11.94 | 561.0472 | 1.473% | 43.036 | 39.3178 | 93.872 | 499.3447 | 675.5706 | 1.2041
2019-02-24 08:00 | 38655.8584 | 359 | 227 | 2132 | 2840 | 18.14 | 6.45 | 2.99 | 21.08 | 576.2254 | 1.491% | 97.0753 | 21.8254 | 95.0245 | 892.4133 | 1106.3386 | 1.92
2019-02-24 09:00 | 38452.5833 | 360 | 264 | 2132 | 2840 | 16.6 | 12.74 | 2.99 | 20 | 555.2139 | 1.444% | 86.287 | 48.5633 | 92.0435 | 820.1308 | 1047.0246 | 1.8858
2019-02-24 10:00 | 37502.8496 | 319 | 266 | 1902 | 2818 | 6.87 | 10.61 | 1.25 | 11.06 | 514.5832 | 1.372% | 30.0704 | 38.7247 | 32.6221 | 427.649 | 529.0662 | 1.0281
2019-02-24 11:00 | 36370.5101 | 284 | 270 | 1902 | 2818 | 4.53 | 10.23 | 1.24 | 6.03 | 477.0212 | 1.312% | 16.8735 | 36.2266 | 30.9329 | 222.8674 | 306.9004 | 0.64337
2019-02-24 12:00 | 35346.0563 | 258 | 268 | 1902 | 2818 | 4 | 9.41 | 1.08 | 5.04 | 448.9032 | 1.27% | 13.1066 | 32.0285 | 26.0883 | 180.3779 | 251.6013 | 0.56048
2019-02-24 13:00 | 34492.4521 | 208 | 257 | 1902 | 2818 | 2.75 | 9.14 | 0.97 | 4.94 | 422.8253 | 1.226% | 7.0119 | 28.7949 | 22.6162 | 170.6494 | 229.0724 | 0.54177
2019-02-24 14:00 | 33785.7008 | 211 | 233 | 1643 | 2818 | 3 | 15.41 | 0.92 | 3.98 | 398.3717 | 1.179% | 7.4638 | 42.3364 | 17.823 | 132.2451 | 199.8683 | 0.50171
2019-02-24 15:00 | 33474.5751 | 254 | 211 | 1643 | 2818 | 3.11 | 6.24 | 0.92 | 3.31 | 390.9671 | 1.168% | 9.2261 | 15.3777 | 17.6543 | 108.9417 | 151.1998 | 0.38673
2019-02-24 16:00 | 33679.1559 | 254 | 212 | 1643 | 2818 | 3.11 | 9.11 | 0.92 | 3.31 | 396.3104 | 1.177% | 9.2954 | 22.7263 | 17.7869 | 109.7598 | 159.5684 | 0.40263
2019-02-24 17:00 | 34477.4674 | 355 | 204 | 1643 | 2818 | 8 | 10 | 0.92 | 8.58 | 420.3021 | 1.219% | 34.6214 | 24.8689 | 18.4269 | 294.7504 | 372.6676 | 0.88667
2019-02-24 18:00 | 36537.5498 | 413 | 335 | 1425 | 2840 | 13.04 | 43.24 | 0.93 | 13.24 | 469.3723 | 1.285% | 69.184 | 186.0838 | 17.0246 | 483.0414 | 755.3338 | 1.6092
2019-02-24 19:00 | 38345.7089 | 283 | 350 | 1425 | 2840 | 4 | 45 | 0.79 | 6.37 | 496.4555 | 1.295% | 14.6558 | 203.9126 | 14.5749 | 234.2186 | 467.3619 | 0.9414
2019-02-24 20:00 | 38663.151 | 178 | 377 | 1425 | 2840 | 2.01 | 21.05 | 0.79 | 8.79 | 475.2347 | 1.229% | 4.3977 | 97.5449 | 13.8373 | 306.8444 | 422.6243 | 0.8893
2019-02-24 21:00 | 38082.5481 | 428 | 398 | 1425 | 2840 | 9.91 | 28.9 | 0.75 | 10 | 456.8775 | 1.2% | 50.8852 | 137.9922 | 12.8218 | 340.7157 | 542.4149 | 1.1872
2019-02-24 22:00 | 36671.6061 | 320 | 438 | 1316 | 2984 | 6.45 | 38.16 | 0.5 | 10 | 416.6835 | 1.136% | 23.4523 | 189.9148 | 7.4766 | 339.0589 | 559.9026 | 1.3437
2019-02-24 23:00 | 35105.6722 | 241 | 341 | 1316 | 2984 | 6 | 27.2 | 0.54 | 10.42 | 391.6577 | 1.116% | 16.1323 | 103.4791 | 7.9283 | 346.8933 | 474.433 | 1.2113
2019-02-25 | 34171.607 | 236 | 320 | 1316 | 2984 | 7 | 11.02 | 0.49 | 6 | 382.3002 | 1.119% | 18.482 | 39.4521 | 7.2142 | 200.3038 | 265.4522 | 0.69436
2019-02-25 01:00 | 33899.7978 | 199 | 225 | 1316 | 2984 | 6.91 | 7.04 | 0.49 | 7.11 | 384.0309 | 1.133% | 15.5776 | 17.9442 | 7.305 | 240.3463 | 281.1731 | 0.73216
2019-02-25 02:00 | 34019.0491 | 225 | 192 | 1383 | 2984 | 7 | 7.12 | 0.49 | 6 | 393.0537 | 1.155% | 18.1974 | 15.7947 | 7.8298 | 206.8615 | 248.6834 | 0.6327
2019-02-25 03:00 | 34668.5491 | 245 | 244 | 1383 | 2984 | 7 | 6.81 | 0.5 | 6.23 | 407.4332 | 1.175% | 20.1551 | 19.528 | 8.1267 | 218.4779 | 266.2877 | 0.65357
2019-02-25 04:00 | 36073.2057 | 351 | 238 | 1383 | 2984 | 10 | 4.39 | 0.5 | 7.11 | 426.9238 | 1.183% | 41.5406 | 12.3654 | 8.1839 | 251.0927 | 313.1825 | 0.73358
2019-02-25 05:00 | 39148.3505 | 508 | 372 | 1383 | 2984 | 32 | 8.53 | 0.5 | 7.41 | 482.6916 | 1.233% | 200.4333 | 39.1244 | 8.5261 | 272.6298 | 520.7136 | 1.0788
2019-02-25 06:00 | 43544.0078 | 623 | 294 | 2132 | 2840 | 55 | 10 | 2.99 | 24.33 | 566.9255 | 1.302% | 446.1165 | 38.2776 | 82.9958 | 899.6177 | 1467.0076 | 2.5877
2019-02-25 07:00 | 44624.819 | 350 | 267 | 2132 | 2840 | 15.46 | 9.51 | 2.99 | 18.46 | 596.0043 | 1.336% | 72.2687 | 33.9129 | 85.1395 | 700.2014 | 891.5226 | 1.4958
2019-02-25 08:00 | 43295.2786 | 359 | 227 | 2132 | 2840 | 13.36 | 5.85 | 2.75 | 13.86 | 561.8347 | 1.298% | 62.2399 | 17.2326 | 76.083 | 510.7984 | 666.3539 | 1.186
2019-02-25 09:00 | 42161.9645 | 360 | 264 | 2132 | 2840 | 11.77 | 10 | 2.75 | 12.14 | 514.119 | 1.219% | 51.668 | 32.1919 | 71.4929 | 420.4166 | 575.7693 | 1.1199
2019-02-25 10:00 | 41064.3505 | 319 | 266 | 1902 | 2818 | 8.87 | 4.01 | 1.4 | 9.22 | 468.7242 | 1.141% | 32.2973 | 12.1753 | 30.3942 | 296.568 | 371.4349 | 0.79244
2019-02-25 11:00 | 39801.9309 | 284 | 270 | 1902 | 2818 | 6 | 5.51 | 0.99 | 6.19 | 435.0648 | 1.093% | 18.626 | 16.2617 | 20.5824 | 190.6696 | 246.1396 | 0.56575
2019-02-25 12:00 | 38625.3245 | 258 | 268 | 1902 | 2818 | 6 | 5.91 | 1.37 | 7.11 | 404.0754 | 1.046% | 16.1943 | 16.5696 | 27.2597 | 209.6046 | 269.6282 | 0.66727
2019-02-25 13:00 | 37853.987 | 208 | 257 | 1902 | 2818 | 5 | 4.9 | 0.97 | 7.11 | 381.0551 | 1.007% | 10.4691 | 12.6767 | 18.572 | 201.6911 | 243.4089 | 0.63878
2019-02-25 14:00 | 37196.5608 | 211 | 233 | 1643 | 2818 | 5 | 4.66 | 0.91 | 6.86 | 367.6829 | 0.9885% | 10.4285 | 10.7328 | 14.7792 | 191.089 | 227.0295 | 0.61746
2019-02-25 15:00 | 36683.6136 | 254 | 211 | 1643 | 2818 | 5 | 4.09 | 0.91 | 6.02 | 361.27 | 0.9848% | 12.5073 | 8.499 | 14.7244 | 167.0696 | 202.8002 | 0.56135
2019-02-25 16:00 | 36836.9345 | 254 | 212 | 1643 | 2818 | 5 | 3.77 | 0.91 | 5.66 | 366.198 | 0.9941% | 12.6251 | 7.9453 | 14.8632 | 158.5586 | 193.9922 | 0.52975
2019-02-25 17:00 | 37492.7135 | 355 | 204 | 1643 | 2818 | 9.93 | 9.51 | 0.91 | 10.09 | 387.6956 | 1.034% | 36.452 | 20.0611 | 15.4605 | 294.0195 | 365.9931 | 0.94402
2019-02-25 18:00 | 39203.9293 | 413 | 335 | 1425 | 2840 | 20.47 | 10 | 0.92 | 17.9 | 435.4151 | 1.111% | 93.8949 | 37.2065 | 14.5605 | 564.6057 | 710.2676 | 1.6312
2019-02-25 19:00 | 40393.4961 | 283 | 350 | 1425 | 2840 | 8 | 16.73 | 0.79 | 8.67 | 454.5506 | 1.125% | 25.4769 | 65.8923 | 12.6681 | 277.0819 | 381.1193 | 0.83845
2019-02-25 20:00 | 40049.998 | 178 | 377 | 1425 | 2840 | 4 | 22.8 | 0.79 | 10.77 | 441.744 | 1.103% | 7.8532 | 94.8079 | 12.4168 | 337.3667 | 452.4446 | 1.0242
2019-02-25 21:00 | 38674.482 | 428 | 398 | 1425 | 2840 | 15 | 26.39 | 0.74 | 12 | 412.8676 | 1.068% | 68.5364 | 112.1266 | 11.2573 | 363.8194 | 555.7397 | 1.346
2019-02-25 22:00 | 36366.2272 | 320 | 438 | 1316 | 2984 | 7.11 | 50 | 0.49 | 7.11 | 367.8125 | 1.011% | 23.0117 | 221.4993 | 6.522 | 214.5837 | 465.6166 | 1.2659
2019-02-25 23:00 | 34091.8733 | 241 | 341 | 1316 | 2984 | 6 | 50 | 0.58 | 10.89 | 326.3272 | 0.9572% | 13.8411 | 163.2025 | 7.3061 | 311.0492 | 495.3989 | 1.5181
2019-02-26 | 32583.4711 | 236 | 320 | 1316 | 2984 | 7.93 | 13 | 0.49 | 8.13 | 303.6708 | 0.932% | 17.4418 | 38.7703 | 6.0098 | 226.0972 | 288.319 | 0.94945
2019-02-26 01:00 | 31861.1591 | 199 | 225 | 1316 | 2984 | 7 | 11.27 | 0.49 | 7.48 | 294.0266 | 0.9228% | 12.8551 | 23.4008 | 5.9508 | 205.9802 | 248.187 | 0.8441
2019-02-26 02:00 | 31540.9109 | 225 | 192 | 1383 | 2984 | 7 | 10.4 | 0.49 | 7.2 | 287.5763 | 0.9118% | 14.3602 | 18.206 | 6.1787 | 195.889 | 234.6339 | 0.8159
2019-02-26 03:00 | 31565.9895 | 245 | 244 | 1383 | 2984 | 8 | 10.15 | 0.49 | 8.23 | 289.0486 | 0.9157% | 17.9476 | 22.6781 | 6.2054 | 224.8796 | 271.7108 | 0.94002
2019-02-26 04:00 | 32353.3857 | 351 | 238 | 1383 | 2984 | 10.69 | 10.1 | 0.49 | 9.65 | 300.3806 | 0.9284% | 34.8367 | 22.3178 | 6.2917 | 267.3488 | 330.795 | 1.1013
2019-02-26 05:00 | 34533.8646 | 508 | 372 | 1383 | 2984 | 15.55 | 15.46 | 0.49 | 8.55 | 338.6408 | 0.9806% | 77.4619 | 56.3958 | 6.6453 | 250.1837 | 390.6867 | 1.1537
2019-02-26 06:00 | 38116.0423 | 623 | 294 | 2132 | 2840 | 28.87 | 26.16 | 2.99 | 14.67 | 400.5636 | 1.051% | 189.016 | 80.8256 | 66.9919 | 437.8367 | 774.67 | 1.934
2019-02-26 07:00 | 39136.4908 | 350 | 267 | 2132 | 2840 | 8 | 12 | 2.99 | 8.81 | 423.6318 | 1.082% | 30.3085 | 34.6816 | 69.0025 | 270.8326 | 404.8252 | 0.95561
2019-02-26 08:00 | 38819.1699 | 359 | 227 | 2132 | 2840 | 6 | 10 | 2.99 | 7.68 | 419.2063 | 1.08% | 23.2609 | 24.5136 | 68.8398 | 235.5381 | 352.1525 | 0.84005
2019-02-26 09:00 | 38549.3824 | 360 | 264 | 2132 | 2840 | 6 | 10 | 2.84 | 8.8 | 412.7681 | 1.071% | 23.1282 | 28.2678 | 64.8327 | 267.6022 | 383.831 | 0.9299
2019-02-26 10:00 | 38490.2666 | 319 | 266 | 1902 | 2818 | 5 | 6.13 | 1.05 | 6.26 | 404.1006 | 1.05% | 16.7455 | 17.1191 | 20.9671 | 185.2055 | 240.0372 | 0.594
2019-02-26 11:00 | 38182.8828 | 284 | 270 | 1902 | 2818 | 4.24 | 7 | 1.11 | 5 | 417.1098 | 1.092% | 13.1542 | 20.6464 | 23.063 | 153.9191 | 210.7827 | 0.50534
2019-02-26 12:00 | 37763.0153 | 258 | 268 | 1902 | 2818 | 4.38 | 6.86 | 1.19 | 5.75 | 419.2828 | 1.11% | 12.5468 | 20.4126 | 25.1303 | 179.9075 | 237.9973 | 0.56763
2019-02-26 13:00 | 37543.9036 | 208 | 257 | 1902 | 2818 | 4 | 6 | 1.05 | 5.59 | 410.2063 | 1.093% | 9.0905 | 16.848 | 21.8204 | 172.1138 | 219.8726 | 0.536
2019-02-26 14:00 | 37275.2096 | 211 | 233 | 1643 | 2818 | 3.98 | 4.7 | 0.9 | 5.36 | 401.8586 | 1.078% | 9.0535 | 11.8061 | 15.9416 | 162.8392 | 199.6405 | 0.49679
2019-02-26 15:00 | 37129.0732 | 254 | 211 | 1643 | 2818 | 4 | 4.01 | 0.9 | 5 | 390.7362 | 1.052% | 10.6921 | 8.9042 | 15.5614 | 148.2793 | 183.4371 | 0.46947
2019-02-26 16:00 | 37473.737 | 254 | 212 | 1643 | 2818 | 4 | 4.01 | 0.9 | 5 | 395.162 | 1.055% | 10.7138 | 8.9645 | 15.5929 | 148.5796 | 183.8508 | 0.46525
2019-02-26 17:00 | 38164.165 | 355 | 204 | 1643 | 2818 | 8 | 4.5 | 0.9 | 8.28 | 415.2416 | 1.088% | 30.9004 | 9.9882 | 16.0889 | 253.8729 | 310.8504 | 0.7486
2019-02-26 18:00 | 39356.3066 | 413 | 335 | 1425 | 2840 | 21.29 | 27.35 | 0.91 | 25.35 | 451.2822 | 1.147% | 100.823 | 105.0597 | 14.8693 | 825.525 | 1046.2769 | 2.3185
2019-02-26 19:00 | 39739.4166 | 283 | 350 | 1425 | 2840 | 4 | 33.4 | 0.78 | 6.52 | 455.2087 | 1.145% | 12.9669 | 133.9071 | 12.7321 | 212.107 | 371.713 | 0.81658
2019-02-26 20:00 | 39072.7203 | 178 | 377 | 1425 | 2840 | 1 | 21.21 | 0.78 | 5.62 | 430.2175 | 1.101% | 1.9599 | 88.0433 | 12.2384 | 175.7394 | 277.981 | 0.64614
2019-02-26 21:00 | 37513.5895 | 428 | 398 | 1425 | 2840 | 12.87 | 13.83 | 0.73 | 12.53 | 389.8201 | 1.039% | 57.2398 | 57.198 | 10.8097 | 369.7814 | 495.0289 | 1.2699
2019-02-26 22:00 | 35175.1015 | 320 | 438 | 1316 | 2984 | 7.28 | 15.53 | 0.48 | 7.48 | 344.2398 | 0.9786% | 22.7985 | 66.5689 | 6.1819 | 218.437 | 313.9863 | 0.91212
2019-02-26 23:00 | 32816.8076 | 241 | 341 | 1316 | 2984 | 6 | 22 | 0.57 | 9.67 | 302.6801 | 0.9223% | 13.3369 | 69.1934 | 6.9186 | 266.1416 | 355.5905 | 1.1748
2019-02-27 | 31210.7132 | 236 | 320 | 1316 | 2984 | 3.11 | 12.6 | 0.48 | 6 | 276.9554 | 0.8874% | 6.513 | 35.7789 | 5.6054 | 158.8752 | 206.7724 | 0.74659
2019-02-27 01:00 | 30271.5436 | 199 | 225 | 1316 | 2984 | 2.01 | 7.65 | 0.48 | 5.65 | 265.1022 | 0.8757% | 3.5029 | 15.0738 | 5.5319 | 147.6475 | 171.7561 | 0.64789
2019-02-27 02:00 | 29813.0307 | 225 | 192 | 1383 | 2984 | 2.01 | 6.09 | 0.49 | 6 | 259.5216 | 0.8705% | 3.9368 | 10.1785 | 5.8991 | 155.8538 | 175.8683 | 0.67766
2019-02-27 03:00 | 29746.9542 | 245 | 244 | 1383 | 2984 | 3.3 | 7 | 0.49 | 6 | 258.8304 | 0.8701% | 7.0348 | 14.8614 | 5.8965 | 155.784 | 183.5767 | 0.70925
2019-02-27 04:00 | 30424.7889 | 351 | 238 | 1383 | 2984 | 6 | 7 | 0.49 | 6.2 | 267.9044 | 0.8805% | 18.5443 | 14.6699 | 5.9672 | 162.9081 | 202.0895 | 0.75433
2019-02-27 05:00 | 32604.0291 | 508 | 372 | 1383 | 2984 | 9.02 | 10.04 | 0.49 | 8 | 300.1625 | 0.9206% | 42.1847 | 34.3844 | 6.2388 | 219.7728 | 302.5808 | 1.0081
2019-02-27 06:00 | 36238.9241 | 623 | 294 | 2132 | 2840 | 8.89 | 12 | 2.99 | 7.36 | 356.6491 | 0.9842% | 54.5074 | 34.7212 | 62.7371 | 205.7131 | 357.6788 | 1.0029
2019-02-27 07:00 | 37261.5205 | 350 | 267 | 2132 | 2840 | 5.47 | 10 | 2.25 | 5.67 | 382.7452 | 1.027% | 19.6655 | 27.4259 | 49.2741 | 165.4058 | 261.7712 | 0.68393
2019-02-27 08:00 | 37208.3128 | 359 | 227 | 2132 | 2840 | 4 | 6 | 2.33 | 5 | 403.1055 | 1.083% | 15.5573 | 14.7556 | 53.8173 | 153.8392 | 237.9693 | 0.59034
2019-02-27 09:00 | 37486.7415 | 360 | 264 | 2132 | 2840 | 3.55 | 10 | 2.59 | 4.81 | 404.1958 | 1.078% | 13.7799 | 28.4654 | 59.5389 | 147.2915 | 249.0757 | 0.61623
2019-02-27 10:00 | 37623.6702 | 319 | 266 | 1902 | 2818 | 4 | 6 | 1.49 | 4.51 | 425.866 | 1.132% | 14.4432 | 18.0653 | 32.0781 | 143.8565 | 208.443 | 0.48946
2019-02-27 11:00 | 37668.3707 | 284 | 270 | 1902 | 2818 | 3.8 | 6 | 1.55 | 4 | 392.1638 | 1.041% | 11.2355 | 16.8657 | 30.6925 | 117.3523 | 176.1461 | 0.44916
2019-02-27 12:00 | 37685.1009 | 258 | 268 | 1902 | 2818 | 3.46 | 6 | 1.25 | 3.55 | 372.6702 | 0.9889% | 8.8278 | 15.9016 | 23.5112 | 98.9292 | 147.1698 | 0.39491
2019-02-27 13:00 | 37850.1152 | 208 | 257 | 1902 | 2818 | 2.01 | 6 | 1.25 | 3.14 | 371.0712 | 0.9804% | 4.0987 | 15.1173 | 23.3083 | 86.7482 | 129.2726 | 0.34838
2019-02-27 14:00 | 38213.2161 | 211 | 233 | 1643 | 2818 | 2.01 | 4.66 | 0.97 | 3 | 379.3033 | 0.9926% | 4.2097 | 10.7774 | 15.8191 | 83.9142 | 114.7204 | 0.30245
2019-02-27 15:00 | 38644.7571 | 254 | 211 | 1643 | 2818 | 2.93 | 3.5 | 0.97 | 3.21 | 383.2108 | 0.9916% | 7.3799 | 7.3231 | 15.8036 | 89.7001 | 120.2068 | 0.31368
2019-02-27 16:00 | 39548.5172 | 254 | 212 | 1643 | 2818 | 2.01 | 3.52 | 0.97 | 3.47 | 402.2737 | 1.017% | 5.193 | 7.5905 | 16.2107 | 99.4631 | 128.4573 | 0.31933
2019-02-27 17:00 | 40555.194 | 355 | 204 | 1643 | 2818 | 5.02 | 4.01 | 0.97 | 5.22 | 426.4267 | 1.051% | 18.7383 | 8.6015 | 16.7574 | 154.6712 | 198.7683 | 0.46613
2019-02-27 18:00 | 42123.9248 | 413 | 335 | 1425 | 2840 | 16.22 | 17.23 | 0.9 | 17.7 | 456.6803 | 1.084% | 72.6247 | 62.5768 | 13.904 | 544.973 | 694.0786 | 1.5198
2019-02-27 19:00 | 43117.8717 | 283 | 350 | 1425 | 2840 | 4 | 25.21 | 0.79 | 6 | 473.6059 | 1.098% | 12.4339 | 96.9171 | 12.3652 | 187.167 | 308.8833 | 0.65219
2019-02-27 20:00 | 42998.6295 | 178 | 377 | 1425 | 2840 | 1 | 15 | 0.77 | 3 | 471.83 | 1.097% | 1.9532 | 62.0531 | 12.0403 | 93.4912 | 169.5378 | 0.35932
2019-02-27 21:00 | 41925.4635 | 428 | 398 | 1425 | 2840 | 4.28 | 15.78 | 0.74 | 4.28 | 437.001 | 1.042% | 19.0938 | 65.4628 | 10.9914 | 126.6971 | 222.2451 | 0.50857
2019-02-27 22:00 | 39913.9821 | 320 | 438 | 1316 | 2984 | 5.43 | 12 | 0.5 | 5.63 | 392.336 | 0.983% | 17.0798 | 51.6641 | 6.4678 | 165.1355 | 240.3472 | 0.61261
2019-02-27 23:00 | 37759.4352 | 241 | 341 | 1316 | 2984 | 4.57 | 7 | 0.56 | 6.37 | 336.9834 | 0.8924% | 9.8292 | 21.3027 | 6.577 | 169.6373 | 207.3461 | 0.6153
2019-02-28 | 36512.4319 | 236 | 320 | 1316 | 2984 | 1 | 8 | 0.47 | 2.87 | 304.7999 | 0.8348% | 1.9701 | 21.3705 | 5.1633 | 71.4916 | 99.9954 | 0.32807
2019-02-28 01:00 | 35918.3431 | 199 | 225 | 1316 | 2984 | 0.01 | 6 | 0.47 | 2.99 | 297.5275 | 0.8283% | 0.016484 | 11.1826 | 5.1235 | 73.9062 | 90.2288 | 0.30326
2019-02-28 02:00 | 35804.6556 | 225 | 192 | 1383 | 2984 | 0.49 | 3.5 | 0.5 | 3.11 | 301.764 | 0.8428% | 0.92919 | 5.6637 | 5.828 | 78.2145 | 90.6354 | 0.30035
2019-02-28 03:00 | 36052.6832 | 245 | 244 | 1383 | 2984 | 1 | 6 | 0.48 | 3.11 | 315.3164 | 0.8746% | 2.1428 | 12.8041 | 5.8059 | 81.1649 | 101.9177 | 0.32322
2019-02-28 04:00 | 37044.8877 | 351 | 238 | 1383 | 2984 | 3.5 | 3.84 | 0.5 | 3.43 | 341.8084 | 0.9227% | 11.3352 | 8.4326 | 6.3804 | 94.4381 | 120.5863 | 0.35279
2019-02-28 05:00 | 39687.9879 | 508 | 372 | 1383 | 2984 | 6 | 6 | 0.5 | 5 | 406.1406 | 1.023% | 31.1912 | 22.8408 | 7.0764 | 152.6814 | 213.7898 | 0.52639
2019-02-28 06:00 | 43842.4788 | 623 | 294 | 2132 | 2840 | 19.69 | 1.94 | 5.13 | 19.69 | 511.8689 | 1.168% | 143.2179 | 6.6591 | 127.6933 | 652.8715 | 930.4418 | 1.8177
2019-02-28 07:00 | 45520.1211 | 350 | 267 | 2132 | 2840 | 8 | 1.2 | 5.13 | 11.61 | 575.1695 | 1.264% | 35.3794 | 4.0484 | 138.1965 | 416.6228 | 594.2471 | 1.0332
2019-02-28 08:00 | 45772.5723 | 359 | 227 | 2132 | 2840 | 5.79 | 0.57 | 4.99 | 9.61 | 600.7109 | 1.312% | 27.2793 | 1.6981 | 139.6201 | 358.1805 | 526.778 | 0.87692
2019-02-28 09:00 | 46191.6259 | 360 | 264 | 2132 | 2840 | 6.04 | 1.2 | 5.08 | 11.6 | 630.0326 | 1.364% | 29.6578 | 4.321 | 147.7239 | 449.3411 | 631.0437 | 1.0016
2019-02-28 10:00 | 46485.2764 | 319 | 266 | 1902 | 2818 | 5.86 | 1.2 | 2.99 | 11.17 | 650.1893 | 1.399% | 26.1464 | 4.4646 | 79.5438 | 440.2694 | 550.4243 | 0.84656
2019-02-28 11:00 | 46388.4928 | 284 | 270 | 1902 | 2818 | 4.96 | 1.1 | 2.99 | 10.14 | 663.3159 | 1.43% | 20.1423 | 4.2468 | 81.319 | 408.5912 | 514.2994 | 0.77535
2019-02-28 12:00 | 45827.7874 | 258 | 268 | 1902 | 2818 | 3.63 | 1.09 | 2.5 | 6.44 | 672.5808 | 1.468% | 13.7449 | 4.2872 | 69.7856 | 266.3437 | 354.1615 | 0.52657
2019-02-28 13:00 | 45396.0804 | 208 | 257 | 1902 | 2818 | 1 | 1 | 2.5 | 4.37 | 658.7297 | 1.451% | 3.0182 | 3.7293 | 68.9985 | 178.6946 | 254.4405 | 0.38626
2019-02-28 14:00 | 44788.1985 | 211 | 233 | 1643 | 2818 | 1 | 1 | 0.97 | 3 | 646.7735 | 1.444% | 3.047 | 3.3647 | 23.0143 | 122.0818 | 151.5078 | 0.23425
2019-02-28 15:00 | 44240.5836 | 254 | 211 | 1643 | 2818 | 2.01 | 0.28 | 0.97 | 2.9 | 640.0575 | 1.447% | 7.3863 | 0.85475 | 23.0572 | 118.2326 | 149.5309 | 0.23362
2019-02-28 16:00 | 44472.8737 | 254 | 212 | 1643 | 2818 | 2.01 | 0.27 | 1.21 | 3.28 | 648.2006 | 1.458% | 7.4412 | 0.83428 | 28.9759 | 134.7191 | 171.9705 | 0.2653
2019-02-28 17:00 | 45293.1087 | 355 | 204 | 1643 | 2818 | 7.4 | 0.67 | 1.21 | 8 | 680.7204 | 1.503% | 39.4818 | 2.0542 | 29.8786 | 338.8189 | 410.2334 | 0.60265
2019-02-28 18:00 | 47108.5045 | 413 | 335 | 1425 | 2840 | 19.4 | 3 | 0.97 | 19.7 | 717.0778 | 1.522% | 121.9604 | 15.2979 | 21.0404 | 851.6311 | 1009.9298 | 1.4084
2019-02-28 19:00 | 47873.6852 | 283 | 350 | 1425 | 2840 | 4 | 3.28 | 0.97 | 6 | 725.9957 | 1.516% | 17.1666 | 17.4092 | 20.9616 | 258.4085 | 313.9459 | 0.43243
2019-02-28 20:00 | 47454.4713 | 178 | 377 | 1425 | 2840 | 1.34 | 6 | 0.94 | 6.91 | 707.148 | 1.49% | 3.5543 | 33.7074 | 19.9607 | 292.4352 | 349.6576 | 0.49446
2019-02-28 21:00 | 45990.2949 | 428 | 398 | 1425 | 2840 | 6.22 | 8.31 | 0.79 | 6.52 | 650.3605 | 1.414% | 37.6463 | 46.7705 | 15.9195 | 261.8508 | 362.1871 | 0.5569
2019-02-28 22:00 | 43482.0442 | 320 | 438 | 1316 | 2984 | 4 | 12.91 | 0.54 | 6 | 587.6388 | 1.351% | 17.2986 | 76.4189 | 9.604 | 241.9639 | 345.2854 | 0.58758
2019-02-28 23:00 | 41139.1806 | 241 | 341 | 1316 | 2984 | 1 | 8 | 0.61 | 5.28 | 539.7775 | 1.312% | 3.1621 | 35.7934 | 10.5328 | 206.7245 | 256.2128 | 0.47466
2019-03-01 | 39524.0973 | 237 | 324 | 1060 | 2984 | 1 | 10 | 0.5 | 5.01 | 508.7627 | 1.287% | 3.0507 | 41.706 | 6.8223 | 192.4376 | 244.0165 | 0.47963
2019-03-01 01:00 | 38648.5322 | 206 | 273 | 1060 | 2984 | 0.01 | 5.53 | 0.49 | 5.01 | 489.1594 | 1.266% | 0.026073 | 19.1076 | 6.5738 | 189.2143 | 214.9218 | 0.43937
2019-03-01 02:00 | 38282.9143 | 234 | 210 | 1521 | 2984 | 0.68 | 4.01 | 0.51 | 5.36 | 488.126 | 1.275% | 2.0289 | 10.7372 | 9.8907 | 203.9344 | 226.5912 | 0.46421
2019-03-01 03:00 | 38380.2086 | 231 | 178 | 1521 | 2984 | 0.01 | 3.5 | 0.51 | 5.2 | 494.9925 | 1.29% | 0.029792 | 8.0349 | 10.0044 | 200.1214 | 218.1904 | 0.4408
2019-03-01 04:00 | 39274.6647 | 306 | 225 | 1521 | 2984 | 2.81 | 4.01 | 0.61 | 5.17 | 517.6947 | 1.318% | 11.3342 | 11.8929 | 12.2298 | 203.353 | 238.8099 | 0.46129
2019-03-01 05:00 | 41678.7747 | 475 | 321 | 1521 | 2984 | 7.49 | 7.53 | 0.81 | 7.69 | 566.1547 | 1.358% | 48.3276 | 32.8337 | 16.7353 | 311.7061 | 409.6028 | 0.72348
2019-03-01 06:00 | 45289.3639 | 587 | 289 | 1831 | 2871 | 22.65 | 3.8 | 4.99 | 22.85 | 643.6529 | 1.421% | 188.9565 | 15.6076 | 129.8507 | 932.3413 | 1266.7561 | 1.9681
2019-03-01 07:00 | 46212.0485 | 354 | 264 | 1831 | 2871 | 8 | 2.31 | 4.21 | 12.68 | 672.0061 | 1.454% | 41.1824 | 8.8682 | 112.0956 | 529.3835 | 691.5296 | 1.0291
2019-03-01 08:00 | 45815.7627 | 352 | 205 | 1831 | 2871 | 4.76 | 0.54 | 3.57 | 9.43 | 660.1538 | 1.441% | 24.1424 | 1.5951 | 94.1861 | 390.0992 | 510.0227 | 0.77258
2019-03-01 09:00 | 45508.5703 | 327 | 262 | 1831 | 2871 | 8.43 | 2.31 | 4.99 | 17.1 | 649.3196 | 1.427% | 39.3315 | 8.6353 | 130.363 | 700.4782 | 878.808 | 1.3534
2019-03-01 10:00 | 44878.5045 | 324 | 317 | 1521 | 2840 | 4.29 | 3.5 | 1.8 | 8.89 | 627.838 | 1.399% | 19.4452 | 15.5216 | 38.3011 | 353.207 | 426.4749 | 0.67928
2019-03-01 11:00 | 43869.608 | 359 | 210 | 1521 | 2840 | 4.26 | 0.42 | 1.91 | 7.92 | 589.9627 | 1.345% | 20.5667 | 1.1861 | 39.0682 | 302.4853 | 363.3064 | 0.61581
2019-03-01 12:00 | 42341.2265 | 293 | 197 | 1521 | 2840 | 3 | 0.44 | 0.99 | 6.98 | 551.2407 | 1.302% | 11.4437 | 1.1285 | 19.6039 | 258.0784 | 290.2544 | 0.52655
2019-03-01 13:00 | 41244.5084 | 303 | 203 | 1521 | 2840 | 3 | 0.49 | 0.99 | 7.42 | 525.7116 | 1.275% | 11.5863 | 1.2679 | 19.1931 | 268.5986 | 300.6459 | 0.57188
2019-03-01 14:00 | 40579.8815 | 264 | 204 | 1554 | 2840 | 2.01 | 0.65 | 0.97 | 5 | 504.6113 | 1.244% | 6.5985 | 1.6489 | 18.7443 | 176.5772 | 203.5689 | 0.40342
2019-03-01 15:00 | 40334.9567 | 275 | 226 | 1554 | 2840 | 2.01 | 1.5 | 0.97 | 5.07 | 496.2259 | 1.23% | 6.8003 | 4.1706 | 18.5447 | 177.1431 | 206.6587 | 0.41646
2019-03-01 16:00 | 40497.33 | 279 | 246 | 1554 | 2840 | 2.01 | 1.78 | 1.25 | 5 | 502.9403 | 1.242% | 6.9645 | 5.4381 | 24.1241 | 176.3512 | 212.8779 | 0.42327
2019-03-01 17:00 | 40918.497 | 251 | 245 | 1554 | 2840 | 3.74 | 2 | 2.5 | 8 | 524.2277 | 1.281% | 12.0267 | 6.2776 | 49.7727 | 291.0775 | 359.1545 | 0.68511
2019-03-01 18:00 | 41756.483 | 337 | 315 | 1438 | 2840 | 16.68 | 3.5 | 0.97 | 23.67 | 552.1526 | 1.322% | 74.3295 | 14.5785 | 18.4445 | 888.8977 | 996.2502 | 1.8043
2019-03-01 19:00 | 41873.9092 | 349 | 341 | 1438 | 2840 | 4.7 | 5.51 | 0.97 | 9.43 | 561.1509 | 1.34% | 21.9816 | 25.1792 | 18.6925 | 358.894 | 424.7473 | 0.75692
2019-03-01 20:00 | 41255.7093 | 232 | 393 | 1438 | 2840 | 3.78 | 8.31 | 0.93 | 9.09 | 535.8514 | 1.299% | 11.3904 | 42.4184 | 17.3701 | 335.3069 | 406.4858 | 0.75858
2019-03-01 21:00 | 40203.2578 | 226 | 495 | 1438 | 2840 | 3.35 | 150 | 0.93 | 8.03 | 509.1895 | 1.267% | 9.589 | 940.4044 | 16.9379 | 288.8365 | 1255.7678 | 2.4662
2019-03-01 22:00 | 38590.4192 | 262 | 527 | 1060 | 2984 | 3.39 | 75 | 0.51 | 8.39 | 458.2208 | 1.187% | 10.5462 | 469.318 | 6.4191 | 297.2734 | 783.5566 | 1.71
2019-03-01 23:00 | 36823.1347 | 290 | 416 | 1060 | 2984 | 4 | 30 | 0.54 | 9 | 432.7735 | 1.175% | 13.6332 | 146.6744 | 6.7273 | 315.6321 | 482.6671 | 1.1153
2019-03-02 | 35329.3668 | 237 | 324 | 1060 | 2984 | 1.38 | 11.8 | 0.49 | 5 | 386.1549 | 1.093% | 3.5748 | 41.7881 | 5.6771 | 163.0777 | 214.1177 | 0.55449
2019-03-02 01:00 | 34378.1077 | 206 | 273 | 1060 | 2984 | 0.01 | 6 | 0.48 | 5 | 361.2112 | 1.051% | 0.021644 | 17.2105 | 5.346 | 156.7646 | 179.3427 | 0.4965
2019-03-02 02:00 | 33935.2698 | 234 | 210 | 1521 | 2984 | 1 | 5.51 | 0.51 | 4.65 | 362.0183 | 1.067% | 2.4963 | 12.3438 | 8.2752 | 148.0236 | 171.1389 | 0.47274
2019-03-02 03:00 | 33921.1494 | 231 | 178 | 1521 | 2984 | 1 | 4.01 | 0.51 | 4.75 | 367.1329 | 1.082% | 2.5001 | 7.7253 | 8.3956 | 153.407 | 172.0281 | 0.46857
2019-03-02 04:00 | 34294.3906 | 306 | 225 | 1521 | 2984 | 2.61 | 6 | 0.6 | 4.75 | 387.4648 | 1.13% | 9.0234 | 15.2526 | 10.3107 | 160.1407 | 194.7274 | 0.50257
2019-03-02 05:00 | 35370.6386 | 475 | 321 | 1521 | 2984 | 6 | 8.61 | 0.8 | 5 | 416.2829 | 1.177% | 33.5421 | 32.5277 | 14.3207 | 175.596 | 255.9866 | 0.61493
2019-03-02 06:00 | 36941.4274 | 587 | 289 | 1831 | 2871 | 8.87 | 10 | 2.97 | 4.27 | 447.1583 | 1.21% | 63.0245 | 34.9821 | 65.8252 | 148.3914 | 312.2232 | 0.69824
2019-03-02 07:00 | 38444.9157 | 354 | 264 | 1831 | 2871 | 5.84 | 8.61 | 2.99 | 5.66 | 500.1566 | 1.301% | 26.8957 | 29.5716 | 71.224 | 211.4057 | 339.097 | 0.67798
2019-03-02 08:00 | 40068.3805 | 352 | 205 | 1831 | 2871 | 6 | 4.01 | 2.99 | 8.4 | 554.8028 | 1.385% | 29.2436 | 11.3824 | 75.8047 | 333.9253 | 450.3561 | 0.81174
2019-03-02 09:00 | 41133.1969 | 327 | 262 | 1831 | 2871 | 9.41 | 8.61 | 2.01 | 11.64 | 581.3541 | 1.413% | 43.4896 | 31.8825 | 52.0155 | 472.318 | 599.7056 | 1.0316
2019-03-02 10:00 | 41539.456 | 324 | 317 | 1521 | 2840 | 6.12 | 27.68 | 0.99 | 9.51 | 584.2486 | 1.406% | 27.889 | 123.4134 | 21.1788 | 379.8706 | 552.3518 | 0.94541
2019-03-02 11:00 | 41522.9248 | 359 | 210 | 1521 | 2840 | 5 | 4.01 | 0.97 | 6.7 | 581.9186 | 1.401% | 25.1558 | 11.8015 | 20.6764 | 266.6659 | 324.2996 | 0.55729
2019-03-02 12:00 | 41044.595 | 293 | 197 | 1521 | 2840 | 4 | 3.5 | 0.97 | 5.15 | 566.8249 | 1.381% | 16.1853 | 9.522 | 20.3748 | 201.9847 | 248.0668 | 0.43764
2019-03-02 13:00 | 40755.1487 | 303 | 203 | 1521 | 2840 | 3.51 | 3.5 | 0.97 | 3 | 554.6711 | 1.361% | 14.4745 | 9.6698 | 20.0796 | 115.9558 | 160.1797 | 0.28878
2019-03-02 14:00 | 40522.7028 | 264 | 204 | 1554 | 2840 | 2.8 | 3.5 | 0.96 | 3 | 536.3329 | 1.324% | 9.7836 | 9.4501 | 19.7451 | 112.7653 | 151.744 | 0.28293
2019-03-02 15:00 | 40482.4674 | 275 | 226 | 1554 | 2840 | 2.8 | 5.88 | 0.96 | 3 | 527.171 | 1.302% | 10.0271 | 17.3049 | 19.427 | 110.9492 | 157.7083 | 0.29916
2019-03-02 16:00 | 40575.037 | 279 | 246 | 1554 | 2840 | 2.61 | 8.31 | 1.18 | 2.61 | 527.4547 | 1.3% | 9.4661 | 26.5743 | 23.8374 | 96.3574 | 156.2353 | 0.29621
2019-03-02 17:00 | 41079.8968 | 251 | 245 | 1554 | 2840 | 3.82 | 8.31 | 1.17 | 4.48 | 550.1692 | 1.339% | 12.8412 | 27.2668 | 24.3503 | 170.3975 | 234.8557 | 0.42688
2019-03-02 18:00 | 41894.3704 | 337 | 315 | 1438 | 2840 | 8 | 22.3 | 0.96 | 8.3 | 585.7369 | 1.398% | 37.6935 | 98.2115 | 19.3009 | 329.5667 | 484.7726 | 0.82763
2019-03-02 19:00 | 41986.5823 | 349 | 341 | 1438 | 2840 | 5 | 34.16 | 0.96 | 5.23 | 595.6889 | 1.419% | 24.7574 | 165.2651 | 19.5857 | 210.7313 | 420.3395 | 0.70564
2019-03-02 20:00 | 41234.3506 | 232 | 393 | 1438 | 2840 | 2.21 | 15.34 | 0.89 | 3 | 579.9813 | 1.407% | 7.2117 | 84.7955 | 18.0013 | 119.838 | 229.8464 | 0.3963
2019-03-02 21:00 | 40203.1451 | 226 | 495 | 1438 | 2840 | 4 | 26.93 | 0.91 | 3.77 | 556.5217 | 1.384% | 12.5138 | 184.5286 | 18.1143 | 148.2114 | 363.3682 | 0.65293
2019-03-02 22:00 | 38810.7516 | 262 | 527 | 1060 | 2984 | 3.2 | 32.75 | 0.54 | 3 | 527.609 | 1.359% | 11.3975 | 234.6292 | 7.7814 | 121.6971 | 375.5053 | 0.71171
2019-03-02 23:00 | 37238.1442 | 290 | 416 | 1060 | 2984 | 3 | 22 | 0.54 | 3 | 497.5697 | 1.336% | 11.6248 | 122.2875 | 7.6483 | 119.6151 | 261.1757 | 0.5249
2019-03-03 | 35970.8304 | 237 | 324 | 1060 | 2984 | 2.31 | 12 | 0.48 | 3.14 | 471.1532 | 1.31% | 7.1709 | 50.9258 | 6.6644 | 122.727 | 187.4881 | 0.39793
2019-03-03 01:00 | 35073.3271 | 206 | 273 | 1060 | 2984 | 2.31 | 8.31 | 0.47 | 3.11 | 461.5157 | 1.316% | 6.2616 | 29.852 | 6.5556 | 122.1149 | 164.7842 | 0.35705
2019-03-03 02:00 | 34685.6829 | 234 | 210 | 1521 | 2984 | 2.61 | 6 | 0.51 | 2.92 | 431.6281 | 1.244% | 7.6 | 15.6794 | 9.6529 | 108.4279 | 141.3603 | 0.3275
2019-03-03 03:00 | 34642.4576 | 231 | 178 | 1521 | 2984 | 2.41 | 5.51 | 0.51 | 2.61 | 447.4813 | 1.292% | 7.1911 | 12.6689 | 10.02 | 100.6018 | 130.4817 | 0.29159
2019-03-03 04:00 | 35002.6696 | 306 | 225 | 1521 | 2984 | 2.91 | 6 | 0.59 | 3.11 | 468.7961 | 1.339% | 11.9261 | 18.0808 | 12.0189 | 124.2917 | 166.3174 | 0.35478
2019-03-03 05:00 | 35847.8108 | 475 | 321 | 1521 | 2984 | 6.6 | 11.03 | 0.79 | 3.11 | 500.3641 | 1.396% | 43.7584 | 49.4202 | 16.7718 | 129.5337 | 239.484 | 0.47862
2019-03-03 06:00 | 37305.3421 | 587 | 289 | 1831 | 2871 | 22.39 | 12 | 1.97 | 5.12 | 544.2329 | 1.459% | 191.737 | 50.5933 | 52.6221 | 214.4455 | 509.3979 | 0.93599
2019-03-03 07:00 | 38915.0036 | 354 | 264 | 1831 | 2871 | 7 | 10 | 2.1 | 5 | 598.3694 | 1.538% | 38.1025 | 40.5935 | 59.1235 | 220.727 | 358.5465 | 0.59921
2019-03-03 08:00 | 40886.2073 | 352 | 205 | 1831 | 2871 | 5.34 | 4.01 | 2.58 | 5 | 650.343 | 1.591% | 29.8985 | 13.0757 | 75.1404 | 228.3331 | 346.4477 | 0.53272
2019-03-03 09:00 | 42702.3795 | 327 | 262 | 1831 | 2871 | 3.73 | 3.5 | 2.19 | 3.93 | 688.076 | 1.611% | 19.6535 | 14.7759 | 64.6125 | 181.8068 | 280.8488 | 0.40817
2019-03-03 10:00 | 43895.4778 | 324 | 317 | 1521 | 2840 | 4 | 4.51 | 1.14 | 4.2 | 699.3265 | 1.593% | 20.6474 | 22.777 | 27.6245 | 190.0325 | 261.0813 | 0.37333
2019-03-03 11:00 | 44349.82 | 359 | 210 | 1521 | 2840 | 4.73 | 2.31 | 0.96 | 4.93 | 708.4299 | 1.597% | 27.1244 | 7.7488 | 23.3241 | 223.6507 | 281.8481 | 0.39785
2019-03-03 12:00 | 44318.2044 | 293 | 197 | 1521 | 2840 | 4 | 0.82 | 0.97 | 4.2 | 712.0569 | 1.607% | 18.8304 | 2.5954 | 23.7046 | 191.6462 | 236.7767 | 0.33252
2019-03-03 13:00 | 43963.7044 | 303 | 203 | 1521 | 2840 | 2.99 | 1.59 | 0.97 | 3.19 | 716.3844 | 1.629% | 14.7627 | 5.2595 | 24.041 | 147.6253 | 191.6885 | 0.26758
2019-03-03 14:00 | 43509.9664 | 264 | 204 | 1554 | 2840 | 2.72 | 1.2 | 1.09 | 2.92 | 721.6877 | 1.659% | 11.9106 | 4.0604 | 28.0956 | 137.5504 | 181.617 | 0.25166
2019-03-03 15:00 | 43680.346 | 275 | 226 | 1554 | 2840 | 2.8 | 1.56 | 1.14 | 3 | 725.4705 | 1.661% | 12.7886 | 5.8555 | 29.4232 | 141.5055 | 189.5728 | 0.26131
2019-03-03 16:00 | 44371.2379 | 279 | 246 | 1554 | 2840 | 0.92 | 1.87 | 1.33 | 2.11 | 734.4879 | 1.655% | 4.2489 | 7.6148 | 34.2126 | 99.1937 | 145.2699 | 0.19778
2019-03-03 17:00 | 45877.2692 | 251 | 245 | 1554 | 2840 | 2.01 | 2.83 | 1.47 | 2.31 | 761.9722 | 1.661% | 8.3794 | 11.5158 | 37.9411 | 108.9612 | 166.7975 | 0.2189
2019-03-03 18:00 | 48379.695 | 337 | 315 | 1438 | 2840 | 7.85 | 3.5 | 0.95 | 8.05 | 794.5671 | 1.642% | 43.4477 | 18.107 | 22.4362 | 375.4756 | 459.4665 | 0.57826
2019-03-03 19:00 | 50363.4257 | 349 | 341 | 1438 | 2840 | 5 | 3.5 | 0.95 | 9.2 | 818.4584 | 1.625% | 28.3581 | 19.3956 | 22.2006 | 424.6074 | 494.5616 | 0.60426
2019-03-03 20:00 | 50706.9739 | 232 | 393 | 1438 | 2840 | 2.31 | 5 | 0.92 | 7.99 | 822.1408 | 1.621% | 8.6892 | 31.8597 | 21.4499 | 367.9117 | 429.9105 | 0.52292
2019-03-03 21:00 | 50072.542 | 226 | 495 | 1438 | 2840 | 2.21 | 6 | 0.9 | 7.11 | 816.3 | 1.63% | 8.1424 | 48.418 | 21.0985 | 329.1835 | 406.8424 | 0.4984
2019-03-03 22:00 | 48285.8105 | 262 | 527 | 1060 | 2984 | 0.23 | 8.11 | 0.54 | 3 | 767.6703 | 1.59% | 0.95804 | 67.9496 | 9.1003 | 142.3231 | 220.331 | 0.28701
2019-03-03 23:00 | 46659.583 | 290 | 416 | 1060 | 2984 | 2.01 | 5 | 0.54 | 2.73 | 737.4999 | 1.581% | 9.2133 | 32.8764 | 9.0473 | 128.7605 | 179.8975 | 0.24393
2019-03-04 | 45676.1872 | 237 | 324 | 1060 | 2984 | 0.34 | 3.11 | 0.47 | 1.99 | 736.2798 | 1.612% | 1.2989 | 16.2427 | 8.0308 | 95.7205 | 121.2929 | 0.16474
2019-03-04 01:00 | 45394.6162 | 206 | 273 | 1060 | 2984 | 0.01 | 2.21 | 0.46 | 1.99 | 753.3152 | 1.659% | 0.034185 | 10.0121 | 8.0916 | 98.5427 | 116.6806 | 0.15489
2019-03-04 02:00 | 45720.0602 | 234 | 210 | 1521 | 2984 | 0.01 | 1.27 | 0.97 | 1.99 | 772.9443 | 1.691% | 0.03956 | 4.5088 | 24.9426 | 100.3907 | 129.8817 | 0.16803
2019-03-04 03:00 | 46617.4752 | 231 | 178 | 1521 | 2984 | 0.01 | 0.41 | 0.97 | 1.99 | 798.4869 | 1.713% | 0.039567 | 1.25 | 25.2709 | 101.7117 | 128.2722 | 0.16064
2019-03-04 04:00 | 48583.458 | 306 | 225 | 1521 | 2984 | 2.11 | 0.61 | 0.97 | 3.18 | 841.3813 | 1.732% | 11.1817 | 2.3769 | 25.5509 | 164.3351 | 203.4446 | 0.2418
2019-03-04 05:00 | 52128.969 | 475 | 321 | 1521 | 2984 | 7.86 | 2.21 | 1.27 | 8.26 | 923.0236 | 1.771% | 66.1074 | 12.5612 | 34.2032 | 436.4279 | 549.2997 | 0.59511
2019-03-04 06:00 | 57005.8535 | 587 | 289 | 1831 | 2871 | 45.45 | 3.61 | 32.95 | 46.3 | 1030.925 | 1.808% | 482.4803 | 18.8674 | 1091.0669 | 2403.9298 | 3996.3444 | 3.8765
2019-03-04 07:00 | 58715.3759 | 354 | 264 | 1831 | 2871 | 33.32 | 1.12 | 30.87 | 43.24 | 1069.3025 | 1.821% | 214.8112 | 5.3848 | 1029.3752 | 2260.8284 | 3510.3997 | 3.2829
2019-03-04 08:00 | 58460.4212 | 352 | 205 | 1831 | 2871 | 23.77 | 0.52 | 22.84 | 38.11 | 1030.0766 | 1.762% | 147.4278 | 1.8783 | 736.872 | 1927.8789 | 2814.0569 | 2.7319
2019-03-04 09:00 | 58356.5387 | 327 | 262 | 1831 | 2871 | 24.3 | 2.38 | 23.34 | 39.85 | 1001.5274 | 1.716% | 136.3727 | 10.7017 | 733.4365 | 1963.5177 | 2844.0285 | 2.8397
2019-03-04 10:00 | 57854.3522 | 324 | 317 | 1521 | 2840 | 15.93 | 3.58 | 2.99 | 29.71 | 978.2205 | 1.691% | 87.2693 | 19.1886 | 76.8955 | 1426.664 | 1610.0174 | 1.6459
2019-03-04 11:00 | 56744.778 | 359 | 210 | 1521 | 2840 | 16.61 | 0.01 | 2.5 | 23.52 | 954.0635 | 1.681% | 100.2572 | 0.035308 | 63.9323 | 1123.0705 | 1287.2953 | 1.3493
2019-03-04 12:00 | 55437.6745 | 293 | 197 | 1521 | 2840 | 7.54 | 0.29 | 1.12 | 15.69 | 919.3625 | 1.658% | 36.6371 | 0.94743 | 28.2507 | 738.9637 | 804.7989 | 0.87539
2019-03-04 13:00 | 54458.2428 | 303 | 203 | 1521 | 2840 | 5 | 0.28 | 1.2 | 12.54 | 883.2709 | 1.622% | 24.5721 | 0.9219 | 29.6033 | 577.6253 | 632.7226 | 0.71634
2019-03-04 14:00 | 53462.8733 | 264 | 204 | 1554 | 2840 | 4 | 0.01 | 1.66 | 9 | 836.5809 | 1.565% | 16.5242 | 0.031922 | 40.3659 | 399.9599 | 456.8819 | 0.54613
2019-03-04 15:00 | 52562.7864 | 275 | 226 | 1554 | 2840 | 3.39 | 0.22 | 2.5 | 9.58 | 813.761 | 1.548% | 14.4328 | 0.76975 | 60.1464 | 421.2135 | 496.5625 | 0.61021
2019-03-04 16:00 | 53044.7776 | 279 | 246 | 1554 | 2840 | 4.09 | 1.08 | 3.59 | 13.83 | 836.528 | 1.577% | 17.9956 | 4.1898 | 87.9799 | 619.4102 | 729.5755 | 0.87215
2019-03-04 17:00 | 54496.9245 | 251 | 245 | 1554 | 2840 | 9.54 | 1.23 | 15.14 | 63.81 | 896.9775 | 1.646% | 39.4123 | 4.96 | 387.2455 | 2982.7484 | 3414.3662 | 3.8065
2019-03-04 18:00 | 57086.5055 | 337 | 315 | 1438 | 2840 | 122.12 | 2.98 | 5 | 139.4 | 964.3656 | 1.689% | 695.2243 | 15.8575 | 121.4611 | 6687.8936 | 7520.4364 | 7.7983
2019-03-04 19:00 | 58556.0693 | 349 | 341 | 1438 | 2840 | 74.36 | 2.24 | 5 | 88.96 | 989.9318 | 1.691% | 438.7308 | 12.9133 | 121.552 | 4271.166 | 4844.3622 | 4.8936
2019-03-04 20:00 | 58020.5778 | 232 | 393 | 1438 | 2840 | 25.12 | 3.11 | 5 | 70.26 | 974.7414 | 1.68% | 97.9073 | 20.5334 | 120.7915 | 3352.2302 | 3591.4623 | 3.6845
2019-03-04 21:00 | 56698.6516 | 226 | 495 | 1438 | 2840 | 19.82 | 4 | 5 | 37.62 | 938.9382 | 1.656% | 74.1782 | 32.7891 | 119.0675 | 1769.2996 | 1995.3344 | 2.1251
2019-03-04 22:00 | 54075.3717 | 262 | 527 | 1060 | 2984 | 2.01 | 4.4 | 0.86 | 12 | 874.2203 | 1.617% | 8.5137 | 37.4873 | 14.7376 | 578.8972 | 639.6358 | 0.73166
2019-03-04 23:00 | 51918.83 | 290 | 416 | 1060 | 2984 | 2.01 | 4 | 0.68 | 5.79 | 837.5742 | 1.613% | 9.4036 | 26.8443 | 11.6282 | 278.7249 | 326.601 | 0.38994
2019-03-05 | 50794.3864 | 237 | 324 | 1060 | 2984 | 1.44 | 1.28 | 0.46 | 5 | 835.3855 | 1.645% | 5.6128 | 6.8207 | 8.0193 | 245.3805 | 265.8333 | 0.31822
2019-03-05 01:00 | 50624.3561 | 206 | 273 | 1060 | 2984 | 1.48 | 0.01 | 0.59 | 5 | 847.8506 | 1.675% | 5.1061 | 0.045722 | 10.4741 | 249.8783 | 265.5043 | 0.31315
2019-03-05 02:00 | 50906.4801 | 234 | 210 | 1521 | 2984 | 2.36 | 0.01 | 1.97 | 6 | 864.1495 | 1.698% | 9.3744 | 0.035648 | 50.8641 | 303.9246 | 364.1988 | 0.42145
2019-03-05 03:00 | 51592.4394 | 231 | 178 | 1521 | 2984 | 2.01 | 0.01 | 1.97 | 10.2 | 886.1716 | 1.718% | 7.9752 | 0.030574 | 51.4668 | 522.7942 | 582.2667 | 0.65706
2019-03-05 04:00 | 53222.6761 | 306 | 225 | 1521 | 2984 | 5 | 0.01 | 2.5 | 16.79 | 924.91 | 1.738% | 26.5885 | 0.039101 | 66.0803 | 870.6674 | 963.3753 | 1.0416
2019-03-05 05:00 | 56345.5459 | 475 | 321 | 1521 | 2984 | 45.49 | 2.11 | 20 | 65.97 | 998.2622 | 1.772% | 382.82 | 11.9998 | 538.9447 | 3487.6294 | 4421.3939 | 4.4291
2019-03-05 06:00 | 60247.3776 | 587 | 289 | 1831 | 2871 | 647.9 | 16 | 625 | 691.15 | 1097.7153 | 1.822% | 6929.4323 | 84.2499 | 20850.6662 | 36154.0604 | 64018.4088 | 58.3197
2019-03-05 07:00 | 60644.2415 | 354 | 264 | 1831 | 2871 | 512.07 | 10 | 508.47 | 613.01 | 1103.6507 | 1.82% | 3298.942 | 48.0448 | 16943.2126 | 32028.9598 | 52319.1592 | 47.4055
2019-03-05 08:00 | 58382.622 | 352 | 205 | 1831 | 2871 | 171.39 | 2.53 | 170.59 | 229.8 | 1011.6407 | 1.733% | 1045.372 | 8.987 | 5412.3344 | 11432.0976 | 17898.7911 | 17.6928
2019-03-05 09:00 | 56077.4248 | 327 | 262 | 1831 | 2871 | 42.05 | 2.22 | 41.25 | 72.58 | 931.9962 | 1.662% | 228.5282 | 9.6667 | 1255.2736 | 3463.1895 | 4956.6581 | 5.3183
2019-03-05 10:00 | 53829.7926 | 324 | 317 | 1521 | 2840 | 9.29 | 1.15 | 7.84 | 20.2 | 855.2272 | 1.589% | 47.8211 | 5.7918 | 189.4541 | 911.4409 | 1154.508 | 1.3499
2019-03-05 11:00 | 51410.9902 | 359 | 210 | 1521 | 2840 | 6 | 0.01 | 5 | 9.39 | 781.3515 | 1.52% | 32.7368 | 0.031916 | 115.5819 | 405.2979 | 553.6485 | 0.70858
2019-03-05 12:00 | 48888.9896 | 293 | 197 | 1521 | 2840 | 3.06 | 0.01 | 3.24 | 3.24 | 710.8214 | 1.454% | 13.0358 | 0.028643 | 71.6512 | 133.7866 | 218.5023 | 0.30739
2019-03-05 13:00 | 46733.3004 | 303 | 203 | 1521 | 2840 | 2.11 | 0.93 | 3 | 3 | 668.0215 | 1.429% | 9.1388 | 2.6986 | 65.2251 | 121.7877 | 198.8502 | 0.29767
2019-03-05 14:00 | 44676.5823 | 264 | 204 | 1554 | 2840 | 1 | 1.56 | 4 | 3 | 627.8692 | 1.405% | 3.7102 | 4.4724 | 87.3575 | 119.7371 | 215.2772 | 0.34287
2019-03-05 15:00 | 43577.401 | 275 | 226 | 1554 | 2840 | 2.01 | 2.11 | 4 | 4 | 615.2648 | 1.412% | 7.8042 | 6.7327 | 87.7631 | 160.3907 | 262.6907 | 0.42696
2019-03-05 16:00 | 43559.2067 | 279 | 246 | 1554 | 2840 | 2.11 | 1.15 | 3.81 | 3.81 | 632.2414 | 1.451% | 8.5446 | 4.1062 | 85.9368 | 157.053 | 255.6405 | 0.40434
2019-03-05 17:00 | 44862.3232 | 251 | 245 | 1554 | 2840 | 2.31 | 0.91 | 1.25 | 16.16 | 683.8768 | 1.524% | 8.8386 | 3.3986 | 29.6113 | 699.6097 | 741.4582 | 1.0842
2019-03-05 18:00 | 47921.2587 | 337 | 315 | 1438 | 2840 | 12.53 | 2.11 | 4.43 | 33.8 | 760.004 | 1.586% | 66.9682 | 10.541 | 101.03 | 1522.3787 | 1700.9179 | 2.238
2019-03-05 19:00 | 50439.1152 | 349 | 341 | 1438 | 2840 | 8.94 | 2.21 | 4 | 30.16 | 807.8661 | 1.602% | 49.9729 | 12.0703 | 92.1278 | 1371.8973 | 1526.0683 | 1.889
2019-03-05 20:00 | 50871.039 | 232 | 393 | 1438 | 2840 | 5.11 | 3.41 | 2.5 | 14.08 | 821.6117 | 1.615% | 19.1472 | 21.6443 | 58.0624 | 645.8282 | 744.682 | 0.90637
2019-03-05 21:00 | 50148.3645 | 226 | 495 | 1438 | 2840 | 3.72 | 5 | 2.5 | 7.89 | 806.5062 | 1.608% | 13.5208 | 39.8039 | 57.8162 | 360.368 | 471.509 | 0.58463
2019-03-05 22:00 | 48222.0875 | 262 | 527 | 1060 | 2984 | 1.48 | 5 | 0.85 | 4.61 | 760.9531 | 1.578% | 6.1189 | 41.5808 | 14.2179 | 217.0759 | 278.9935 | 0.36664
2019-03-05 23:00 | 46687.9733 | 290 | 416 | 1060 | 2984 | 2.01 | 5 | 0.97 | 4.61 | 735.8397 | 1.576% | 9.187 | 32.7825 | 16.2053 | 216.8093 | 274.984 | 0.3737
2019-03-06 | 45940.9655 | 237 | 324 | 1060 | 2984 | 2 | 3.09 | 0.5 | 2.61 | 735.1117 | 1.6% | 7.5846 | 16.0198 | 8.4806 | 124.6214 | 156.7064 | 0.21317
2019-03-06 01:00 | 45876.0367 | 206 | 273 | 1060 | 2984 | 1 | 2.55 | 0.51 | 2.42 | 746.1076 | 1.626% | 3.3503 | 11.3219 | 8.7921 | 117.4437 | 140.908 | 0.18886
2019-03-06 02:00 | 46278.1927 | 234 | 210 | 1521 | 2984 | 1.65 | 1.42 | 1.28 | 2.23 | 767.163 | 1.658% | 6.4005 | 4.9433 | 32.2738 | 110.31 | 153.9276 | 0.20065
2019-03-06 03:00 | 47096.4319 | 231 | 178 | 1521 | 2984 | 1.73 | 1 | 1.26 | 2.21 | 787.008 | 1.671% | 6.678 | 2.9745 | 32.0251 | 110.2002 | 151.8778 | 0.19298
2019-03-06 04:00 | 48744.3326 | 306 | 225 | 1521 | 2984 | 2.21 | 0.88 | 1.54 | 4.5 | 821.8371 | 1.686% | 11.4018 | 3.3383 | 39.4922 | 226.3982 | 280.6306 | 0.34147
2019-03-06 05:00 | 51957.5905 | 475 | 321 | 1521 | 2984 | 11.31 | 1.58 | 2.99 | 12.95 | 888.1405 | 1.709% | 91.8309 | 8.6695 | 77.7379 | 660.5433 | 838.7816 | 0.94442
2019-03-06 06:00 | 56210.1233 | 587 | 289 | 1831 | 2871 | 74.1 | 3.81 | 40.64 | 72.1 | 983.8943 | 1.75% | 761.3603 | 19.2733 | 1302.4947 | 3623.284 | 5706.4123 | 5.7998
2019-03-06 07:00 | 55968.3994 | 354 | 264 | 1831 | 2871 | 26.66 | 1.53 | 26.26 | 32.11 | 975.1061 | 1.742% | 164.4267 | 7.0373 | 837.7069 | 1606.1367 | 2615.3075 | 2.6821
2019-03-06 08:00 | 52328.4137 | 352 | 205 | 1831 | 2871 | 13.2 | 0.12 | 14.22 | 14.22 | 844.7354 | 1.614% | 75.0066 | 0.39712 | 420.3113 | 659.0463 | 1154.7614 | 1.367
2019-03-06 09:00 | 49361.0384 | 327 | 262 | 1831 | 2871 | 8.52 | 2.47 | 8.4 | 8.72 | 754.1112 | 1.528% | 42.5636 | 9.8867 | 234.9734 | 382.473 | 669.8966 | 0.88833
2019-03-06 10:00 | 46983.527 | 324 | 317 | 1521 | 2840 | 5 | 8.03 | 2.99 | 5 | 664.8638 | 1.415% | 22.9246 | 36.0215 | 64.3558 | 200.9442 | 324.2461 | 0.48769
2019-03-06 11:00 | 44761.1728 | 359 | 210 | 1521 | 2840 | 4 | 5.51 | 2.99 | 3 | 603.6477 | 1.349% | 19.3658 | 15.6046 | 61.3313 | 114.9004 | 211.2022 | 0.34988
2019-03-06 12:00 | 42671.4628 | 293 | 197 | 1521 | 2840 | 4.76 | 5.51 | 1.57 | 5 | 553.4308 | 1.297% | 18.0884 | 14.0781 | 30.971 | 184.168 | 247.3054 | 0.44686
2019-03-06 13:00 | 41255.5081 | 303 | 203 | 1521 | 2840 | 5 | 5.51 | 1.63 | 6 | 503.2323 | 1.22% | 18.4799 | 13.6438 | 30.2415 | 207.8529 | 270.2181 | 0.53696
2019-03-06 14:00 | 39991.0003 | 264 | 204 | 1554 | 2840 | 4 | 5.51 | 1.34 | 5.23 | 460.8173 | 1.152% | 12.1683 | 12.9523 | 23.9951 | 171.1538 | 220.2695 | 0.478
2019-03-06 15:00 | 39383.8219 | 275 | 226 | 1554 | 2840 | 4 | 8.51 | 1.97 | 5.11 | 446.9688 | 1.135% | 12.4839 | 21.8272 | 34.7437 | 164.7019 | 233.7567 | 0.52298
2019-03-06 16:00 | 39716.0442 | 279 | 246 | 1554 | 2840 | 4 | 11.89 | 2.67 | 4.14 | 462.8478 | 1.165% | 13.0058 | 34.087 | 48.3542 | 137.0222 | 232.4692 | 0.50226
2019-03-06 17:00 | 40760.7324 | 251 | 245 | 1554 | 2840 | 8 | 12 | 1.25 | 8.33 | 498.2755 | 1.222% | 24.5466 | 35.9397 | 23.7459 | 289.1951 | 373.4273 | 0.74944
2019-03-06 18:00 | 42975.9554 | 337 | 315 | 1438 | 2840 | 8 | 15 | 2.29 | 15.6 | 557.301 | 1.297% | 34.961 | 61.2726 | 42.703 | 574.5227 | 713.4594 | 1.2802
2019-03-06 19:00 | 44378.0338 | 349 | 341 | 1438 | 2840 | 8 | 18.5 | 1.3 | 13.14 | 585.0432 | 1.318% | 36.8074 | 83.166 | 24.6446 | 491.9643 | 636.5823 | 1.0881
2019-03-06 20:00 | 44405.513 | 232 | 393 | 1438 | 2840 | 3.59 | 15.42 | 0.99 | 7.47 | 552.7711 | 1.245% | 10.3679 | 75.4372 | 17.7216 | 264.0872 | 367.6139 | 0.66504
2019-03-06 21:00 | 43247.4638 | 226 | 495 | 1438 | 2840 | 4 | 40.71 | 1 | 7.61 | 521.0481 | 1.205% | 10.8914 | 242.7859 | 17.3251 | 260.3875 | 531.39 | 1.0198
2019-03-06 22:00 | 40811.3372 | 262 | 527 | 1060 | 2984 | 5.01 | 100 | 0.79 | 9.46 | 470.6544 | 1.153% | 15.1377 | 607.7597 | 9.6573 | 325.5452 | 958.0999 | 2.0357
2019-03-06 23:00 | 38536.3317 | 290 | 416 | 1060 | 2984 | 6 | 36.63 | 0.74 | 8.37 | 425.3232 | 1.104% | 19.2043 | 168.1818 | 8.6574 | 275.6595 | 471.7029 | 1.109
2019-03-07 | 36998.9232 | 237 | 324 | 1060 | 2984 | 6 | 21.51 | 0.49 | 20.58 | 402.167 | 1.087% | 15.4567 | 75.7535 | 5.6457 | 667.5157 | 764.3716 | 1.9006
2019-03-07 01:00 | 36217.237 | 206 | 273 | 1060 | 2984 | 5 | 12 | 0.5 | 12 | 391.6879 | 1.081% | 11.1394 | 35.4298 | 5.7319 | 387.262 | 439.5632 | 1.1222
2019-03-07 02:00 | 35810.5149 | 234 | 210 | 1521 | 2984 | 6 | 6 | 0.99 | 12 | 385.401 | 1.076% | 15.1102 | 13.5604 | 16.2057 | 385.374 | 430.2502 | 1.1164
2019-03-07 03:00 | 35801.8108 | 231 | 178 | 1521 | 2984 | 6 | 6 | 0.99 | 22 | 386.4272 | 1.079% | 14.9598 | 11.5275 | 16.2528 | 708.5723 | 751.3123 | 1.9443
2019-03-07 04:00 | 36619.2477 | 306 | 225 | 1521 | 2984 | 16 | 10 | 0.99 | 22 | 399.4757 | 1.091% | 53.41 | 24.545 | 16.4265 | 716.1474 | 810.5289 | 2.029
2019-03-07 05:00 | 38945.8584 | 475 | 321 | 1521 | 2984 | 24.66 | 12 | 0.99 | 24.86 | 437.1147 | 1.122% | 131.4682 | 43.2335 | 16.9005 | 832.5955 | 1024.1977 | 2.3431
2019-03-07 06:00 | 42497.7786 | 587 | 289 | 1831 | 2871 | 57.21 | 15 | 8.26 | 57.41 | 500.0196 | 1.177% | 395.1217 | 51.0047 | 177.9464 | 1939.2847 | 2563.3575 | 5.1265
2019-03-07 07:00 | 42960.179 | 354 | 264 | 1831 | 2871 | 12.36 | 10.51 | 8.26 | 42.04 | 513.3297 | 1.195% | 52.282 | 33.1541 | 180.7169 | 1442.2023 | 1708.3553 | 3.328
2019-03-07 08:00 | 41923.9196 | 352 | 205 | 1831 | 2871 | 10.24 | 10 | 8.24 | 18.02 | 485.5611 | 1.158% | 41.7469 | 23.743 | 174.7421 | 599.1975 | 839.4295 | 1.7288
2019-03-07 09:00 | 41024.0534 | 327 | 262 | 1831 | 2871 | 5 | 12 | 2.99 | 12.22 | 458.0701 | 1.117% | 18.2562 | 35.1056 | 61.1298 | 391.7399 | 506.2315 | 1.1051
2019-03-07 10:00 | 39941.3122 | 324 | 317 | 1521 | 2840 | 5 | 26.76 | 0.99 | 10.05 | 428.9967 | 1.074% | 17.3999 | 91.1123 | 16.1732 | 306.5604 | 431.2457 | 1.0052
2019-03-07 11:00 | 38733.2819 | 359 | 210 | 1521 | 2840 | 5 | 7 | 0.99 | 8 | 400.9803 | 1.035% | 18.5825 | 15.2179 | 15.5885 | 235.2053 | 284.5941 | 0.70975
2019-03-07 12:00 | 37679.8317 | 293 | 197 | 1521 | 2840 | 5 | 5.51 | 0.99 | 8.27 | 381.6775 | 1.013% | 14.8397 | 10.9953 | 15.2529 | 237.9093 | 278.9972 | 0.73098
2019-03-07 13:00 | 37019.2858 | 303 | 203 | 1521 | 2840 | 5 | 11.82 | 0.99 | 20.88 | 373.2667 | 1.008% | 15.2758 | 24.1938 | 15.1829 | 597.9158 | 652.5684 | 1.7483
2019-03-07 14:00 | 36708.6224 | 264 | 204 | 1554 | 2840 | 5 | 7.51 | 1.25 | 16.06 | 362.3413 | 0.9871% | 13.0294 | 15.1224 | 19.1739 | 450.2085 | 497.5341 | 1.3731
2019-03-07 15:00 | 36630.4026 | 275 | 226 | 1554 | 2840 | 5 | 12 | 1.22 | 17.69 | 365.4375 | 0.9976% | 13.7175 | 27.0558 | 18.914 | 501.2075 | 560.8948 | 1.5349
2019-03-07 16:00 | 36802.5319 | 279 | 246 | 1554 | 2840 | 5 | 21.98 | 1.45 | 12 | 370.1786 | 1.006% | 14.0316 | 54.3872 | 22.6648 | 342.794 | 433.8776 | 1.1721
2019-03-07 17:00 | 37238.3037 | 251 | 245 | 1554 | 2840 | 8 | 20.89 | 0.99 | 14 | 385.9981 | 1.037% | 20.8142 | 53.0518 | 15.9471 | 412.137 | 501.95 | 1.3004
2019-03-07 18:00 | 38554.7871 | 337 | 315 | 1438 | 2840 | 9.41 | 39.46 | 1.48 | 24.2 | 418.6615 | 1.086% | 34.4353 | 134.9747 | 23.1103 | 746.3086 | 938.8289 | 2.2425
2019-03-07 19:00 | 39404.5394 | 349 | 341 | 1438 | 2840 | 13.08 | 50 | 1.23 | 18.5 | 439.0395 | 1.114% | 50.8617 | 189.9686 | 19.707 | 585.3929 | 845.9302 | 1.9268
2019-03-07 20:00 | 38919.5683 | 232 | 393 | 1438 | 2840 | 4 | 35.72 | 0.98 | 25 | 430.7448 | 1.107% | 10.2707 | 155.366 | 15.5969 | 785.797 | 967.0305 | 2.245
2019-03-07 21:00 | 37538.3929 | 226 | 495 | 1438 | 2840 | 4 | 97.46 | 0.99 | 16 | 405.9256 | 1.081% | 9.7755 | 521.6778 | 15.3945 | 491.3705 | 1038.2182 | 2.5577
2019-03-07 22:00 | 35321.7864 | 262 | 527 | 1060 | 2984 | 8.2 | 100 | 0.74 | 10 | 361.3549 | 1.023% | 21.9789 | 539.1404 | 8.0247 | 305.2742 | 874.4182 | 2.4198
2019-03-07 23:00 | 32940.6933 | 290 | 416 | 1060 | 2984 | 11.8 | 91.34 | 0.73 | 12 | 319.7258 | 0.9706% | 33.2143 | 368.8071 | 7.5106 | 347.5562 | 757.0881 | 2.3679
2019-03-08 | 31345.5133 | 237 | 324 | 1060 | 2984 | 6 | 31.49 | 0.48 | 21.35 | 292.0607 | 0.9317% | 13.2494 | 95.0639 | 4.7407 | 593.6008 | 706.6548 | 2.4195
2019-03-08 01:00 | 30336.0717 | 206 | 273 | 1060 | 2984 | 5 | 13.28 | 0.49 | 17 | 278.1596 | 0.9169% | 9.4443 | 33.2426 | 4.7625 | 465.1387 | 512.5882 | 1.8428
2019-03-08 02:00 | 29918.0162 | 234 | 210 | 1521 | 2984 | 5.94 | 6.79 | 0.98 | 17 | 271.5463 | 0.9076% | 12.6158 | 12.942 | 13.529 | 460.4249 | 499.5117 | 1.8395
2019-03-08 03:00 | 29703.6624 | 231 | 178 | 1521 | 2984 | 5.94 | 6 | 0.98 | 22.86 | 265.334 | 0.8933% | 12.2569 | 9.5401 | 13.3149 | 609.3375 | 644.4495 | 2.4288
2019-03-08 04:00 | 30186.0988 | 306 | 225 | 1521 | 2984 | 16 | 7.08 | 0.98 | 22.86 | 271.9814 | 0.901% | 44.1137 | 14.3532 | 13.4304 | 614.6208 | 686.518 | 2.5241
2019-03-08 05:00 | 32166.4026 | 475 | 321 | 1521 | 2984 | 20 | 13.53 | 0.98 | 19.87 | 300.3498 | 0.9337% | 88.7051 | 40.5534 | 13.9181 | 553.6325 | 696.8092 | 2.32
2019-03-08 06:00 | 35512.5299 | 587 | 289 | 1831 | 2871 | 25 | 16.49 | 6.16 | 25 | 354.8974 | 0.9994% | 146.6558 | 47.6255 | 112.7172 | 717.2895 | 1024.2881 | 2.8862
2019-03-08 07:00 | 36790.7187 | 354 | 264 | 1831 | 2871 | 8 | 10 | 4.83 | 15.18 | 406.2639 | 1.104% | 31.2725 | 29.1524 | 97.6575 | 481.2547 | 639.337 | 1.5737
2019-03-08 08:00 | 37102.9915 | 352 | 205 | 1831 | 2871 | 6.31 | 4 | 4.31 | 10.21 | 443.6084 | 1.196% | 26.556 | 9.804 | 94.3531 | 350.4691 | 481.1823 | 1.0847
2019-03-08 09:00 | 37532.9091 | 327 | 262 | 1831 | 2871 | 6.75 | 10 | 4.75 | 11.46 | 450.597 | 1.201% | 26.4989 | 31.4541 | 104.4138 | 394.9971 | 557.3639 | 1.2369
2019-03-08 10:00 | 37924.3196 | 324 | 317 | 1521 | 2840 | 11.84 | 9.11 | 0.98 | 16.63 | 448.0559 | 1.181% | 45.3222 | 34.1187 | 17.6104 | 557.9882 | 655.0395 | 1.462
2019-03-08 11:00 | 38139.0504 | 359 | 210 | 1521 | 2840 | 12.25 | 4 | 0.98 | 13.38 | 442.466 | 1.16% | 51.02 | 9.7452 | 17.2928 | 440.8435 | 518.9015 | 1.1727
2019-03-08 12:00 | 38325.4476 | 293 | 197 | 1521 | 2840 | 5.16 | 4 | 0.98 | 9.73 | 436.9808 | 1.14% | 17.2382 | 8.9847 | 16.9954 | 315.0695 | 358.2877 | 0.81992
2019-03-08 13:00 | 38951.0192 | 303 | 203 | 1521 | 2840 | 5 | 4 | 0.98 | 9.68 | 432.4216 | 1.11% | 16.819 | 9.0146 | 16.5479 | 305.1984 | 347.5799 | 0.8038
2019-03-08 14:00 | 39369.6106 | 264 | 204 | 1554 | 2840 | 4 | 4 | 0.99 | 7.48 | 435.991 | 1.107% | 11.6945 | 9.0366 | 17.0374 | 235.2536 | 273.0221 | 0.62621
2019-03-08 15:00 | 39492.9821 | 275 | 226 | 1554 | 2840 | 4 | 4 | 0.99 | 8.2 | 432.0924 | 1.094% | 12.0351 | 9.8907 | 16.8323 | 254.7938 | 293.5518 | 0.67937
2019-03-08 16:00 | 39400.0794 | 279 | 246 | 1554 | 2840 | 4 | 9.41 | 0.99 | 7.11 | 423.7338 | 1.075% | 12.0022 | 24.8955 | 16.5456 | 217.1621 | 270.6053 | 0.63862
2019-03-08 17:00 | 39254.3356 | 251 | 245 | 1554 | 2840 | 8 | 12 | 1.26 | 9.77 | 432.7175 | 1.102% | 22.1351 | 32.4089 | 21.5843 | 305.865 | 381.9932 | 0.88278
2019-03-08 18:00 | 39739.4437 | 337 | 315 | 1438 | 2840 | 8 | 23.47 | 1.34 | 10.82 | 447.3149 | 1.126% | 30.3467 | 83.2176 | 21.6898 | 345.8893 | 481.1434 | 1.0756
2019-03-08 19:00 | 40117.1637 | 349 | 341 | 1438 | 2840 | 8 | 34.41 | 1.33 | 19.88 | 462.9063 | 1.154% | 32.2165 | 135.3948 | 22.0685 | 651.4747 | 841.1545 | 1.8171
2019-03-08 20:00 | 39407.9726 | 232 | 393 | 1438 | 2840 | 3.9 | 23.51 | 0.97 | 21.5 | 440.4966 | 1.118% | 10.1137 | 103.277 | 15.5915 | 682.5198 | 811.5021 | 1.8422
2019-03-08 21:00 | 38269.7487 | 226 | 495 | 1438 | 2840 | 4 | 59.08 | 0.97 | 20 | 418.3807 | 1.093% | 9.8829 | 319.7141 | 15.2492 | 620.9611 | 965.8073 | 2.3084
2019-03-08 22:00 | 36521.9928 | 262 | 527 | 1060 | 2984 | 10 | 68.3 | 0.73 | 30 | 384.3216 | 1.052% | 27.5703 | 378.7665 | 8.1427 | 942.0205 | 1356.5001 | 3.5296
2019-03-08 23:00 | 34580.5052 | 290 | 416 | 1060 | 2984 | 10.07 | 56.15 | 0.72 | 37.28 | 352.8027 | 1.02% | 29.794 | 238.3108 | 7.7864 | 1134.9464 | 1410.8376 | 3.9989
2019-03-09 | 32741.1183 | 237 | 324 | 1060 | 2984 | 9.11 | 13.6 | 0.47 | 14 | 327.2224 | 0.9994% | 21.5783 | 44.0386 | 4.9791 | 417.5191 | 488.1151 | 1.4917
2019-03-09 01:00 | 31564.9837 | 206 | 273 | 1060 | 2984 | 6 | 10.63 | 0.48 | 14 | 312.7331 | 0.9908% | 12.2458 | 28.7517 | 5.041 | 413.8997 | 459.9382 | 1.4707
2019-03-09 02:00 | 30715.6115 | 234 | 210 | 1521 | 2984 | 6 | 6.89 | 0.97 | 18 | 284.7217 | 0.927% | 13.0145 | 13.4122 | 13.6761 | 497.8893 | 537.9921 | 1.8895
2019-03-09 03:00 | 30303.1028 | 231 | 178 | 1521 | 2984 | 6 | 6 | 1 | 18 | 270.642 | 0.8931% | 12.3786 | 9.5385 | 13.5843 | 479.7106 | 515.212 | 1.9037
2019-03-09 04:00 | 30293.9331 | 306 | 225 | 1521 | 2984 | 20 | 10.36 | 0.99 | 20.2 | 267.9904 | 0.8846% | 54.1396 | 20.6208 | 13.3207 | 533.229 | 621.3101 | 2.3184
2019-03-09 05:00 | 30738.5172 | 475 | 321 | 1521 | 2984 | 62.43 | 13.18 | 1.26 | 24 | 272.6676 | 0.8871% | 263.0495 | 37.5293 | 17.0001 | 635.2733 | 952.8523 | 3.4946
2019-03-09 06:00 | 31900.1528 | 587 | 289 | 1831 | 2871 | 62.05 | 23.95 | 2.99 | 24 | 296.4526 | 0.9293% | 338.4873 | 64.3229 | 50.8771 | 640.3346 | 1094.0219 | 3.6904
2019-03-09 07:00 | 32890.2747 | 354 | 264 | 1831 | 2871 | 10 | 18.54 | 3 | 24 | 327.1465 | 0.9947% | 35.211 | 48.6842 | 54.6367 | 685.3607 | 823.8926 | 2.5184
2019-03-09 08:00 | 34712.0667 | 352 | 205 | 1831 | 2871 | 20.34 | 12 | 3.61 | 24 | 361.929 | 1.043% | 74.6511 | 25.6494 | 68.9189 | 718.4347 | 887.6542 | 2.4526
2019-03-09 09:00 | 36492.9847 | 327 | 262 | 1831 | 2871 | 12 | 12 | 3 | 19.24 | 395.1411 | 1.083% | 42.4885 | 34.0428 | 59.4775 | 598.1101 | 734.1189 | 1.8579
2019-03-09 10:00 | 37975.0257 | 324 | 317 | 1521 | 2840 | 11.66 | 16.93 | 0.97 | 14 | 423.2917 | 1.115% | 42.11 | 59.8216 | 16.4453 | 443.1881 | 561.565 | 1.3267
2019-03-09 11:00 | 38679.332 | 359 | 210 | 1521 | 2840 | 6.7 | 3.11 | 0.97 | 13.61 | 433.7305 | 1.121% | 26.9718 | 7.3235 | 16.5441 | 433.4285 | 484.2679 | 1.1165
2019-03-09 12:00 | 38974.5914 | 293 | 197 | 1521 | 2840 | 7.27 | 1.57 | 1.15 | 10.64 | 448.9715 | 1.152% | 24.538 | 3.5629 | 20.1495 | 348.0945 | 396.3449 | 0.88278
2019-03-09 13:00 | 39282.3434 | 303 | 203 | 1521 | 2840 | 5 | 1 | 0.97 | 8.76 | 460.9836 | 1.174% | 17.7787 | 2.3822 | 17.3137 | 291.9514 | 329.426 | 0.71462
2019-03-09 14:00 | 39408.7239 | 264 | 204 | 1554 | 2840 | 4 | 1 | 0.98 | 10 | 481.7639 | 1.222% | 12.9094 | 2.4939 | 18.6174 | 347.1844 | 381.205 | 0.79127
2019-03-09 15:00 | 39757.8532 | 275 | 226 | 1554 | 2840 | 5 | 1 | 1.47 | 11.96 | 509.6867 | 1.282% | 17.6272 | 2.8973 | 29.2852 | 435.4415 | 485.2512 | 0.95206
2019-03-09 16:00 | 39806.3486 | 279 | 246 | 1554 | 2840 | 7.56 | 1 | 1.42 | 16.22 | 510.9107 | 1.283% | 27.0719 | 3.1574 | 28.3225 | 591.2374 | 649.7892 | 1.2718
2019-03-09 17:00 | 39330.0163 | 251 | 245 | 1554 | 2840 | 8 | 1.75 | 2.25 | 18 | 496.2573 | 1.262% | 25.3365 | 5.4099 | 44.1181 | 645.0207 | 719.8851 | 1.4506
2019-03-09 18:00 | 39026.4254 | 337 | 315 | 1438 | 2840 | 20.07 | 4 | 1.44 | 26.12 | 488.2813 | 1.251% | 84.623 | 15.7646 | 25.9079 | 928.1173 | 1054.4128 | 2.1594
2019-03-09 19:00 | 39034.2982 | 349 | 341 | 1438 | 2840 | 20.7 | 4 | 1.56 | 25.58 | 484.3077 | 1.241% | 89.6336 | 16.9235 | 27.8329 | 901.3509 | 1035.7409 | 2.1386
2019-03-09 20:00 | 37759.7734 | 232 | 393 | 1438 | 2840 | 4.6 | 4 | 1.12 | 12.76 | 460.944 | 1.221% | 13.0276 | 19.1898 | 19.6606 | 442.3722 | 494.2502 | 1.0723
2019-03-09 21:00 | 36414.9313 | 226 | 495 | 1438 | 2840 | 4.67 | 6 | 0.97 | 11.44 | 434.4704 | 1.193% | 12.5923 | 35.4354 | 16.6422 | 387.6369 | 452.3068 | 1.0411
2019-03-09 22:00 | 34749.0817 | 262 | 527 | 1060 | 2984 | 4.21 | 15.96 | 0.74 | 10.13 | 408.1073 | 1.174% | 12.9543 | 98.7813 | 9.2123 | 355.009 | 475.9569 | 1.1663
2019-03-09 23:00 | 32927.2885 | 290 | 416 | 1060 | 2984 | 5.35 | 9.11 | 0.74 | 7.58 | 356.6852 | 1.083% | 16.8066 | 41.0526 | 8.497 | 245.0175 | 311.3738 | 0.87297
2019-03-10 | 31430.464 | 237 | 324 | 1060 | 2984 | 5 | 11.26 | 0.5 | 8 | 309.2725 | 0.984% | 11.6603 | 35.8983 | 5.2151 | 234.898 | 287.6717 | 0.93016
2019-03-10 01:00 | 30450.1799 | 206 | 273 | 1060 | 2984 | 2.01 | 7.68 | 0.74 | 5.08 | 279.0444 | 0.9164% | 3.7944 | 19.2135 | 7.1882 | 138.914 | 169.1102 | 0.60603
2019-03-10 03:00 | 29679.2238 | 231 | 178 | 1521 | 2984 | 3.19 | 2.07 | 0.99 | 5.01 | 262.0802 | 0.883% | 6.5071 | 3.2537 | 13.2968 | 132.0135 | 155.0709 | 0.59169
2019-03-10 04:00 | 29449.6503 | 306 | 225 | 1521 | 2984 | 5 | 5.51 | 0.98 | 5.2 | 283.0192 | 0.961% | 14.7037 | 11.9143 | 14.3249 | 149.1207 | 190.0636 | 0.67156
2019-03-10 05:00 | 29714.2229 | 475 | 321 | 1521 | 2984 | 20 | 10.32 | 1.26 | 11 | 283.9885 | 0.9557% | 90.7946 | 31.6607 | 18.3162 | 313.7096 | 454.4812 | 1.6004
2019-03-10 06:00 | 30464.5887 | 587 | 289 | 1831 | 2871 | 21.6 | 20.68 | 6.26 | 14 | 287.3663 | 0.9433% | 119.6003 | 56.3753 | 108.1193 | 379.1418 | 663.2367 | 2.308
2019-03-10 07:00 | 31488.2016 | 354 | 264 | 1831 | 2871 | 8.39 | 14.92 | 4.49 | 9.3 | 319.7906 | 1.016% | 30.1636 | 40.0028 | 83.4935 | 271.1652 | 424.8251 | 1.3284
2019-03-10 08:00 | 32558.4881 | 352 | 205 | 1831 | 2871 | 7.69 | 10 | 6.89 | 10 | 345.6301 | 1.062% | 28.7353 | 21.7621 | 133.9229 | 304.7758 | 489.1961 | 1.4154
2019-03-10 09:00 | 34059.5084 | 327 | 262 | 1831 | 2871 | 6.23 | 10 | 5.27 | 14 | 373.2073 | 1.096% | 22.3227 | 28.7087 | 105.733 | 440.426 | 597.1904 | 1.6002
2019-03-10 10:00 | 35455.4684 | 324 | 317 | 1521 | 2840 | 5.03 | 5.23 | 1.35 | 11.33 | 397.8667 | 1.122% | 18.288 | 18.6044 | 23.0419 | 361.0793 | 421.0136 | 1.0582
2019-03-10 11:00 | 36365.7958 | 359 | 210 | 1521 | 2840 | 6.48 | 3.5 | 1.51 | 10 | 408.3973 | 1.123% | 26.1252 | 8.2542 | 25.7926 | 318.9393 | 379.1114 | 0.92829
2019-03-10 12:00 | 36954.9023 | 293 | 197 | 1521 | 2840 | 5 | 1.47 | 1.52 | 10 | 400.4147 | 1.084% | 15.8736 | 3.1378 | 25.0502 | 307.7204 | 351.782 | 0.87854
2019-03-10 13:00 | 37375.2298 | 303 | 203 | 1521 | 2840 | 5 | 3 | 1 | 10 | 416.83 | 1.115% | 16.8961 | 6.7919 | 16.9631 | 316.7331 | 357.3842 | 0.85739
2019-03-10 14:00 | 37571.4433 | 264 | 204 | 1554 | 2840 | 3.8 | 1.94 | 1.25 | 10 | 416.9989 | 1.11% | 11.1343 | 4.3925 | 21.5595 | 315.2067 | 352.293 | 0.84483
2019-03-10 15:00 | 37685.86 | 275 | 226 | 1554 | 2840 | 4 | 2.48 | 1.51 | 10 | 428.3821 | 1.137% | 12.5039 | 6.3711 | 26.6735 | 322.828 | 368.3765 | 0.85993
2019-03-10 16:00 | 37982.4127 | 279 | 246 | 1554 | 2840 | 5 | 3.5 | 1.62 | 12.12 | 430.48 | 1.133% | 15.8105 | 9.7583 | 28.5323 | 390.1139 | 444.2149 | 1.0319
2019-03-10 17:00 | 38143.6549 | 251 | 245 | 1554 | 2840 | 2.5 | 3.5 | 2.5 | 12.12 | 434.8243 | 1.14% | 7.1533 | 9.7752 | 44.2876 | 392.385 | 453.6011 | 1.0432
2019-03-10 18:00 | 38216.4638 | 337 | 315 | 1438 | 2840 | 8 | 4 | 2.5 | 17.61 | 463.6263 | 1.213% | 32.7068 | 15.2858 | 43.6131 | 606.7297 | 698.3353 | 1.5062
2019-03-10 19:00 | 39123.791 | 349 | 341 | 1438 | 2840 | 18.63 | 4 | 4 | 25.61 | 480.693 | 1.229% | 79.885 | 16.7587 | 70.6717 | 893.6239 | 1060.9393 | 2.2071
2019-03-10 20:00 | 39689.4817 | 232 | 393 | 1438 | 2840 | 4 | 6 | 1.44 | 17.36 | 497.7013 | 1.254% | 11.637 | 29.569 | 25.9666 | 618.2462 | 685.4188 | 1.3772
2019-03-10 21:00 | 38785.0595 | 226 | 495 | 1438 | 2840 | 2.01 | 13.22 | 1.28 | 11.63 | 477.7014 | 1.232% | 5.595 | 80.5988 | 22.6705 | 406.8086 | 515.6729 | 1.0795
2019-03-10 22:00 | 37027.7763 | 262 | 527 | 1060 | 2984 | 2.94 | 15 | 0.74 | 8.5 | 428.807 | 1.158% | 8.9204 | 91.5453 | 9.0839 | 293.7325 | 403.2821 | 0.94047
2019-03-10 23:00 | 34816.5768 | 290 | 416 | 1060 | 2984 | 5 | 12 | 0.76 | 10 | 384.0153 | 1.103% | 15.993 | 55.0601 | 8.8855 | 329.1253 | 409.0639 | 1.0652
2019-03-11 | 32872.6316 | 237 | 324 | 1060 | 2984 | 2.11 | 6.18 | 0.46 | 4.63 | 335.7766 | 1.021% | 5.108 | 20.4526 | 4.9806 | 141.1223 | 171.6635 | 0.51124
2019-03-11 01:00 | 31626.0571 | 206 | 273 | 1060 | 2984 | 2.01 | 6 | 0.47 | 4.23 | 307.1074 | 0.9711% | 4.0208 | 15.9059 | 4.8378 | 122.57 | 147.3346 | 0.47975
2019-03-11 02:00 | 30872.8411 | 234 | 210 | 1521 | 2984 | 2.01 | 3.06 | 0.96 | 4.73 | 293.5016 | 0.9507% | 4.4714 | 6.1091 | 13.8814 | 134.1819 | 158.6438 | 0.54052
2019-03-11 03:00 | 30687.1344 | 231 | 178 | 1521 | 2984 | 2.01 | 1.69 | 0.99 | 3.95 | 290.035 | 0.9451% | 4.3884 | 2.8432 | 14.2318 | 111.4012 | 132.8645 | 0.4581
2019-03-11 04:00 | 31233.2034 | 306 | 225 | 1521 | 2984 | 4.55 | 3.5 | 0.98 | 4.75 | 292.5215 | 0.9366% | 13.0399 | 7.3755 | 13.9604 | 132.7497 | 167.1255 | 0.57133
2019-03-11 05:00 | 32780.5057 | 475 | 321 | 1521 | 2984 | 6 | 14.13 | 1.42 | 6.2 | 311.1076 | 0.9491% | 27.0483 | 43.0469 | 20.4981 | 175.5842 | 266.1775 | 0.85558
2019-03-11 06:00 | 35234.8437 | 587 | 289 | 1831 | 2871 | 13.26 | 10 | 6.79 | 13.45 | 370.0826 | 1.05% | 81.7538 | 30.3546 | 130.5824 | 405.585 | 648.2757 | 1.7517
2019-03-11 07:00 | 37065.6087 | 354 | 264 | 1831 | 2871 | 10 | 5 | 6.1 | 16.99 | 413.9176 | 1.117% | 39.5317 | 14.7407 | 124.7271 | 544.7149 | 723.7145 | 1.7485
2019-03-11 08:00 | 37541.0185 | 352 | 205 | 1831 | 2871 | 6.23 | 0.6 | 3.47 | 10.16 | 428.1801 | 1.141% | 25.0122 | 1.4029 | 72.4667 | 332.6958 | 431.5775 | 1.0079
2019-03-11 09:00 | 38217.7028 | 327 | 262 | 1831 | 2871 | 4.9 | 4 | 3 | 12.62 | 441.9594 | 1.156% | 18.5294 | 12.1193 | 63.5225 | 418.9965 | 513.1677 | 1.1611
2019-03-11 10:00 | 39222.7044 | 324 | 317 | 1521 | 2840 | 12.13 | 4 | 1.22 | 17.5 | 454.1052 | 1.158% | 45.5014 | 14.6804 | 21.4836 | 575.4073 | 657.0727 | 1.447
2019-03-11 11:00 | 39811.4518 | 359 | 210 | 1521 | 2840 | 13.8 | 0.63 | 1.22 | 18.81 | 459.6131 | 1.154% | 57.195 | 1.5274 | 21.4227 | 616.725 | 696.87 | 1.5162
2019-03-11 12:00 | 40148.8444 | 293 | 197 | 1521 | 2840 | 5.21 | 0.68 | 1.28 | 11.71 | 455.0975 | 1.134% | 17.3036 | 1.5185 | 22.0684 | 376.9699 | 417.8603 | 0.91818
2019-03-11 13:00 | 40467.8118 | 303 | 203 | 1521 | 2840 | 5 | 0.86 | 1.22 | 11.45 | 447.6165 | 1.106% | 16.7575 | 1.931 | 20.5251 | 359.6833 | 398.8969 | 0.89116
2019-03-11 14:00 | 40325.0634 | 264 | 204 | 1554 | 2840 | 4 | 0.84 | 1.29 | 10 | 435.7897 | 1.081% | 11.4121 | 1.8519 | 21.6642 | 306.9165 | 341.8447 | 0.78443
2019-03-11 15:00 | 40191.3281 | 275 | 226 | 1554 | 2840 | 4 | 1 | 1.42 | 10 | 429.292 | 1.068% | 11.7493 | 2.414 | 23.57 | 303.3464 | 341.0797 | 0.79452
2019-03-11 16:00 | 40099.8619 | 279 | 246 | 1554 | 2840 | 4 | 1.97 | 1.42 | 10.27 | 433.654 | 1.081% | 12.0688 | 5.2409 | 23.8638 | 315.4201 | 356.5935 | 0.8223
2019-03-11 17:00 | 39911.1761 | 251 | 245 | 1554 | 2840 | 5.31 | 2.41 | 2.25 | 11.58 | 446.223 | 1.118% | 14.9014 | 6.6015 | 39.0923 | 367.6921 | 428.2872 | 0.95981
2019-03-11 18:00 | 39758.7041 | 337 | 315 | 1438 | 2840 | 16.41 | 4 | 1.5 | 25 | 465.1606 | 1.17% | 64.7007 | 14.7415 | 25.236 | 830.6709 | 935.3492 | 2.0108
2019-03-11 19:00 | 40255.2099 | 349 | 341 | 1438 | 2840 | 18.31 | 4 | 1.58 | 27.28 | 491.7129 | 1.221% | 78.0555 | 16.6611 | 27.7527 | 946.3508 | 1068.8201 | 2.1737
2019-03-11 20:00 | 40329.6403 | 232 | 393 | 1438 | 2840 | 4 | 6 | 1.26 | 14.5 | 499.3866 | 1.238% | 11.4911 | 29.1982 | 22.4358 | 509.9163 | 573.0414 | 1.1475
2019-03-11 21:00 | 39059.4231 | 226 | 495 | 1438 | 2840 | 4 | 12 | 0.97 | 11.68 | 473.5075 | 1.212% | 10.959 | 72.0091 | 16.9095 | 402.1261 | 502.0037 | 1.0602
2019-03-11 22:00 | 37038.4065 | 262 | 527 | 1060 | 2984 | 4 | 20.11 | 0.82 | 6 | 426.8371 | 1.152% | 12.0773 | 122.1329 | 10.0168 | 206.3289 | 350.5559 | 0.82129
2019-03-11 23:00 | 34524.3402 | 290 | 416 | 1060 | 2984 | 4.41 | 12 | 0.8 | 6.75 | 366.7113 | 1.062% | 13.5842 | 53.0241 | 9.0073 | 213.9447 | 289.5603 | 0.78961
2019-03-12 | 32564.2547 | 237 | 324 | 1060 | 2984 | 1.31 | 12 | 0.58 | 6.03 | 323.3422 | 0.9929% | 3.0828 | 38.6053 | 6.1046 | 178.6641 | 226.4568 | 0.70036
2019-03-12 01:00 | 31325.8694 | 206 | 273 | 1060 | 2984 | 0.57 | 10 | 0.57 | 5.01 | 295.7896 | 0.9442% | 1.1087 | 25.7776 | 5.7051 | 141.1615 | 173.7529 | 0.58742
2019-03-12 02:00 | 30525.0576 | 234 | 210 | 1521 | 2984 | 0.84 | 6 | 0.97 | 5.01 | 295.1973 | 0.9671% | 1.9009 | 12.185 | 14.2678 | 144.5748 | 172.9284 | 0.58581
2019-03-12 03:00 | 30192.5599 | 231 | 178 | 1521 | 2984 | 0.01 | 5.35 | 0.98 | 5.68 | 304.4779 | 1.008% | 0.023295 | 9.6035 | 15.0318 | 170.924 | 195.5825 | 0.64235
2019-03-12 04:00 | 30645.9953 | 306 | 225 | 1521 | 2984 | 3.11 | 6 | 0.97 | 5.01 | 310.1907 | 1.012% | 9.6325 | 13.6643 | 14.9333 | 151.3183 | 189.5484 | 0.61107
2019-03-12 05:00 | 32197.3353 | 475 | 321 | 1521 | 2984 | 6.4 | 11.29 | 1.25 | 6.6 | 335.1837 | 1.041% | 31.6473 | 37.7278 | 19.7926 | 205.0245 | 294.1922 | 0.8777
2019-03-12 06:00 | 34530.0114 | 587 | 289 | 1831 | 2871 | 13.91 | 25.07 | 4.25 | 14.11 | 366.2949 | 1.061% | 86.6162 | 76.8575 | 82.5489 | 429.7287 | 675.7513 | 1.8448
2019-03-12 07:00 | 36441.2522 | 354 | 264 | 1831 | 2871 | 9.47 | 23.4 | 3 | 15 | 398.9242 | 1.095% | 36.6987 | 67.6265 | 60.1321 | 471.4346 | 635.8919 | 1.594
2019-03-12 08:00 | 37000.3798 | 352 | 205 | 1831 | 2871 | 6.45 | 12 | 2.99 | 9.27 | 394.0562 | 1.065% | 24.1799 | 26.1991 | 58.3058 | 283.4425 | 392.1273 | 0.9951
2019-03-12 09:00 | 37657.8382 | 327 | 262 | 1831 | 2871 | 12.97 | 17.62 | 2.99 | 15.63 | 398.996 | 1.06% | 44.9367 | 48.9126 | 58.006 | 475.4506 | 627.3058 | 1.5722
2019-03-12 10:00 | 38592.501 | 324 | 317 | 1521 | 2840 | 4.64 | 32 | 1.32 | 8.54 | 402.4429 | 1.043% | 15.677 | 105.7817 | 20.9365 | 252.9167 | 395.312 | 0.98228
2019-03-12 11:00 | 39187.9853 | 359 | 210 | 1521 | 2840 | 5 | 8.51 | 1.39 | 10 | 402.3407 | 1.027% | 18.4292 | 18.3481 | 21.7063 | 291.5811 | 350.0646 | 0.87007
2019-03-12 12:00 | 39475.1881 | 293 | 197 | 1521 | 2840 | 5 | 4.33 | 1.19 | 11.91 | 392.5589 | 0.9944% | 14.5686 | 8.4827 | 17.9993 | 336.3649 | 377.4156 | 0.96142
2019-03-12 13:00 | 39710.1347 | 303 | 203 | 1521 | 2840 | 5 | 5.51 | 1.22 | 13.43 | 382.4013 | 0.963% | 14.5892 | 10.7712 | 17.8693 | 367.2928 | 410.5224 | 1.0735
2019-03-12 14:00 | 39686.0621 | 264 | 204 | 1554 | 2840 | 5 | 6.89 | 1.39 | 12 | 376.7223 | 0.9493% | 12.5302 | 13.3424 | 20.5045 | 323.5064 | 369.8834 | 0.98185
2019-03-12 15:00 | 39592.6282 | 275 | 226 | 1554 | 2840 | 5 | 8.51 | 1.42 | 12 | 375.8863 | 0.9494% | 13.054 | 18.2591 | 20.9499 | 323.5502 | 375.8133 | 0.99981
2019-03-12 16:00 | 39539.2933 | 279 | 246 | 1554 | 2840 | 5 | 12 | 1.37 | 12 | 380.4711 | 0.9623% | 13.4235 | 28.4059 | 20.4863 | 327.9384 | 390.2542 | 1.0257
2019-03-12 17:00 | 39443.0823 | 251 | 245 | 1554 | 2840 | 8 | 12 | 2.25 | 11.92 | 392.6034 | 0.9954% | 19.987 | 29.2638 | 34.803 | 336.9595 | 421.0133 | 1.0724
2019-03-12 18:00 | 39266.7454 | 337 | 315 | 1438 | 2840 | 8 | 18.69 | 0.99 | 16.83 | 405.5556 | 1.033% | 27.8449 | 60.8059 | 14.7035 | 493.6601 | 597.0143 | 1.4721
2019-03-12 19:00 | 39697.555 | 349 | 341 | 1438 | 2840 | 8.05 | 21.43 | 1.43 | 16.2 | 426.6134 | 1.075% | 30.192 | 78.5321 | 22.0986 | 494.4292 | 625.252 | 1.4656
2019-03-12 20:00 | 39877.6038 | 232 | 393 | 1438 | 2840 | 6 | 20.06 | 1.2 | 16.11 | 440.1468 | 1.104% | 15.3641 | 87.0146 | 19.0462 | 504.9895 | 626.4144 | 1.4232
2019-03-12 21:00 | 38791.443 | 226 | 495 | 1438 | 2840 | 4.95 | 40 | 0.97 | 13.17 | 425.5883 | 1.097% | 12.2735 | 217.2296 | 15.3033 | 410.3532 | 655.1595 | 1.5394
2019-03-12 22:00 | 36711.6536 | 262 | 527 | 1060 | 2984 | 8.57 | 52.5 | 0.74 | 20 | 386.6476 | 1.053% | 23.648 | 291.3945 | 8.2613 | 628.5506 | 951.8543 | 2.4618
2019-03-12 23:00 | 34305.6009 | 290 | 416 | 1060 | 2984 | 7 | 39.29 | 0.74 | 10 | 339.1819 | 0.9887% | 20.0708 | 161.6006 | 7.7554 | 295.0302 | 484.4569 | 1.4283
2019-03-13 | 32389.9599 | 237 | 324 | 1060 | 2984 | 5 | 22 | 0.5 | 17.75 | 305.3513 | 0.9427% | 11.1714 | 67.1981 | 4.9965 | 499.3287 | 582.6947 | 1.9083
2019-03-13 01:00 | 31306.2791 | 206 | 273 | 1060 | 2984 | 4.5 | 17.15 | 0.5 | 17.75 | 286.0219 | 0.9136% | 8.4693 | 42.7755 | 4.8422 | 483.9105 | 539.9974 | 1.888
2019-03-13 02:00 | 30578.4557 | 234 | 210 | 1521 | 2984 | 5 | 8.91 | 0.96 | 17.75 | 269.0737 | 0.8799% | 10.2954 | 16.4647 | 12.8486 | 466.0718 | 505.6804 | 1.8793
2019-03-13 03:00 | 30241.8989 | 231 | 178 | 1521 | 2984 | 5 | 6 | 0.97 | 17.75 | 268.1364 | 0.8866% | 10.2407 | 9.4693 | 13.0812 | 469.6171 | 502.4083 | 1.8737
2019-03-13 04:00 | 30401.1069 | 306 | 225 | 1521 | 2984 | 6 | 8.85 | 0.96 | 14 | 274.0718 | 0.9015% | 16.5519 | 17.9515 | 13.1636 | 376.6186 | 424.2856 | 1.5481
2019-03-13 05:00 | 31562.5875 | 475 | 321 | 1521 | 2984 | 20.55 | 15.01 | 1.09 | 20.75 | 291.6007 | 0.9239% | 90.1823 | 44.5145 | 15.3169 | 572.0486 | 722.0624 | 2.4762
2019-03-13 06:00 | 33819.0952 | 587 | 289 | 1831 | 2871 | 23.14 | 20.79 | 1.42 | 23.34 | 334.5061 | 0.9891% | 134.3518 | 59.4285 | 25.7169 | 662.7903 | 882.2875 | 2.6376
2019-03-13 07:00 | 35543.1207 | 354 | 264 | 1831 | 2871 | 10.97 | 17.93 | 1.42 | 20 | 360.7224 | 1.015% | 39.4119 | 48.0399 | 26.3873 | 582.748 | 696.587 | 1.9311
2019-03-13 08:00 | 36207.5836 | 352 | 205 | 1831 | 2871 | 7.6 | 12 | 1.62 | 12.95 | 368.1556 | 1.017% | 27.2012 | 25.0131 | 30.1603 | 378.0375 | 460.412 | 1.2506
2019-03-13 09:00 | 37048.7526 | 327 | 262 | 1831 | 2871 | 6.82 | 13.34 | 1.9 | 13.34 | 373.6416 | 1.009% | 22.4913 | 35.2483 | 35.0852 | 386.2519 | 479.0767 | 1.2822
2019-03-13 10:00 | 37684.9144 | 324 | 317 | 1521 | 2840 | 7.06 | 17.94 | 0.99 | 15.52 | 375.6016 | 0.9967% | 22.7987 | 56.6815 | 15.0081 | 439.3089 | 533.7971 | 1.4212
2019-03-13 11:00 | 38013.4069 | 359 | 210 | 1521 | 2840 | 9.28 | 12 | 0.99 | 15.15 | 371.6611 | 0.9777% | 32.5726 | 24.6383 | 14.7223 | 420.6698 | 492.603 | 1.3254
2019-03-13 12:00 | 38075.2073 | 293 | 197 | 1521 | 2840 | 13.69 | 12.35 | 0.99 | 32.7 | 373.9445 | 0.9821% | 39.3945 | 23.8945 | 14.7887 | 912.0759 | 990.1536 | 2.6479
2019-03-13 13:00 | 38332.4153 | 303 | 203 | 1521 | 2840 | 11.48 | 8.11 | 0.99 | 16.75 | 385.145 | 1.005% | 34.9496 | 16.5415 | 15.1294 | 477.9597 | 544.5803 | 1.414
2019-03-13 14:00 | 38608.538 | 264 | 204 | 1554 | 2840 | 5 | 9.11 | 0.99 | 16.75 | 400.3551 | 1.037% | 13.6879 | 19.2713 | 15.9532 | 493.2819 | 542.1942 | 1.3543
2019-03-13 15:00 | 38838.4944 | 275 | 226 | 1554 | 2840 | 6.22 | 9.11 | 0.99 | 16.75 | 415.7812 | 1.071% | 18.3116 | 22.0409 | 16.4698 | 509.2553 | 566.0776 | 1.3615
2019-03-13 16:00 | 39025.6513 | 279 | 246 | 1554 | 2840 | 7.46 | 15 | 0.99 | 18.43 | 431.3398 | 1.105% | 23.0045 | 40.7846 | 17.0042 | 578.5129 | 659.3061 | 1.5285
2019-03-13 17:00 | 39222.3141 | 251 | 245 | 1554 | 2840 | 8 | 17.22 | 1.28 | 24.31 | 449.9763 | 1.147% | 23.0367 | 48.4011 | 22.8201 | 792.0629 | 886.3208 | 1.9697
2019-03-13 18:00 | 39256.3417 | 337 | 315 | 1438 | 2840 | 25 | 28.11 | 0.97 | 28.11 | 460.25 | 1.172% | 98.7766 | 103.8139 | 16.3536 | 935.9727 | 1154.9168 | 2.5093
2019-03-13 19:00 | 39403.5742 | 349 | 341 | 1438 | 2840 | 22.11 | 32 | 0.97 | 25 | 472.0224 | 1.198% | 92.436 | 130.7168 | 16.7093 | 850.5216 | 1090.3837 | 2.31
2019-03-13 20:00 | 39904.6757 | 232 | 393 | 1438 | 2840 | 10.5 | 30.83 | 0.97 | 20.83 | 479.3954 | 1.201% | 29.2649 | 145.558 | 16.7572 | 710.6859 | 902.2661 | 1.8821
2019-03-13 21:00 | 38954.0527 | 226 | 495 | 1438 | 2840 | 9.5 | 54.04 | 0.96 | 20 | 443.8728 | 1.139% | 24.4646 | 304.8081 | 15.7303 | 647.2235 | 992.2264 | 2.2354
2019-03-13 22:00 | 37176.9586 | 262 | 527 | 1060 | 2984 | 8.08 | 70.92 | 0.73 | 20 | 399.9094 | 1.076% | 22.772 | 402.038 | 8.3237 | 641.9727 | 1075.1064 | 2.6884
2019-03-13 23:00 | 34944.194 | 290 | 416 | 1060 | 2984 | 6 | 46.39 | 0.73 | 20 | 349.9729 | 1.002% | 17.4264 | 193.2757 | 7.7498 | 597.7069 | 816.1587 | 2.3321
2019-03-14 | 33124.4218 | 237 | 324 | 1060 | 2984 | 5 | 14 | 0.49 | 15.75 | 314.4022 | 0.9492% | 11.2475 | 43.0537 | 4.9299 | 446.084 | 505.3151 | 1.6072
2019-03-14 01:00 | 31833.11 | 206 | 273 | 1060 | 2984 | 3.5 | 11.98 | 0.49 | 15.75 | 292.3242 | 0.9183% | 6.621 | 30.0335 | 4.7697 | 431.5838 | 473.0079 | 1.6181
2019-03-14 02:00 | 30883.0081 | 234 | 210 | 1521 | 2984 | 5 | 6 | 0.97 | 15.75 | 277.677 | 0.8991% | 10.5198 | 11.329 | 13.2654 | 422.571 | 457.6852 | 1.6483
2019-03-14 03:00 | 30351.6198 | 231 | 178 | 1521 | 2984 | 3.7 | 6 | 0.97 | 15.75 | 265.0908 | 0.8734% | 7.4649 | 9.3279 | 12.8859 | 410.4801 | 440.1589 | 1.6604
2019-03-14 04:00 | 30571.5836 | 306 | 225 | 1521 | 2984 | 6 | 6 | 0.97 | 15.75 | 256.8627 | 0.8402% | 15.4261 | 11.3427 | 12.3961 | 394.8775 | 434.0424 | 1.6898
2019-03-14 05:00 | 31946.3509 | 475 | 321 | 1521 | 2984 | 18.56 | 12 | 1.25 | 18.75 | 276.2 | 0.8646% | 76.2209 | 33.3034 | 16.4377 | 483.7294 | 609.6915 | 2.2074
2019-03-14 06:00 | 34234.7988 | 587 | 289 | 1831 | 2871 | 12.28 | 12 | 2.5 | 12 | 329.3759 | 0.9621% | 69.3523 | 33.3659 | 44.0405 | 331.4656 | 478.2243 | 1.4519
2019-03-14 07:00 | 35793.317 | 354 | 264 | 1831 | 2871 | 7 | 10 | 2.99 | 12 | 383.3839 | 1.071% | 26.542 | 28.2772 | 58.6397 | 369.017 | 482.4758 | 1.2585
2019-03-14 08:00 | 36115.1494 | 352 | 205 | 1831 | 2871 | 6.79 | 10 | 2.99 | 10.75 | 399.3023 | 1.106% | 26.4256 | 22.6655 | 60.5302 | 341.2354 | 450.8567 | 1.1291
2019-03-14 09:00 | 36636.3961 | 327 | 262 | 1831 | 2871 | 5 | 12 | 2.99 | 10 | 402.6632 | 1.099% | 17.97 | 34.5551 | 60.1712 | 315.5458 | 428.2421 | 1.0635
2019-03-14 10:00 | 37242.7571 | 324 | 317 | 1521 | 2840 | 5 | 22.57 | 1.15 | 10 | 375.4673 | 1.008% | 16.3322 | 72.1309 | 17.6343 | 286.318 | 392.4153 | 1.0451
2019-03-14 11:00 | 37465.7587 | 359 | 210 | 1521 | 2840 | 6.9 | 5.92 | 1.13 | 10.44 | 371.7996 | 0.9924% | 24.582 | 12.3372 | 17.0562 | 294.2343 | 348.2097 | 0.93655
2019-03-14 12:00 | 37466.7744 | 293 | 197 | 1521 | 2840 | 5 | 3.5 | 0.98 | 10 | 377.18 | 1.007% | 14.7482 | 6.9412 | 15.0057 | 285.9043 | 322.5995 | 0.85529
2019-03-14 13:00 | 37609.8922 | 303 | 203 | 1521 | 2840 | 5 | 4.1 | 0.98 | 10 | 385.1944 | 1.024% | 15.5164 | 8.5243 | 15.2663 | 290.8682 | 330.1751 | 0.85716
2019-03-14 14:00 | 37405.6093 | 264 | 204 | 1554 | 2840 | 5 | 4.92 | 1 | 10 | 382.6419 | 1.023% | 13.503 | 10.2672 | 15.8967 | 290.5187 | 330.1856 | 0.86291
2019-03-14 15:00 | 37294.8369 | 275 | 226 | 1554 | 2840 | 5 | 6.66 | 1 | 9.35 | 385.9207 | 1.035% | 14.2283 | 15.5751 | 16.0805 | 274.7763 | 320.6602 | 0.8309
2019-03-14 16:00 | 37214.9739 | 279 | 246 | 1554 | 2840 | 5 | 8.11 | 1.15 | 10 | 398.1918 | 1.07% | 14.9262 | 21.3467 | 19.1216 | 303.8736 | 359.268 | 0.90225
2019-03-14 17:00 | 36970.4856 | 251 | 245 | 1554 | 2840 | 5.94 | 10 | 2 | 10.95 | 420.5119 | 1.137% | 16.9583 | 27.8669 | 35.3512 | 353.7167 | 433.8932 | 1.0318
2019-03-14 18:00 | 36583.1383 | 337 | 315 | 1438 | 2840 | 9.9 | 15 | 0.97 | 18.08 | 435.0549 | 1.189% | 39.676 | 56.1908 | 16.588 | 610.6325 | 723.0873 | 1.6621
2019-03-14 19:00 | 36830.6097 | 349 | 341 | 1438 | 2840 | 19.79 | 15 | 0.97 | 27.9 | 451.2197 | 1.225% | 84.6156 | 62.665 | 17.0887 | 970.7372 | 1135.1065 | 2.5156
2019-03-14 20:00 | 37733.5012 | 232 | 393 | 1438 | 2840 | 4 | 15 | 0.97 | 19.76 | 459.2707 | 1.217% | 11.2951 | 71.7506 | 16.9774 | 683.0412 | 783.0643 | 1.705
2019-03-14 21:00 | 37012.5872 | 226 | 495 | 1438 | 2840 | 4 | 32.08 | 0.95 | 10 | 423.2659 | 1.144% | 10.3379 | 181.5948 | 15.6223 | 324.7747 | 532.3297 | 1.2577
2019-03-14 22:00 | 35385.3099 | 262 | 527 | 1060 | 2984 | 8.56 | 43.96 | 0.73 | 15.3 | 365.8691 | 1.034% | 23.1888 | 239.5361 | 8.0008 | 472.0554 | 742.7811 | 2.0302
2019-03-14 23:00 | 33370.5532 | 290 | 416 | 1060 | 2984 | 8.94 | 25 | 0.73 | 20 | 324.5827 | 0.9727% | 25.2172 | 101.1569 | 7.5265 | 580.4847 | 714.3853 | 2.2009
2019-03-15 | 31886.9545 | 237 | 324 | 1060 | 2984 | 10 | 16.83 | 0.51 | 17 | 294.4358 | 0.9234% | 21.884 | 50.3508 | 4.9918 | 468.4091 | 545.6357 | 1.8532
2019-03-15 01:00 | 30902.1894 | 206 | 273 | 1060 | 2984 | 6 | 10 | 0.51 | 15.75 | 284.3463 | 0.9201% | 11.373 | 25.1201 | 4.9743 | 432.4519 | 473.9193 | 1.6667
2019-03-15 02:00 | 30464.0034 | 234 | 210 | 1521 | 2984 | 10 | 6 | 0.97 | 15.75 | 273.9479 | 0.8993% | 21.0425 | 11.3306 | 13.2673 | 422.6301 | 468.2704 | 1.7093
2019-03-15 03:00 | 30460.0835 | 231 | 178 | 1521 | 2984 | 9.32 | 6 | 0.97 | 15.75 | 275.2393 | 0.9036% | 19.4539 | 9.6505 | 13.3315 | 424.677 | 467.113 | 1.6971
2019-03-15 04:00 | 31184.4598 | 306 | 225 | 1521 | 2984 | 14.16 | 6 | 0.96 | 14.79 | 284.5339 | 0.9124% | 39.5349 | 12.3177 | 13.3228 | 402.6825 | 467.8579 | 1.6443
2019-03-15 05:00 | 33107.3206 | 475 | 321 | 1521 | 2984 | 20 | 9.96 | 0.99 | 18.75 | 314.5409 | 0.9501% | 90.2561 | 30.3751 | 14.306 | 531.561 | 666.4982 | 2.119
2019-03-15 06:00 | 35928.6041 | 587 | 289 | 1831 | 2871 | 12 | 6.64 | 2.5 | 12 | 408.0849 | 1.136% | 80.0073 | 21.796 | 51.9922 | 391.3133 | 545.1088 | 1.3358
2019-03-15 07:00 | 38193.6679 | 354 | 264 | 1831 | 2871 | 6.4 | 6.05 | 2.5 | 14.03 | 455.4656 | 1.193% | 27.0176 | 19.0469 | 54.5874 | 480.347 | 580.9989 | 1.2756
2019-03-15 08:00 | 39034.125 | 352 | 205 | 1831 | 2871 | 5.53 | 1.23 | 2.54 | 12.11 | 471.0065 | 1.207% | 23.4882 | 3.0426 | 56.1183 | 419.5269 | 502.176 | 1.0662
2019-03-15 09:00 | 39590.8437 | 327 | 262 | 1831 | 2871 | 4 | 3.85 | 2.54 | 12.62 | 480.1816 | 1.213% | 15.8642 | 12.2341 | 56.407 | 439.4438 | 523.9491 | 1.0911
2019-03-15 10:00 | 39516.4967 | 324 | 317 | 1521 | 2840 | 4 | 5.32 | 0.99 | 10.86 | 457.6444 | 1.158% | 15.0091 | 19.5308 | 17.4387 | 357.1888 | 409.1675 | 0.89407
2019-03-15 11:00 | 38985.195 | 359 | 210 | 1521 | 2840 | 4 | 0.39 | 0.99 | 7.3 | 432.0867 | 1.108% | 15.9157 | 0.90773 | 16.6892 | 229.7801 | 263.2927 | 0.60935
2019-03-15 12:00 | 38181.3815 | 293 | 197 | 1521 | 2840 | 2.37 | 0.27 | 0.97 | 6.53 | 410.984 | 1.076% | 7.4746 | 0.57254 | 15.8809 | 199.6204 | 223.5484 | 0.54393
2019-03-15 13:00 | 37485.804 | 303 | 203 | 1521 | 2840 | 2.94 | 0.24 | 0.97 | 6.14 | 397.7672 | 1.061% | 9.4526 | 0.51697 | 15.6554 | 185.0328 | 210.6578 | 0.5296
2019-03-15 14:00 | 36633.2425 | 264 | 204 | 1554 | 2840 | 2.01 | 0.14 | 0.99 | 5.52 | 398.4144 | 1.088% | 5.7711 | 0.31061 | 16.7319 | 170.4971 | 193.3108 | 0.4852
2019-03-15 15:00 | 36042.124 | 275 | 226 | 1554 | 2840 | 2.25 | 2.78 | 0.99 | 6.12 | 402.7015 | 1.117% | 6.9133 | 7.0198 | 17.1893 | 194.197 | 225.3195 | 0.55952
2019-03-15 16:00 | 35712.7815 | 279 | 246 | 1554 | 2840 | 2.67 | 3.5 | 1.15 | 6.41 | 423.5191 | 1.186% | 8.8342 | 10.2106 | 21.1933 | 215.8866 | 256.1247 | 0.60475
2019-03-15 17:00 | 35644.0257 | 251 | 245 | 1554 | 2840 | 5.58 | 3.69 | 1.71 | 9.55 | 448.698 | 1.259% | 17.6309 | 11.3805 | 33.4514 | 341.4201 | 403.8829 | 0.90012
2019-03-15 18:00 | 35824.5895 | 337 | 315 | 1438 | 2840 | 9.37 | 7.04 | 0.97 | 15.95 | 472.3389 | 1.318% | 41.6334 | 29.2385 | 18.3909 | 597.2437 | 686.5065 | 1.4534
2019-03-15 19:00 | 36765.7138 | 349 | 341 | 1438 | 2840 | 16.33 | 10 | 0.97 | 24.43 | 490.8454 | 1.335% | 76.0875 | 45.5256 | 18.6223 | 926.2826 | 1066.518 | 2.1728
2019-03-15 20:00 | 37810.347 | 232 | 393 | 1438 | 2840 | 18.03 | 12 | 0.97 | 25.57 | 507.904 | 1.343% | 56.1894 | 63.3497 | 18.7371 | 975.4837 | 1113.7599 | 2.1929
2019-03-15 21:00 | 37486.8574 | 226 | 495 | 1438 | 2840 | 4 | 32 | 0.94 | 14.55 | 494.2906 | 1.319% | 11.9199 | 208.8615 | 17.8234 | 544.8596 | 783.4644 | 1.585
2019-03-15 22:00 | 36487.3349 | 262 | 527 | 1060 | 2984 | 4 | 43.23 | 0.79 | 9.46 | 471.2521 | 1.292% | 13.5354 | 294.2436 | 10.8154 | 364.5869 | 683.1814 | 1.4497
2019-03-15 23:00 | 35192.5983 | 290 | 416 | 1060 | 2984 | 2.01 | 25 | 0.75 | 6.62 | 447.1161 | 1.27% | 7.4056 | 132.1303 | 10.1003 | 250.9723 | 400.6086 | 0.89598
2019-03-16 | 34057.9309 | 237 | 324 | 1060 | 2984 | 4.21 | 12 | 0.5 | 7.73 | 426.9806 | 1.254% | 12.5089 | 48.7434 | 6.6446 | 289.18 | 357.0769 | 0.83628
2019-03-16 01:00 | 33319.6165 | 206 | 273 | 1060 | 2984 | 2.01 | 6 | 0.5 | 5.75 | 418.9369 | 1.257% | 5.2061 | 20.595 | 6.6638 | 215.7324 | 248.1973 | 0.59245
2019-03-16 02:00 | 33013.6653 | 234 | 210 | 1521 | 2984 | 2.01 | 5.05 | 0.96 | 5 | 415.0515 | 1.257% | 5.9132 | 13.3327 | 18.3573 | 187.5759 | 225.1791 | 0.54253
2019-03-16 03:00 | 33127.4179 | 231 | 178 | 1521 | 2984 | 1.43 | 3.5 | 0.96 | 5 | 425.4218 | 1.284% | 4.2421 | 8.0006 | 18.7514 | 191.6024 | 222.5964 | 0.52324
2019-03-16 04:00 | 33654.0019 | 306 | 225 | 1521 | 2984 | 2.01 | 6 | 0.95 | 4.7 | 439.5495 | 1.306% | 8.0332 | 17.6321 | 18.8723 | 183.1757 | 227.7133 | 0.51806
2019-03-16 05:00 | 34730.4482 | 475 | 321 | 1521 | 2984 | 6 | 12 | 1.13 | 6.2 | 458.2316 | 1.319% | 37.6027 | 50.8231 | 22.6768 | 244.0985 | 355.2012 | 0.77516
2019-03-16 06:00 | 36396.7272 | 587 | 289 | 1831 | 2871 | 11.89 | 4 | 4 | 12.09 | 492.0904 | 1.352% | 94.3632 | 15.6293 | 99.0218 | 469.2908 | 678.3051 | 1.3784
2019-03-16 07:00 | 38305.3108 | 354 | 264 | 1831 | 2871 | 10.25 | 3.5 | 4.4 | 18.82 | 535.4193 | 1.398% | 50.718 | 12.9154 | 112.6098 | 755.245 | 931.4881 | 1.7397
2019-03-16 08:00 | 39316.0833 | 352 | 205 | 1831 | 2871 | 20.48 | 1.23 | 4.99 | 29.63 | 572.4319 | 1.456% | 104.9606 | 3.6712 | 133.0278 | 1238.5639 | 1480.2235 | 2.5859
2019-03-16 09:00 | 39452.4235 | 327 | 262 | 1831 | 2871 | 31.4 | 3.5 | 4.99 | 37.43 | 577.3444 | 1.463% | 150.2584 | 13.4193 | 133.7058 | 1572.5855 | 1869.969 | 3.2389
2019-03-16 10:00 | 38934.9476 | 324 | 317 | 1521 | 2840 | 21.42 | 3 | 2.5 | 28.96 | 550.0655 | 1.413% | 98.0481 | 13.4355 | 53.721 | 1161.9615 | 1327.1662 | 2.4127
2019-03-16 11:00 | 37953.2037 | 359 | 210 | 1521 | 2840 | 12.65 | 0.97 | 2.5 | 16.1 | 510.2907 | 1.345% | 61.0596 | 2.7388 | 51.1256 | 614.771 | 729.6951 | 1.43
2019-03-16 12:00 | 36649.3473 | 293 | 197 | 1521 | 2840 | 5.53 | 0.89 | 1.44 | 11.48 | 464.8215 | 1.268% | 20.55 | 2.2237 | 27.7787 | 413.5045 | 464.0569 | 0.99836
2019-03-16 13:00 | 35591.6263 | 303 | 203 | 1521 | 2840 | 5 | 0.77 | 1.05 | 7.68 | 430.5183 | 1.21% | 18.3255 | 1.8907 | 19.318 | 263.8295 | 303.3638 | 0.70465
2019-03-16 14:00 | 34561.402 | 264 | 204 | 1554 | 2840 | 4 | 0.72 | 1.33 | 6.77 | 406.5813 | 1.176% | 12.4228 | 1.7279 | 24.3141 | 226.1846 | 264.6495 | 0.65091
2019-03-16 15:00 | 33910.1308 | 275 | 226 | 1554 | 2840 | 4 | 2.97 | 1.35 | 6.9 | 403.2567 | 1.189% | 13.0811 | 7.9821 | 24.9481 | 233.0342 | 279.0455 | 0.69198
2019-03-16 16:00 | 33660.665 | 279 | 246 | 1554 | 2840 | 3.89 | 3 | 1.49 | 6.27 | 410.8313 | 1.221% | 13.2463 | 9.0074 | 28.2604 | 217.3335 | 267.8475 | 0.65196
2019-03-16 17:00 | 33736.4186 | 251 | 245 | 1554 | 2840 | 5.19 | 3 | 2 | 8.3 | 423.6626 | 1.256% | 16.3592 | 9.2301 | 39.0303 | 296.0177 | 360.6373 | 0.85124
2019-03-16 18:00 | 34039.5833 | 337 | 315 | 1438 | 2840 | 8.2 | 4 | 1.1 | 13.91 | 437.7354 | 1.286% | 35.5362 | 16.2031 | 20.3413 | 508.0107 | 580.0913 | 1.3252
2019-03-16 19:00 | 35132.8737 | 349 | 341 | 1438 | 2840 | 14.72 | 4 | 1.37 | 22.13 | 461.6915 | 1.314% | 67.5105 | 17.9247 | 25.8891 | 825.92 | 937.2444 | 2.03
2019-03-16 20:00 | 36194.3974 | 232 | 393 | 1438 | 2840 | 6 | 4 | 1.25 | 17.15 | 478.5061 | 1.322% | 18.4029 | 20.7825 | 23.7638 | 643.9151 | 706.8642 | 1.4772
2019-03-16 21:00 | 35948.8382 | 226 | 495 | 1438 | 2840 | 4.45 | 7.63 | 0.97 | 12.49 | 467.1689 | 1.3% | 13.0695 | 49.0816 | 18.1267 | 460.967 | 541.2448 | 1.1586
2019-03-16 22:00 | 35105.8759 | 262 | 527 | 1060 | 2984 | 4 | 28.84 | 0.78 | 10.74 | 440.4609 | 1.255% | 13.1489 | 190.6924 | 10.3736 | 402.0969 | 616.3118 | 1.3992
2019-03-16 23:00 | 33998.9449 | 290 | 416 | 1060 | 2984 | 4 | 12 | 0.74 | 7.26 | 407.3553 | 1.198% | 13.8984 | 59.8112 | 9.3982 | 259.5633 | 342.6712 | 0.84121
2019-03-17 | 33048.4643 | 237 | 324 | 1060 | 2984 | 2.24 | 12 | 0.64 | 5.27 | 384.6213 | 1.164% | 6.1784 | 45.2489 | 7.8953 | 183.017 | 242.3397 | 0.63007
2019-03-17 01:00 | 32470.8447 | 206 | 273 | 1060 | 2984 | 1.61 | 6 | 0.61 | 5 | 375.7947 | 1.157% | 3.8384 | 18.9571 | 7.4833 | 172.6736 | 202.9523 | 0.54006
2019-03-17 02:00 | 32202.1598 | 234 | 210 | 1521 | 2984 | 1.11 | 4.01 | 0.97 | 3.88 | 376.5833 | 1.169% | 3.0375 | 9.8478 | 17.2535 | 135.3962 | 165.535 | 0.43957
2019-03-17 03:00 | 32303.1407 | 231 | 178 | 1521 | 2984 | 1.08 | 3.5 | 0.97 | 4.16 | 389.6661 | 1.206% | 3.0094 | 7.5151 | 17.7971 | 149.7408 | 178.0624 | 0.45696
2019-03-17 04:00 | 32666.0472 | 306 | 225 | 1521 | 2984 | 2.01 | 4.01 | 0.97 | 3.72 | 407.434 | 1.247% | 7.6715 | 11.2535 | 18.4019 | 138.453 | 175.7798 | 0.43143
2019-03-17 05:00 | 33594.5761 | 475 | 321 | 1521 | 2984 | 5.8 | 6 | 1.46 | 6 | 431.3952 | 1.284% | 35.3775 | 24.7322 | 28.516 | 229.9091 | 318.5348 | 0.73838
2019-03-17 06:00 | 35112.362 | 587 | 289 | 1831 | 2871 | 11.64 | 6 | 4.99 | 11.84 | 473.1937 | 1.348% | 92.081 | 23.3683 | 123.1311 | 458.1037 | 696.6841 | 1.4723
2019-03-17 07:00 | 36772.7112 | 354 | 264 | 1831 | 2871 | 9.9 | 4 | 6 | 14.51 | 528.6091 | 1.438% | 50.3788 | 15.18 | 157.9242 | 598.8383 | 822.3213 | 1.5556
2019-03-17 08:00 | 37678.2083 | 352 | 205 | 1831 | 2871 | 17.82 | 1.17 | 8 | 25.47 | 570.6627 | 1.515% | 95.0035 | 3.6327 | 221.8542 | 1107.5195 | 1428.0099 | 2.5024
2019-03-17 09:00 | 37576.4482 | 327 | 262 | 1831 | 2871 | 22.82 | 4 | 6.25 | 30.26 | 549.4886 | 1.462% | 109.1205 | 15.3251 | 167.3444 | 1270.4134 | 1562.2035 | 2.843
2019-03-17 10:00 | 36694.6279 | 324 | 317 | 1521 | 2840 | 12.84 | 4 | 2.5 | 16.81 | 506.7721 | 1.381% | 57.454 | 17.5117 | 52.5145 | 659.32 | 786.8003 | 1.5526
2019-03-17 11:00 | 35740.1829 | 359 | 210 | 1521 | 2840 | 8.05 | 0.86 | 1.36 | 11.86 | 465.7743 | 1.303% | 37.6625 | 2.3536 | 26.9579 | 438.9568 | 505.9308 | 1.0862
2019-03-17 12:00 | 34831.6126 | 293 | 197 | 1521 | 2840 | 4.74 | 0.75 | 1.19 | 7.43 | 436.4368 | 1.253% | 17.4018 | 1.8513 | 22.679 | 264.396 | 306.3281 | 0.70188
2019-03-17 13:00 | 33997.7519 | 303 | 203 | 1521 | 2840 | 3.87 | 0.55 | 1.58 | 4.75 | 412.0085 | 1.212% | 14.2105 | 1.3531 | 29.1234 | 163.4813 | 208.1682 | 0.50525
2019-03-17 14:00 | 33429.2861 | 264 | 204 | 1554 | 2840 | 2.78 | 0.5 | 1.62 | 4.75 | 394.7083 | 1.181% | 8.6656 | 1.2043 | 29.7245 | 159.2799 | 198.8744 | 0.50385
2019-03-17 15:00 | 33070.1832 | 275 | 226 | 1554 | 2840 | 2.95 | 3.5 | 1.68 | 4.75 | 390.0105 | 1.179% | 9.5674 | 9.3286 | 30.7893 | 159.0932 | 208.7786 | 0.53532
2019-03-17 16:00 | 33098.6894 | 279 | 246 | 1554 | 2840 | 2.77 | 3.5 | 2.5 | 4.75 | 391.4524 | 1.183% | 9.1401 | 10.1829 | 45.9472 | 159.5439 | 224.8141 | 0.57431
2019-03-17 17:00 | 33469.8887 | 251 | 245 | 1554 | 2840 | 4.31 | 3.5 | 2.8 | 6.99 | 402.659 | 1.203% | 13.0147 | 10.3161 | 52.347 | 238.8244 | 314.5022 | 0.78106
2019-03-17 18:00 | 33866.0006 | 337 | 315 | 1438 | 2840 | 8 | 4 | 1.67 | 11.2 | 418.8697 | 1.237% | 33.3453 | 15.5842 | 29.7023 | 393.4155 | 472.0473 | 1.127
2019-03-17 19:00 | 34977.0315 | 349 | 341 | 1438 | 2840 | 16.23 | 4 | 1.64 | 20.47 | 444.6592 | 1.271% | 72.0092 | 17.3404 | 29.9811 | 739.0614 | 858.3921 | 1.9304
2019-03-17 20:00 | 36667.1858 | 232 | 393 | 1438 | 2840 | 10.26 | 6 | 1.5 | 18.38 | 469.2701 | 1.28% | 30.4636 | 30.1779 | 27.6055 | 668.0503 | 756.2973 | 1.6116
2019-03-17 21:00 | 36184.6653 | 226 | 495 | 1438 | 2840 | 5.02 | 12.02 | 0.97 | 10.02 | 450.8877 | 1.246% | 14.137 | 74.1402 | 17.381 | 354.5928 | 460.2509 | 1.0208
2019-03-17 22:00 | 34741.83 | 262 | 527 | 1060 | 2984 | 3.66 | 39.27 | 0.83 | 5.66 | 416.4813 | 1.199% | 11.4954 | 248.0929 | 10.5469 | 202.4688 | 472.6041 | 1.1348
2019-03-17 23:00 | 32684.9874 | 290 | 416 | 1060 | 2984 | 2.01 | 25.02 | 0.83 | 3.28 | 372.5662 | 1.14% | 6.6443 | 118.6413 | 10.0286 | 111.5649 | 246.8791 | 0.66264
2019-03-18 | 31503.4775 | 237 | 324 | 1060 | 2984 | 1.43 | 20 | 0.81 | 3.52 | 339.034 | 1.076% | 3.6473 | 69.7364 | 9.2401 | 113.0385 | 195.6622 | 0.57712
2019-03-18 01:00 | 30937.594 | 206 | 273 | 1060 | 2984 | 0.24 | 10 | 0.82 | 3.11 | 332.0453 | 1.073% | 0.53063 | 29.3004 | 9.3289 | 99.6024 | 138.7623 | 0.4179
2019-03-18 02:00 | 30972.2467 | 234 | 210 | 1521 | 2984 | 1 | 6 | 1.45 | 3.11 | 340.1677 | 1.098% | 2.57 | 13.8386 | 24.2224 | 101.9247 | 142.5557 | 0.41907
2019-03-18 03:00 | 31412.3422 | 231 | 178 | 1521 | 2984 | 1.43 | 3.5 | 1.42 | 3.63 | 350.2717 | 1.115% | 3.6834 | 6.9469 | 24.0837 | 120.7842 | 155.4982 | 0.44394
2019-03-18 04:00 | 32674.0835 | 306 | 225 | 1521 | 2984 | 3.52 | 6 | 1.46 | 4.76 | 363.0573 | 1.111% | 11.9684 | 15.0005 | 24.6748 | 157.8256 | 209.4693 | 0.57696
2019-03-18 05:00 | 35478.2265 | 475 | 321 | 1521 | 2984 | 13.63 | 4.09 | 1.53 | 14.67 | 412.0416 | 1.161% | 75.1915 | 15.2478 | 27.0271 | 508.403 | 625.8695 | 1.5189
2019-03-18 06:00 | 39564.6425 | 587 | 289 | 1831 | 2871 | 58.7 | 4 | 23.39 | 58.7 | 486.4952 | 1.23% | 423.6894 | 14.2144 | 526.611 | 2072.2524 | 3036.7672 | 6.2421
2019-03-18 07:00 | 41712.7093 | 354 | 264 | 1831 | 2871 | 45.93 | 3.5 | 41.07 | 53 | 545.7168 | 1.308% | 212.7153 | 12.0885 | 983.8117 | 1990.71 | 3199.3254 | 5.8626
2019-03-18 08:00 | 41396.6158 | 352 | 205 | 1831 | 2871 | 24.46 | 0.89 | 23.66 | 27.46 | 566.8443 | 1.369% | 117.8957 | 2.4983 | 593.2012 | 1079.5249 | 1793.1201 | 3.1633
2019-03-18 09:00 | 40504.2141 | 327 | 262 | 1831 | 2871 | 22.61 | 3.5 | 21.81 | 25.3 | 544.6903 | 1.345% | 99.4255 | 12.3316 | 537.0237 | 976.7944 | 1625.5752 | 2.9844
2019-03-18 10:00 | 39288.7698 | 324 | 317 | 1521 | 2840 | 14.29 | 4 | 9.71 | 21.33 | 497.0112 | 1.265% | 58.57 | 16.0405 | 186.8298 | 766.3144 | 1027.7547 | 2.0679
2019-03-18 11:00 | 38047.0602 | 359 | 210 | 1521 | 2840 | 13.72 | 0.88 | 5.48 | 17.11 | 450.4942 | 1.184% | 58.3199 | 2.1881 | 98.6911 | 575.3557 | 734.5547 | 1.6306
2019-03-18 12:00 | 37013.0866 | 293 | 197 | 1521 | 2840 | 5.42 | 0.85 | 4.42 | 8.6 | 423.2418 | 1.143% | 18.1593 | 1.9148 | 76.8749 | 279.2865 | 376.2356 | 0.88894
2019-03-18 13:00 | 36606.1676 | 303 | 203 | 1521 | 2840 | 5 | 0.85 | 3.15 | 6.02 | 404.3978 | 1.105% | 16.7366 | 1.9062 | 52.9291 | 188.8728 | 260.4447 | 0.64403
2019-03-18 14:00 | 36148.3486 | 264 | 204 | 1554 | 2840 | 4.78 | 1.12 | 4 | 6 | 390.1537 | 1.079% | 13.6201 | 2.466 | 67.0901 | 183.9149 | 267.0911 | 0.68458
2019-03-18 15:00 | 35736.5592 | 275 | 226 | 1554 | 2840 | 5 | 2.71 | 4.13 | 6 | 386.3585 | 1.081% | 14.8655 | 6.6215 | 69.3871 | 184.2245 | 275.0986 | 0.71203
2019-03-18 16:00 | 35733.2168 | 279 | 246 | 1554 | 2840 | 4.5 | 3.5 | 4 | 4.72 | 391.2241 | 1.095% | 13.7458 | 9.4266 | 68.0557 | 146.7621 | 237.9902 | 0.60832
2019-03-18 17:00 | 35968.4195 | 251 | 245 | 1554 | 2840 | 5.86 | 3.5 | 5.4 | 8 | 404.6075 | 1.125% | 16.5457 | 9.646 | 94.3968 | 255.5765 | 376.1649 | 0.9297
2019-03-18 18:00 | 36175.0989 | 337 | 315 | 1438 | 2840 | 8 | 4 | 4.25 | 9.4 | 418.9881 | 1.158% | 31.2257 | 14.5936 | 70.7848 | 309.199 | 425.8031 | 1.0163
2019-03-18 19:00 | 36883.5599 | 349 | 341 | 1438 | 2840 | 7.15 | 4 | 4.25 | 9.36 | 445.6464 | 1.208% | 30.1501 | 16.4806 | 73.8423 | 321.1824 | 441.6554 | 0.99104
2019-03-18 20:00 | 38084.5335 | 232 | 393 | 1438 | 2840 | 5.25 | 6 | 4.25 | 10.99 | 465.7234 | 1.223% | 14.8945 | 28.8352 | 74.7356 | 381.6765 | 500.1418 | 1.0739
2019-03-18 21:00 | 37051.7851 | 226 | 495 | 1438 | 2840 | 2.74 | 15 | 2.5 | 4.49 | 439.2088 | 1.185% | 7.3404 | 88.0153 | 42.6148 | 151.1564 | 289.127 | 0.65829
2019-03-18 22:00 | 34794.1839 | 262 | 527 | 1060 | 2984 | 3.98 | 135 | 0.91 | 6.1 | 402.3035 | 1.156% | 12.0568 | 822.6054 | 11.1531 | 210.463 | 1056.2783 | 2.6256
2019-03-18 23:00 | 32458.1136 | 290 | 416 | 1060 | 2984 | 3.46 | 29.24 | 0.91 | 3.67 | 358.0676 | 1.103% | 11.0692 | 134.1876 | 10.6412 | 120.811 | 276.709 | 0.77278
2019-03-19 | 30870.8499 | 237 | 324 | 1060 | 2984 | 1.5 | 15.02 | 0.8 | 3.11 | 316.7228 | 1.026% | 3.6473 | 49.9282 | 8.7001 | 95.2116 | 157.4872 | 0.49724
2019-03-19 01:00 | 30188.6097 | 206 | 273 | 1060 | 2984 | 1.5 | 7.31 | 0.81 | 2.43 | 296.8566 | 0.9833% | 3.0385 | 19.6238 | 8.443 | 71.3031 | 102.4084 | 0.34498
2019-03-19 02:00 | 30016.4934 | 234 | 210 | 1521 | 2984 | 1.5 | 6 | 1.71 | 2.53 | 305.2129 | 1.017% | 3.569 | 12.8119 | 26.4465 | 76.7648 | 119.5923 | 0.39183
2019-03-19 03:00 | 30343.3693 | 231 | 178 | 1521 | 2984 | 1.5 | 6 | 1.62 | 3.11 | 316.0573 | 1.042% | 3.6092 | 11.1243 | 25.6653 | 96.6632 | 137.062 | 0.43366
2019-03-19 04:00 | 31277.741 | 306 | 225 | 1521 | 2984 | 2.91 | 6 | 1.69 | 3.11 | 336.2987 | 1.075% | 9.5742 | 14.5152 | 27.6379 | 99.7813 | 151.5087 | 0.45052
2019-03-19 05:00 | 33778.8519 | 475 | 321 | 1521 | 2984 | 6 | 10 | 1.73 | 6 | 374.7571 | 1.109% | 31.6191 | 35.6131 | 29.1931 | 198.6347 | 295.06 | 0.78734
2019-03-19 06:00 | 37769.0651 | 587 | 289 | 1831 | 2871 | 20.36 | 4 | 18 | 20.56 | 434.7223 | 1.151% | 137.5598 | 13.3056 | 379.3469 | 679.4101 | 1209.6224 | 2.7825
2019-03-19 07:00 | 39766.4166 | 354 | 264 | 1831 | 2871 | 24.63 | 3.5 | 24.23 | 28.63 | 477.5423 | 1.201% | 104.7039 | 11.096 | 532.7668 | 987.0745 | 1635.6413 | 3.4251
2019-03-19 08:00 | 39156.5908 | 352 | 205 | 1831 | 2871 | 13.24 | 0.68 | 14.24 | 16.36 | 482.1517 | 1.231% | 57.3865 | 1.7165 | 321.0533 | 578.3561 | 958.5123 | 1.988
2019-03-19 09:00 | 38392.361 | 327 | 262 | 1831 | 2871 | 10.07 | 3.5 | 15 | 15.32 | 466.6959 | 1.216% | 40.0282 | 11.147 | 333.8634 | 534.6642 | 919.7028 | 1.9707
2019-03-19 10:00 | 37831.7526 | 324 | 317 | 1521 | 2840 | 6.64 | 4 | 6 | 8.92 | 437.8145 | 1.157% | 24.897 | 14.6741 | 105.6122 | 293.1682 | 438.3516 | 1.0012
2019-03-19 11:00 | 37216.9531 | 359 | 210 | 1521 | 2840 | 5 | 0.61 | 4.59 | 6.92 | 406.6819 | 1.093% | 19.6146 | 1.3998 | 76.288 | 214.7526 | 312.0549 | 0.76732
2019-03-19 12:00 | 36647.219 | 293 | 197 | 1521 | 2840 | 2.77 | 0.58 | 4.29 | 4.5 | 388.2607 | 1.059% | 8.5986 | 1.2105 | 69.1304 | 135.3983 | 214.3379 | 0.55205
2019-03-19 13:00 | 36285.6839 | 303 | 203 | 1521 | 2840 | 2.24 | 0.64 | 4.22 | 4.43 | 382.8073 | 1.055% | 7.1604 | 1.3706 | 67.7153 | 132.7293 | 208.9756 | 0.5459
2019-03-19 14:00 | 35983.2773 | 264 | 204 | 1554 | 2840 | 3.51 | 3.73 | 4.62 | 4.89 | 372.9452 | 1.036% | 9.6041 | 7.8865 | 74.411 | 143.9367 | 235.8382 | 0.63237
2019-03-19 15:00 | 35901.3128 | 275 | 226 | 1554 | 2840 | 4 | 4 | 4.75 | 5.5 | 379.9072 | 1.058% | 11.6402 | 9.5661 | 78.1109 | 165.2906 | 264.6078 | 0.69651
2019-03-19 16:00 | 35904.4502 | 279 | 246 | 1554 | 2840 | 4.9 | 4 | 4.62 | 7.54 | 379.9077 | 1.058% | 14.4654 | 10.4118 | 75.9666 | 226.5789 | 327.4227 | 0.86185
2019-03-19 17:00 | 35942.5416 | 251 | 245 | 1554 | 2840 | 3.38 | 4 | 4.99 | 8 | 394.7312 | 1.098% | 9.3172 | 10.7626 | 85.1617 | 249.5175 | 354.759 | 0.89874
2019-03-19 18:00 | 36021.7845 | 337 | 315 | 1438 | 2840 | 9.28 | 4 | 4.38 | 11.18 | 417.8021 | 1.16% | 36.273 | 14.6142 | 73.0531 | 368.2694 | 492.2096 | 1.1781
2019-03-19 19:00 | 36610.5172 | 349 | 341 | 1438 | 2840 | 9.36 | 6 | 4.46 | 11.26 | 444.8672 | 1.215% | 39.6941 | 24.8617 | 77.9324 | 388.5807 | 531.0689 | 1.1938
2019-03-19 20:00 | 37728.5149 | 232 | 393 | 1438 | 2840 | 5.25 | 6 | 4.25 | 10 | 457.0802 | 1.211% | 14.756 | 28.5671 | 74.0407 | 344.0654 | 461.4293 | 1.0095
2019-03-19 21:00 | 36755.1575 | 226 | 495 | 1438 | 2840 | 4 | 6 | 2.5 | 7.14 | 424.4298 | 1.155% | 10.4389 | 34.296 | 41.5132 | 234.1554 | 320.4036 | 0.7549
2019-03-19 22:00 | 34471.8737 | 262 | 527 | 1060 | 2984 | 4.39 | 17.06 | 0.9 | 5.01 | 369.3576 | 1.071% | 12.3239 | 96.3323 | 10.2219 | 160.1838 | 279.0619 | 0.75553
2019-03-19 23:00 | 32219.0852 | 290 | 416 | 1060 | 2984 | 5.8 | 12 | 0.9 | 6 | 331.9418 | 1.03% | 17.3291 | 51.4308 | 9.8287 | 184.4586 | 263.0472 | 0.79245
2019-03-20 | 30595.4934 | 237 | 324 | 1060 | 2984 | 1 | 16.77 | 0.9 | 3.11 | 308.4336 | 1.008% | 2.3892 | 54.775 | 9.6173 | 93.5542 | 160.3357 | 0.51984
2019-03-20 01:00 | 29706.0949 | 206 | 273 | 1060 | 2984 | 0.01 | 8.06 | 0.8 | 3.49 | 295.2796 | 0.994% | 0.020476 | 21.8719 | 8.4292 | 103.5171 | 133.8386 | 0.45326
2019-03-20 02:00 | 29412.7189 | 234 | 210 | 1521 | 2984 | 1 | 6 | 1.78 | 4.75 | 289.4546 | 0.9841% | 2.3028 | 12.3998 | 26.6437 | 139.4883 | 180.8346 | 0.62474
2019-03-20 03:00 | 29514.8385 | 231 | 178 | 1521 | 2984 | 1 | 5.84 | 1.78 | 4.75 | 298.9649 | 1.013% | 2.3399 | 10.5296 | 27.4239 | 143.5728 | 183.8662 | 0.61501
2019-03-20 04:00 | 30412.1697 | 306 | 225 | 1521 | 2984 | 2.99 | 6 | 1.73 | 5 | 305.46 | 1.004% | 9.1897 | 13.5594 | 26.4291 | 149.8566 | 199.0347 | 0.65159
2019-03-20 05:00 | 32739.0026 | 475 | 321 | 1521 | 2984 | 6 | 12 | 2.7 | 6.2 | 343.1634 | 1.048% | 29.8731 | 40.3759 | 43.0456 | 193.9215 | 307.2161 | 0.89525
2019-03-20 06:00 | 36448.292 | 587 | 289 | 1831 | 2871 | 20.79 | 6 | 14.89 | 20.99 | 400.1191 | 1.098% | 133.9691 | 19.0354 | 299.292 | 661.5425 | 1113.839 | 2.7838
2019-03-20 07:00 | 38228.9772 | 354 | 264 | 1831 | 2871 | 19.2 | 6 | 18 | 20.4 | 433.6209 | 1.134% | 77.0943 | 17.9669 | 373.8337 | 664.3255 | 1133.2203 | 2.6134
2019-03-20 08:00 | 37736.1503 | 352 | 205 | 1831 | 2871 | 12.3 | 3.5 | 12 | 14.33 | 427.9625 | 1.134% | 49.1016 | 8.1371 | 249.1826 | 466.5815 | 773.0029 | 1.8062
2019-03-20 09:00 | 37280.3352 | 327 | 262 | 1831 | 2871 | 9.3 | 4 | 12 | 12.32 | 413.9565 | 1.11% | 33.768 | 11.6369 | 243.9746 | 392.7524 | 682.1318 | 1.6478
2019-03-20 10:00 | 37028.3704 | 324 | 317 | 1521 | 2840 | 5.99 | 4 | 4.99 | 10.65 | 389.0856 | 1.051% | 20.3931 | 13.3239 | 79.7518 | 317.818 | 431.2867 | 1.1085
2019-03-20 11:00 | 36634.8108 | 359 | 210 | 1521 | 2840 | 5.47 | 3.5 | 4.25 | 8 | 367.8187 | 1.004% | 19.7161 | 7.3795 | 64.902 | 228.112 | 320.1096 | 0.87029
2019-03-20 12:00 | 36432.001 | 293 | 197 | 1521 | 2840 | 4.42 | 3.5 | 3.43 | 6.47 | 373.1758 | 1.024% | 13.2654 | 7.0626 | 53.4384 | 188.2145 | 261.9809 | 0.70203
2019-03-20 13:00 | 36360.7545 | 303 | 203 | 1521 | 2840 | 5 | 3.5 | 4.11 | 11.9 | 389.1899 | 1.07% | 16.2159 | 7.6049 | 66.9113 | 361.7379 | 452.47 | 1.1626
2019-03-20 14:00 | 36309.7805 | 264 | 204 | 1554 | 2840 | 5 | 3.5 | 4.67 | 6.99 | 393.3797 | 1.083% | 14.3009 | 7.7355 | 78.6242 | 215.072 | 315.7325 | 0.80262
2019-03-20 15:00 | 36232.1774 | 275 | 226 | 1554 | 2840 | 5 | 3.5 | 4.25 | 7.99 | 401.2478 | 1.107% | 15.2272 | 8.7598 | 73.1405 | 251.2947 | 348.4223 | 0.86835
2019-03-20 16:00 | 36500.2978 | 279 | 246 | 1554 | 2840 | 6 | 4 | 4.99 | 10.26 | 414.426 | 1.135% | 19.0067 | 11.1724 | 88.0445 | 330.8387 | 449.0623 | 1.0836
2019-03-20 17:00 | 36717.2324 | 251 | 245 | 1554 | 2840 | 8 | 4 | 4.42 | 10.95 | 428.431 | 1.167% | 23.4301 | 11.435 | 80.1464 | 362.8636 | 477.8752 | 1.1154
2019-03-20 18:00 | 36688.568 | 337 | 315 | 1438 | 2840 | 17.73 | 4 | 4.62 | 17.81 | 437.1469 | 1.192% | 71.1927 | 15.013 | 79.1585 | 602.6691 | 768.0332 | 1.7569
2019-03-20 19:00 | 37160.4179 | 349 | 341 | 1438 | 2840 | 28 | 4 | 4 | 28 | 448.5095 | 1.207% | 117.9436 | 16.4629 | 69.424 | 959.7705 | 1163.601 | 2.5944
2019-03-20 20:00 | 38231.192 | 232 | 393 | 1438 | 2840 | 25 | 6 | 3.57 | 27.86 | 464.0403 | 1.214% | 70.3989 | 28.6208 | 62.311 | 960.3673 | 1121.698 | 2.4172
2019-03-20 21:00 | 37343.6191 | 226 | 495 | 1438 | 2840 | 5.36 | 12 | 2.5 | 9.1 | 443.8814 | 1.189% | 14.3987 | 70.6053 | 42.7316 | 307.1923 | 434.9279 | 0.97983
2019-03-20 22:00 | 35038.6168 | 262 | 527 | 1060 | 2984 | 4 | 6 | 0.89 | 9.08 | 399.502 | 1.14% | 11.949 | 36.0524 | 10.7564 | 308.9276 | 367.6855 | 0.92036
2019-03-20 23:00 | 32526.1728 | 290 | 416 | 1060 | 2984 | 6 | 6 | 0.89 | 6.65 | 346.8264 | 1.066% | 18.5536 | 26.6148 | 10.0595 | 211.5922 | 266.8201 | 0.76932
2019-03-21 | 30809.4064 | 237 | 324 | 1060 | 2984 | 1.5 | 8 | 0.89 | 4.75 | 314.0828 | 1.019% | 3.6241 | 26.4238 | 9.6174 | 144.4952 | 184.1605 | 0.58634
2019-03-21 01:00 | 29895.0048 | 206 | 273 | 1060 | 2984 | 1 | 6 | 0.79 | 3.11 | 295.0954 | 0.9871% | 2.0334 | 16.1688 | 8.266 | 91.6058 | 118.0741 | 0.40012
2019-03-21 02:00 | 29583.3431 | 234 | 210 | 1521 | 2984 | 1.5 | 5 | 1.91 | 3.11 | 291.2084 | 0.9844% | 3.4551 | 10.3358 | 28.5969 | 91.3515 | 133.7394 | 0.45926
2019-03-21 03:00 | 29634.7633 | 231 | 178 | 1521 | 2984 | 1.5 | 3.57 | 2 | 2.83 | 294.9318 | 0.9952% | 3.4484 | 6.3242 | 30.2747 | 84.0437 | 124.0911 | 0.42075
2019-03-21 04:00 | 30411.3624 | 306 | 225 | 1521 | 2984 | 2.5 | 5.6 | 2 | 3.49 | 308.0152 | 1.013% | 7.7481 | 12.7617 | 30.8103 | 105.4777 | 156.7977 | 0.50906
2019-03-21 05:00 | 32758.6136 | 475 | 321 | 1521 | 2984 | 6.51 | 8 | 3.25 | 6.71 | 343.1822 | 1.048% | 32.3947 | 26.9026 | 51.7859 | 209.759 | 320.8422 | 0.9349
2019-03-21 06:00 | 36583.2789 | 587 | 289 | 1831 | 2871 | 28.19 | 7.65 | 20 | 28.39 | 387.4715 | 1.059% | 175.263 | 23.4162 | 387.8605 | 863.2881 | 1449.8279 | 3.7418
2019-03-21 07:00 | 38462.1624 | 354 | 264 | 1831 | 2871 | 26.87 | 5 | 21.56 | 31.53 | 428.9002 | 1.115% | 106.0702 | 14.7196 | 440.2098 | 1009.4383 | 1570.4379 | 3.6615
2019-03-21 08:00 | 37778.1282 | 352 | 205 | 1831 | 2871 | 15.5 | 3.5 | 15.19 | 17.31 | 429.5964 | 1.137% | 62.0432 | 8.1591 | 316.276 | 565.1327 | 951.6111 | 2.2151
2019-03-21 09:00 | 37127.6969 | 327 | 262 | 1831 | 2871 | 16.25 | 4 | 16 | 16.75 | 417.5911 | 1.125% | 59.766 | 11.7873 | 329.5046 | 540.8803 | 941.9383 | 2.2556
2019-03-21 10:00 | 36747.9238 | 324 | 317 | 1521 | 2840 | 6.61 | 4 | 5 | 10.27 | 412.9673 | 1.124% | 24.0674 | 14.2496 | 85.4638 | 327.7718 | 451.5526 | 1.0934
2019-03-21 11:00 | 36485.6383 | 359 | 210 | 1521 | 2840 | 6.99 | 3.5 | 4.99 | 7.95 | 399.8941 | 1.096% | 27.5039 | 8.0558 | 83.1865 | 247.462 | 366.2082 | 0.91576
2019-03-21 12:00 | 36407.3678 | 293 | 197 | 1521 | 2840 | 5 | 3.5 | 4 | 5.99 | 395.5591 | 1.086% | 15.9169 | 7.4913 | 66.1015 | 184.8278 | 274.3375 | 0.69354
2019-03-21 13:00 | 36677.7757 | 303 | 203 | 1521 | 2840 | 5 | 3.5 | 4.25 | 7.25 | 397.752 | 1.084% | 16.4294 | 7.705 | 70.1015 | 223.2882 | 317.5242 | 0.7983
2019-03-21 14:00 | 36972.052 | 264 | 204 | 1554 | 2840 | 4.99 | 3.5 | 4.99 | 7.25 | 404.2899 | 1.094% | 14.4053 | 7.8076 | 84.7951 | 225.1519 | 332.16 | 0.82159
2019-03-21 15:00 | 37400.0615 | 275 | 226 | 1554 | 2840 | 5.99 | 3.5 | 4.99 | 8.65 | 414.1885 | 1.107% | 18.2425 | 8.76 | 85.8771 | 272.0571 | 384.9367 | 0.92938
2019-03-21 16:00 | 37916.9332 | 279 | 246 | 1554 | 2840 | 7.28 | 4 | 4.99 | 10.83 | 430.5755 | 1.136% | 23.0649 | 11.1741 | 88.0578 | 349.2713 | 471.5681 | 1.0952
2019-03-21 17:00 | 38012.9453 | 251 | 245 | 1554 | 2840 | 8.12 | 4 | 5.41 | 12 | 450.252 | 1.184% | 24.1409 | 11.6078 | 99.5801 | 403.6675 | 538.9963 | 1.1971
2019-03-21 18:00 | 37572.5413 | 337 | 315 | 1438 | 2840 | 12.79 | 4 | 4.25 | 15.15 | 462.3009 | 1.23% | 53.034 | 15.5033 | 75.1973 | 529.4015 | 673.1361 | 1.4561
2019-03-21 19:00 | 37564.1585 | 349 | 341 | 1438 | 2840 | 20.26 | 4 | 4.75 | 21.24 | 463.8837 | 1.235% | 87.3173 | 16.8442 | 84.3505 | 744.9177 | 933.4297 | 2.0122
2019-03-21 20:00 | 38367.1357 | 232 | 393 | 1438 | 2840 | 13.78 | 6 | 4.25 | 19.71 | 474.6629 | 1.237% | 39.5515 | 29.1722 | 75.609 | 692.5177 | 836.8505 | 1.763
2019-03-21 21:00 | 36976.2272 | 226 | 495 | 1438 | 2840 | 5 | 12.25 | 1.76 | 10 | 452.9036 | 1.225% | 13.8408 | 74.2719 | 30.9995 | 347.8576 | 466.9698 | 1.0311
2019-03-21 22:00 | 34437.0901 | 262 | 527 | 1060 | 2984 | 2.14 | 36.83 | 0.88 | 7.69 | 396.4315 | 1.151% | 6.4544 | 223.4365 | 10.7382 | 264.1599 | 504.7889 | 1.2733
2019-03-21 23:00 | 31765.1048 | 290 | 416 | 1060 | 2984 | 5 | 13.71 | 0.88 | 9.09 | 340.1295 | 1.071% | 15.5261 | 61.0696 | 9.9881 | 290.4402 | 377.0239 | 1.1085
2019-03-22 | 29959.2877 | 237 | 324 | 1060 | 2984 | 4.23 | 7.43 | 0.88 | 7.75 | 304.7036 | 1.017% | 10.1961 | 24.4839 | 9.4871 | 235.205 | 279.3721 | 0.91687
2019-03-22 01:00 | 28976.4526 | 206 | 273 | 1060 | 2984 | 2.01 | 7.48 | 0.78 | 7.11 | 284.1964 | 0.9808% | 4.061 | 20.028 | 8.1091 | 208.0855 | 240.2836 | 0.84548
2019-03-22 02:00 | 28444.2929 | 234 | 210 | 1521 | 2984 | 3.47 | 6.36 | 1.4 | 7.53 | 266.5578 | 0.9371% | 7.6092 | 12.5162 | 19.9551 | 210.5669 | 250.6474 | 0.94031
2019-03-22 03:00 | 28425.3359 | 231 | 178 | 1521 | 2984 | 3.11 | 5.92 | 1.37 | 7.19 | 258.0077 | 0.9077% | 6.5208 | 9.5646 | 18.9137 | 194.7398 | 229.739 | 0.89043
2019-03-22 04:00 | 29186.4801 | 306 | 225 | 1521 | 2984 | 6 | 4.43 | 1.26 | 7.75 | 263.3408 | 0.9023% | 16.5657 | 8.9934 | 17.2916 | 208.6589 | 251.5096 | 0.95507
2019-03-22 05:00 | 31332.5826 | 475 | 321 | 1521 | 2984 | 21.04 | 8 | 1.63 | 14.04 | 308.9121 | 0.9859% | 98.5322 | 25.3183 | 24.4431 | 413.052 | 561.3455 | 1.8172
2019-03-22 06:00 | 35001.8265 | 587 | 289 | 1831 | 2871 | 20.88 | 10 | 14.78 | 21.08 | 367.2858 | 1.049% | 128.6122 | 30.3257 | 283.9725 | 635.0637 | 1077.9741 | 2.935
2019-03-22 07:00 | 36898.0221 | 354 | 264 | 1831 | 2871 | 16.2 | 9.11 | 15 | 17.7 | 406.846 | 1.103% | 63.2332 | 26.5185 | 302.8354 | 560.3165 | 952.9036 | 2.3422
2019-03-22 08:00 | 36669.7063 | 352 | 205 | 1831 | 2871 | 11.68 | 3.5 | 10.88 | 16.77 | 412.3381 | 1.124% | 46.2308 | 8.068 | 224.0078 | 541.3925 | 819.6992 | 1.9879
2019-03-22 09:00 | 36560.8974 | 327 | 262 | 1831 | 2871 | 14.55 | 5.51 | 14.32 | 15.72 | 410.8955 | 1.124% | 53.4719 | 16.2244 | 294.6768 | 507.2246 | 871.5975 | 2.1212
2019-03-22 10:00 | 36574.5612 | 324 | 317 | 1521 | 2840 | 5.28 | 12 | 4.28 | 14.28 | 405.0729 | 1.108% | 18.9467 | 42.1303 | 72.0986 | 449.1595 | 582.3351 | 1.4376
2019-03-22 11:00 | 36721.2256 | 359 | 210 | 1521 | 2840 | 5.25 | 5.51 | 4.25 | 13.11 | 387.1511 | 1.054% | 19.8709 | 12.1993 | 68.1525 | 392.5404 | 492.763 | 1.2728
2019-03-22 12:00 | 36879.6556 | 293 | 197 | 1521 | 2840 | 5 | 4 | 0.99 | 13.11 | 390.571 | 1.059% | 15.515 | 8.3452 | 15.9469 | 394.3067 | 434.1138 | 1.1115
2019-03-22 13:00 | 37398.0885 | 303 | 203 | 1521 | 2840 | 5 | 4.01 | 3.45 | 13.4 | 379.6633 | 1.015% | 15.3802 | 8.264 | 53.2718 | 386.3424 | 463.2584 | 1.2202
2019-03-22 14:00 | 37757.7086 | 264 | 204 | 1554 | 2840 | 4.41 | 4 | 2.25 | 13.11 | 389.7492 | 1.032% | 12.0177 | 8.4231 | 36.0922 | 384.3267 | 440.8597 | 1.1311
2019-03-22 15:00 | 38095.8769 | 275 | 226 | 1554 | 2840 | 4.98 | 5.51 | 0.99 | 13.06 | 388.6415 | 1.02% | 13.9712 | 12.7037 | 15.6949 | 378.3839 | 420.7537 | 1.0826
2019-03-22 16:00 | 38366.192 | 279 | 246 | 1554 | 2840 | 5 | 7.38 | 2.25 | 13.11 | 393.4644 | 1.026% | 14.3064 | 18.6187 | 35.8584 | 381.8368 | 450.6203 | 1.1453
2019-03-22 17:00 | 38176.1819 | 251 | 245 | 1554 | 2840 | 7.83 | 10.97 | 3.94 | 13.11 | 396.9375 | 1.04% | 20.4346 | 27.9449 | 63.6615 | 387.1245 | 499.1655 | 1.2575
2019-03-22 18:00 | 37493.0159 | 337 | 315 | 1438 | 2840 | 8 | 13.03 | 0.99 | 13.11 | 398.0348 | 1.062% | 28.6214 | 43.5738 | 15.1135 | 395.268 | 482.5767 | 1.2124
2019-03-22 19:00 | 37139.4043 | 349 | 341 | 1438 | 2840 | 8 | 18.16 | 3.51 | 20 | 410.5356 | 1.105% | 30.8625 | 68.452 | 55.7933 | 627.8621 | 782.9699 | 1.9072
2019-03-22 20:00 | 37394.2321 | 232 | 393 | 1438 | 2840 | 5 | 12.58 | 0.99 | 17.33 | 422.7657 | 1.131% | 13.1145 | 55.8944 | 16.0949 | 556.4319 | 641.5357 | 1.5175
2019-03-22 21:00 | 36298.4541 | 226 | 495 | 1438 | 2840 | 5 | 39.53 | 0.99 | 13.11 | 394.4473 | 1.087% | 12.2795 | 212.6341 | 15.4702 | 404.5962 | 644.9799 | 1.6351
2019-03-22 22:00 | 34640.5768 | 262 | 527 | 1060 | 2984 | 8 | 85 | 0.87 | 14 | 363.3427 | 1.049% | 21.9848 | 469.8517 | 9.6729 | 438.1857 | 939.6951 | 2.5863
2019-03-22 23:00 | 32588.1277 | 290 | 416 | 1060 | 2984 | 16 | 22.97 | 0.87 | 16 | 322.6201 | 0.99% | 45.9357 | 94.599 | 9.1297 | 472.6621 | 622.3265 | 1.929
2019-03-23 | 30673.8678 | 237 | 324 | 1060 | 2984 | 5.38 | 20.06 | 0.74 | 11.75 | 290.5073 | 0.9471% | 12.0759 | 61.5552 | 7.4289 | 332.0666 | 413.1266 | 1.4221
2019-03-23 01:00 | 29339.5439 | 206 | 273 | 1060 | 2984 | 5 | 9.83 | 0.74 | 12.11 | 269.2431 | 0.9177% | 9.4521 | 24.6268 | 7.1983 | 331.6151 | 372.8922 | 1.385
2019-03-23 02:00 | 28442.3916 | 234 | 210 | 1521 | 2984 | 5 | 6 | 1.17 | 12.11 | 256.2974 | 0.9011% | 10.543 | 11.354 | 16.0359 | 325.6275 | 363.5603 | 1.4185
2019-03-23 03:00 | 28143.2249 | 231 | 178 | 1521 | 2984 | 5 | 6 | 1.15 | 11.75 | 250.2082 | 0.8891% | 10.2686 | 9.4951 | 15.5509 | 311.7198 | 347.0344 | 1.387
2019-03-23 04:00 | 28178.7697 | 306 | 225 | 1521 | 2984 | 8.61 | 6 | 0.99 | 11.75 | 249.2459 | 0.8845% | 23.304 | 11.941 | 13.319 | 310.1292 | 358.6931 | 1.4391
2019-03-23 05:00 | 28710.5122 | 475 | 321 | 1521 | 2984 | 62 | 13.51 | 1.26 | 12.11 | 256.5866 | 0.8937% | 263.1954 | 38.7573 | 17.1275 | 322.9505 | 642.0306 | 2.5022
2019-03-23 06:00 | 29873.1425 | 587 | 289 | 1831 | 2871 | 67.59 | 41.42 | 5.45 | 11.75 | 274.4944 | 0.9189% | 364.5635 | 109.9919 | 91.6933 | 309.9729 | 876.2216 | 3.1921
2019-03-23 07:00 | 31144.6054 | 354 | 264 | 1831 | 2871 | 8 | 22.55 | 4.99 | 12.69 | 298.7066 | 0.9591% | 27.1616 | 57.0969 | 87.6296 | 349.4273 | 521.3153 | 1.7452
2019-03-23 08:00 | 32298.6544 | 352 | 205 | 1831 | 2871 | 6.76 | 9.87 | 4 | 14.64 | 332.7494 | 1.03% | 24.5145 | 20.8451 | 75.4538 | 433.0192 | 553.8325 | 1.6644
2019-03-23 09:00 | 33625.0016 | 327 | 262 | 1831 | 2871 | 6.12 | 9.11 | 5.16 | 14.96 | 361.8066 | 1.076% | 21.5334 | 25.6823 | 101.6605 | 462.1458 | 611.022 | 1.6888
2019-03-23 10:00 | 34627.3548 | 324 | 317 | 1521 | 2840 | 5 | 50 | 2.5 | 10.22 | 373.7963 | 1.079% | 17.4876 | 171.098 | 41.0473 | 313.3177 | 542.9506 | 1.4525
2019-03-23 11:00 | 35211.3541 | 359 | 210 | 1521 | 2840 | 5 | 4 | 2.5 | 10.18 | 395.1439 | 1.122% | 20.1436 | 9.4265 | 42.6719 | 324.4432 | 396.6852 | 1.0039
2019-03-23 12:00 | 35398.2763 | 293 | 197 | 1521 | 2840 | 4.42 | 4 | 0.98 | 9.42 | 416.87 | 1.178% | 15.2514 | 9.2799 | 17.5539 | 315.056 | 357.1412 | 0.85672
2019-03-23 13:00 | 35313.0097 | 303 | 203 | 1521 | 2840 | 5 | 4 | 2.17 | 10.41 | 423.3264 | 1.199% | 18.1616 | 9.7341 | 39.5667 | 354.413 | 421.8754 | 0.99657
2019-03-23 14:00 | 35127.8548 | 264 | 204 | 1554 | 2840 | 4 | 4 | 1.65 | 8.8 | 420.0907 | 1.196% | 12.6286 | 9.7585 | 30.6638 | 298.877 | 351.9279 | 0.83774
2019-03-23 15:00 | 35143.4013 | 275 | 226 | 1554 | 2840 | 4 | 4 | 0.98 | 8.5 | 413.3964 | 1.176% | 12.9394 | 10.6339 | 17.9143 | 283.962 | 325.4496 | 0.78726
2019-03-23 16:00 | 35159.9433 | 279 | 246 | 1554 | 2840 | 4 | 4 | 1.71 | 8.15 | 408.7511 | 1.163% | 12.974 | 11.4395 | 30.8928 | 269.0833 | 324.3896 | 0.79361
2019-03-23 17:00 | 35176.4853 | 251 | 245 | 1554 | 2840 | 6.61 | 4.77 | 0.99 | 8.44 | 413.1373 | 1.174% | 19.4857 | 13.7254 | 18.0688 | 281.5158 | 332.7957 | 0.80553
2019-03-23 18:00 | 35165.1451 | 337 | 315 | 1438 | 2840 | 7.5 | 11.65 | 0.98 | 11.87 | 424.1392 | 1.206% | 30.4851 | 44.2621 | 16.9973 | 406.5978 | 498.3424 | 1.175
2019-03-23 19:00 | 35401.9495 | 349 | 341 | 1438 | 2840 | 12.66 | 15.67 | 2.5 | 21 | 427.8647 | 1.209% | 53.3997 | 64.5807 | 43.4488 | 720.8036 | 882.2327 | 2.0619
2019-03-23 20:00 | 35901.0257 | 232 | 393 | 1438 | 2840 | 5 | 12 | 0.98 | 15.43 | 435.727 | 1.214% | 14.0788 | 57.2376 | 17.1038 | 531.8533 | 620.2735 | 1.4235
2019-03-23 21:00 | 35229.3704 | 226 | 495 | 1438 | 2840 | 4.54 | 27.12 | 0.98 | 14.06 | 426.2962 | 1.21% | 12.4157 | 162.4432 | 17.0526 | 483.1815 | 675.093 | 1.5836
2019-03-23 22:00 | 33818.2063 | 262 | 527 | 1060 | 2984 | 5.97 | 50 | 0.69 | 14 | 403.2118 | 1.192% | 18.6491 | 314.169 | 8.7204 | 498.092 | 839.6305 | 2.0824
2019-03-23 23:00 | 32029.1652 | 290 | 416 | 1060 | 2984 | 15 | 16 | 0.74 | 18 | 365.8532 | 1.142% | 49.6879 | 76.0282 | 8.9598 | 613.5253 | 748.2012 | 2.0451
2019-03-24 | 30290.3917 | 237 | 324 | 1060 | 2984 | 9.11 | 14.94 | 0.73 | 11.75 | 319.189 | 1.054% | 22.7515 | 51.008 | 8.154 | 369.4705 | 451.3841 | 1.4142
2019-03-24 01:00 | 29151.7814 | 206 | 273 | 1060 | 2984 | 7 | 12 | 0.73 | 11.75 | 274.6089 | 0.942% | 13.5836 | 30.8598 | 7.2892 | 330.283 | 382.0156 | 1.3911
2019-03-24 02:00 | 28425.9091 | 234 | 210 | 1521 | 2984 | 8.11 | 10.44 | 1.26 | 11.75 | 262.0516 | 0.9219% | 17.4948 | 20.2112 | 17.6674 | 323.2281 | 378.6015 | 1.4448
2019-03-24 03:00 | 27948.6368 | 231 | 178 | 1521 | 2984 | 7 | 9.11 | 1.18 | 11.75 | 254.8387 | 0.9118% | 14.744 | 14.7857 | 16.365 | 319.6991 | 365.5939 | 1.4346
2019-03-24 04:00 | 27796.7938 | 306 | 225 | 1521 | 2984 | 11.55 | 10.51 | 0.98 | 11.75 | 251.8211 | 0.9059% | 32.0185 | 21.4231 | 13.5037 | 317.6392 | 384.5845 | 1.5272
2019-03-24 05:00 | 28082.6045 | 475 | 321 | 1521 | 2984 | 45 | 13 | 1.31 | 15.75 | 253.3341 | 0.9021% | 192.8246 | 37.6448 | 17.9745 | 423.9705 | 672.4144 | 2.6543
2019-03-24 06:00 | 28704.0581 | 587 | 289 | 1831 | 2871 | 67.16 | 28.03 | 4.73 | 15.51 | 264.2593 | 0.9206% | 362.9408 | 74.5775 | 79.7327 | 409.951 | 927.202 | 3.5087
2019-03-24 07:00 | 29598.2506 | 354 | 264 | 1831 | 2871 | 8 | 12.44 | 3.75 | 11.75 | 290.2999 | 0.9808% | 27.7763 | 32.2111 | 67.3442 | 330.8658 | 458.1973 | 1.5784
2019-03-24 08:00 | 30918.9833 | 352 | 205 | 1831 | 2871 | 9.26 | 9.11 | 2.85 | 15.75 | 325.0795 | 1.051% | 34.2703 | 19.6353 | 54.8653 | 475.4208 | 584.1916 | 1.7971
2019-03-24 09:00 | 32633.1139 | 327 | 262 | 1831 | 2871 | 9.27 | 8.11 | 3.92 | 11.75 | 358.0055 | 1.097% | 33.2551 | 23.3106 | 78.7419 | 370.0857 | 505.3933 | 1.4117
2019-03-24 10:00 | 33956.4075 | 324 | 317 | 1521 | 2840 | 10 | 10 | 1.98 | 12.25 | 380.2066 | 1.12% | 36.278 | 35.4942 | 33.7204 | 389.5403 | 495.0328 | 1.302
2019-03-24 11:00 | 34954.6865 | 359 | 210 | 1521 | 2840 | 10 | 3.5 | 1.98 | 12.69 | 400.1974 | 1.145% | 41.102 | 8.415 | 34.4797 | 412.6186 | 496.6153 | 1.2409
2019-03-24 12:00 | 35778.7203 | 293 | 197 | 1521 | 2840 | 5.29 | 2.11 | 0.99 | 14.23 | 418.8165 | 1.171% | 18.1436 | 4.8657 | 17.6264 | 473.0666 | 513.7023 | 1.2266
2019-03-24 13:00 | 36588.181 | 303 | 203 | 1521 | 2840 | 6.24 | 1 | 2.08 | 11.26 | 431.024 | 1.178% | 22.2735 | 2.3914 | 37.2695 | 376.7189 | 438.6532 | 1.0177
2019-03-24 14:00 | 37496.3834 | 264 | 204 | 1554 | 2840 | 5 | 1 | 1.91 | 11.62 | 437.0125 | 1.165% | 15.3843 | 2.3776 | 34.5931 | 384.6174 | 436.9724 | 0.99991
2019-03-24 15:00 | 38485.8024 | 275 | 226 | 1554 | 2840 | 6.14 | 1 | 2.25 | 12.29 | 459.2732 | 1.193% | 20.1498 | 2.697 | 41.7257 | 416.5247 | 481.0973 | 1.0475
2019-03-24 16:00 | 39282.7737 | 279 | 246 | 1554 | 2840 | 10 | 1 | 4.99 | 19.37 | 486.2488 | 1.238% | 34.5351 | 3.045 | 95.986 | 680.933 | 814.4991 | 1.6751
2019-03-24 17:00 | 39969.5279 | 251 | 245 | 1554 | 2840 | 10 | 3.5 | 2.92 | 18.51 | 526.6013 | 1.318% | 33.0694 | 11.2976 | 59.7842 | 692.5923 | 796.7436 | 1.513
2019-03-24 18:00 | 40038.2506 | 337 | 315 | 1438 | 2840 | 16.72 | 4 | 1.48 | 21.55 | 549.0764 | 1.371% | 77.2723 | 17.2794 | 29.1862 | 839.3117 | 963.0496 | 1.7539
2019-03-24 19:00 | 39750.3167 | 349 | 341 | 1438 | 2840 | 22.22 | 5 | 2.25 | 28.22 | 545.8575 | 1.373% | 106.4898 | 23.4133 | 44.4304 | 1100.5608 | 1274.8943 | 2.3356
2019-03-24 20:00 | 40749.0628 | 232 | 393 | 1438 | 2840 | 14.34 | 8.61 | 2.25 | 28.14 | 543.9559 | 1.335% | 44.4103 | 45.1691 | 43.1904 | 1066.8135 | 1199.5834 | 2.2053
2019-03-24 21:00 | 39621.2164 | 226 | 495 | 1438 | 2840 | 5 | 12 | 1.41 | 13.82 | 517.1131 | 1.305% | 14.7481 | 77.5254 | 26.4628 | 512.2525 | 630.9889 | 1.2202
2019-03-24 22:00 | 37012.5032 | 262 | 527 | 1060 | 2984 | 10 | 15.98 | 0.7 | 18 | 452.563 | 1.223% | 32.0355 | 102.9717 | 9.0727 | 656.7527 | 800.8326 | 1.7695
2019-03-24 23:00 | 33871.68 | 290 | 416 | 1060 | 2984 | 13 | 12.94 | 0.73 | 14 | 378.9907 | 1.119% | 42.1826 | 60.2309 | 8.6581 | 467.4322 | 578.5038 | 1.5264
2019-03-25 | 31454.6591 | 237 | 324 | 1060 | 2984 | 4.51 | 12 | 0.85 | 8.89 | 332.0539 | 1.056% | 11.2836 | 41.044 | 9.5115 | 280.0427 | 341.8818 | 1.0296
2019-03-25 01:00 | 29993.9506 | 206 | 273 | 1060 | 2984 | 2.91 | 12 | 0.82 | 8.11 | 305.1155 | 1.017% | 6.098 | 33.3253 | 8.842 | 246.1786 | 294.444 | 0.96502
2019-03-25 02:00 | 29059.6251 | 234 | 210 | 1521 | 2984 | 4.57 | 6.58 | 1.6 | 9 | 293.2768 | 1.009% | 10.7924 | 13.9455 | 24.5605 | 271.0373 | 320.3357 | 1.0923
2019-03-25 03:00 | 28710.0871 | 231 | 178 | 1521 | 2984 | 4.6 | 3.69 | 1.61 | 8.11 | 293.879 | 1.024% | 10.8769 | 6.7233 | 25.0662 | 247.7158 | 290.3822 | 0.9881
2019-03-25 04:00 | 29231.4474 | 306 | 225 | 1521 | 2984 | 7 | 8.51 | 1.19 | 7.75 | 279.2309 | 0.9552% | 20.4613 | 18.2905 | 17.2898 | 220.9092 | 276.9507 | 0.99183
2019-03-25 05:00 | 31150.9156 | 475 | 321 | 1521 | 2984 | 11.61 | 12 | 1.62 | 11.83 | 288.9416 | 0.9276% | 51.1523 | 35.7294 | 22.8551 | 327.4332 | 437.17 | 1.513
2019-03-25 06:00 | 34639.5231 | 587 | 289 | 1831 | 2871 | 18.36 | 8.61 | 9.75 | 18.56 | 350.7604 | 1.013% | 109.1313 | 25.1965 | 180.7722 | 539.5725 | 854.6724 | 2.4366
2019-03-25 07:00 | 36304.1588 | 354 | 264 | 1831 | 2871 | 8.52 | 5 | 7.32 | 17.21 | 393.6782 | 1.084% | 32.706 | 14.3139 | 145.3397 | 535.7954 | 728.1551 | 1.8496
2019-03-25 08:00 | 36326.07 | 352 | 205 | 1831 | 2871 | 7.78 | 0.58 | 7.32 | 19.28 | 415.7005 | 1.144% | 31.3389 | 1.3606 | 153.3775 | 633.4355 | 819.5125 | 1.9714
2019-03-25 09:00 | 36817.8825 | 327 | 262 | 1831 | 2871 | 5.55 | 3.65 | 4.75 | 16.74 | 429.3315 | 1.166% | 21.1629 | 11.1514 | 101.4182 | 560.4315 | 694.164 | 1.6168
2019-03-25 10:00 | 37571.0042 | 324 | 317 | 1521 | 2840 | 8.56 | 8.61 | 2.25 | 12.25 | 430.0247 | 1.145% | 31.7438 | 31.2394 | 39.1699 | 398.1943 | 500.3475 | 1.1635
2019-03-25 11:00 | 38313.125 | 359 | 210 | 1521 | 2840 | 10 | 0.76 | 2.25 | 12.25 | 443.1852 | 1.157% | 41.5271 | 1.8462 | 39.5867 | 402.4316 | 485.3917 | 1.0952
2019-03-25 12:00 | 39168.8528 | 293 | 197 | 1521 | 2840 | 10 | 0.69 | 2.5 | 15.4 | 464.6163 | 1.186% | 34.7553 | 1.6124 | 45.1048 | 518.7913 | 600.2638 | 1.292
2019-03-25 13:00 | 40134.3818 | 303 | 203 | 1521 | 2840 | 9.24 | 0.91 | 3.14 | 10.24 | 476.6856 | 1.188% | 33.2529 | 2.1941 | 56.725 | 345.4091 | 437.5811 | 0.91797
2019-03-25 14:00 | 41090.2034 | 264 | 204 | 1554 | 2840 | 12.1 | 1 | 6.55 | 16.57 | 489.807 | 1.192% | 38.0782 | 2.4317 | 121.333 | 560.9544 | 722.7973 | 1.4757
2019-03-25 15:00 | 41916.7776 | 275 | 226 | 1554 | 2840 | 17.89 | 1 | 10.16 | 21.19 | 508.4945 | 1.213% | 59.6817 | 2.7416 | 191.5328 | 730.0416 | 983.9977 | 1.9351
2019-03-25 16:00 | 42754.303 | 279 | 246 | 1554 | 2840 | 29.5 | 1.88 | 17.37 | 30.5 | 524.523 | 1.227% | 100.9743 | 5.6738 | 331.1582 | 1062.6809 | 1500.4872 | 2.8607
2019-03-25 17:00 | 42920.1572 | 251 | 245 | 1554 | 2840 | 14.45 | 3.5 | 14.07 | 27.01 | 544.1058 | 1.268% | 45.9794 | 10.8707 | 277.1834 | 972.4449 | 1306.4784 | 2.4011
2019-03-25 18:00 | 42476.4436 | 337 | 315 | 1438 | 2840 | 22.23 | 5 | 4.43 | 28.01 | 555.779 | 1.308% | 98.022 | 20.6079 | 83.3521 | 1040.8435 | 1242.8255 | 2.2362
2019-03-25 19:00 | 41710.611 | 349 | 341 | 1438 | 2840 | 19.29 | 8.11 | 2.5 | 27.17 | 548.3345 | 1.315% | 88.5027 | 36.3558 | 47.2605 | 1014.3948 | 1186.5138 | 2.1639
2019-03-25 20:00 | 41976.7024 | 232 | 393 | 1438 | 2840 | 9.43 | 10 | 2.5 | 22.21 | 542.5149 | 1.292% | 28.275 | 50.7921 | 46.4625 | 815.2114 | 940.741 | 1.734
2019-03-25 21:00 | 40120.5885 | 226 | 495 | 1438 | 2840 | 3.67 | 12.26 | 2.5 | 14.92 | 496.9369 | 1.239% | 10.2733 | 75.1674 | 44.528 | 524.833 | 654.8016 | 1.3177
2019-03-25 22:00 | 36910.081 | 262 | 527 | 1060 | 2984 | 7.88 | 40 | 0.97 | 12.88 | 423.1284 | 1.146% | 23.6676 | 241.6561 | 11.787 | 440.5973 | 717.708 | 1.6962
2019-03-25 23:00 | 33509.3397 | 290 | 416 | 1060 | 2984 | 10 | 36.53 | 0.87 | 16.56 | 350.2378 | 1.045% | 30.3106 | 158.8328 | 9.6388 | 516.4833 | 715.2654 | 2.0422
2019-03-26 | 31109.3938 | 237 | 324 | 1060 | 2984 | 2.61 | 8 | 0.5 | 4.75 | 299.5409 | 0.9629% | 5.956 | 24.9574 | 5.1032 | 136.4762 | 172.4928 | 0.57586
2019-03-26 01:00 | 29594.0226 | 206 | 273 | 1060 | 2984 | 2.01 | 8 | 0.5 | 4.75 | 264.4237 | 0.8935% | 3.6996 | 19.5141 | 4.7356 | 126.6452 | 154.5945 | 0.58465
2019-03-26 02:00 | 28698.2433 | 234 | 210 | 1521 | 2984 | 2.01 | 5.25 | 0.99 | 4.75 | 249.238 | 0.8685% | 4.0848 | 9.575 | 13.0775 | 123.0981 | 149.8354 | 0.60117
2019-03-26 03:00 | 28413.7146 | 231 | 178 | 1521 | 2984 | 2.01 | 4.01 | 0.99 | 4.75 | 239.0263 | 0.8412% | 3.9059 | 6.0046 | 12.6672 | 119.2368 | 141.8145 | 0.5933
2019-03-26 04:00 | 28881.942 | 306 | 225 | 1521 | 2984 | 4 | 5.51 | 0.99 | 4.75 | 246.7436 | 0.8543% | 10.4569 | 10.5914 | 12.8642 | 121.091 | 155.0035 | 0.6282
2019-03-26 05:00 | 30800.6009 | 475 | 321 | 1521 | 2984 | 8.34 | 9.75 | 1.34 | 7.75 | 273.8819 | 0.8892% | 35.226 | 27.83 | 18.1233 | 205.6386 | 286.818 | 1.0472
2019-03-26 06:00 | 34378.9965 | 587 | 289 | 1831 | 2871 | 12.7 | 7.1 | 5.62 | 12.9 | 343.4324 | 0.999% | 74.4715 | 20.4977 | 102.7952 | 369.9738 | 567.7381 | 1.6531
2019-03-26 07:00 | 35785.6965 | 354 | 264 | 1831 | 2871 | 7.41 | 5.18 | 5.66 | 12.41 | 382.2806 | 1.068% | 28.0217 | 14.6085 | 110.7076 | 380.6079 | 533.9457 | 1.3967
2019-03-26 08:00 | 35557.0563 | 352 | 205 | 1831 | 2871 | 6.17 | 3.01 | 5.37 | 13.95 | 390.6412 | 1.099% | 23.8605 | 6.7791 | 108.0227 | 440.0071 | 578.6694 | 1.4813
2019-03-26 09:00 | 35771.6741 | 327 | 262 | 1831 | 2871 | 5 | 3.46 | 2.5 | 12.15 | 385.0489 | 1.076% | 17.5993 | 9.7578 | 49.2725 | 375.4794 | 452.109 | 1.1742
2019-03-26 10:00 | 36042.5621 | 324 | 317 | 1521 | 2840 | 5 | 4 | 1.41 | 6.94 | 384.7471 | 1.067% | 17.2932 | 13.5356 | 22.8933 | 210.396 | 264.1181 | 0.68647
2019-03-26 11:00 | 36455.9371 | 359 | 210 | 1521 | 2840 | 5 | 0.49 | 1.32 | 6.82 | 384.3904 | 1.054% | 18.9264 | 1.085 | 21.1693 | 204.2241 | 245.4048 | 0.63843
2019-03-26 12:00 | 36804.8212 | 293 | 197 | 1521 | 2840 | 5 | 0.46 | 1.48 | 7.25 | 385.7583 | 1.048% | 15.3549 | 0.94981 | 23.594 | 215.8077 | 255.7064 | 0.66287
2019-03-26 13:00 | 37375.3642 | 303 | 203 | 1521 | 2840 | 5 | 0.76 | 0.99 | 7.25 | 393.9784 | 1.054% | 15.9698 | 1.6263 | 15.8727 | 217.0418 | 250.5106 | 0.63585
2019-03-26 14:00 | 38041.5654 | 264 | 204 | 1554 | 2840 | 3.72 | 0.62 | 2.5 | 7.98 | 401.0331 | 1.054% | 10.3531 | 1.3333 | 40.9556 | 238.9148 | 291.5568 | 0.72701
2019-03-26 15:00 | 38716.0117 | 275 | 226 | 1554 | 2840 | 5 | 2.61 | 2 | 9.08 | 415.3024 | 1.073% | 14.7495 | 6.3274 | 33.3392 | 276.6165 | 331.0325 | 0.79709
2019-03-26 16:00 | 39534.5162 | 279 | 246 | 1554 | 2840 | 8.02 | 1 | 5 | 12.69 | 434.7217 | 1.1% | 24.6044 | 2.705 | 85.4389 | 396.2916 | 509.04 | 1.171
2019-03-26 17:00 | 39853.4909 | 251 | 245 | 1554 | 2840 | 6.24 | 3.5 | 2.5 | 13.25 | 457.7386 | 1.149% | 17.9891 | 9.8488 | 44.6213 | 432.2006 | 504.6598 | 1.1025
2019-03-26 18:00 | 39498.1403 | 337 | 315 | 1438 | 2840 | 9.13 | 4 | 0.99 | 12.56 | 473.7869 | 1.2% | 36.9069 | 15.1139 | 17.0766 | 427.8725 | 496.9699 | 1.0489
2019-03-26 19:00 | 39182.7646 | 349 | 341 | 1438 | 2840 | 8.82 | 4 | 0.99 | 12.51 | 473.5766 | 1.209% | 37.204 | 16.4858 | 17.2064 | 429.4086 | 500.3047 | 1.0564
2019-03-26 20:00 | 39864.8288 | 232 | 393 | 1438 | 2840 | 3.85 | 6 | 0.99 | 15.6 | 480.0642 | 1.204% | 10.7562 | 28.3957 | 17.1437 | 533.522 | 589.8176 | 1.2286
2019-03-26 21:00 | 38340.6673 | 226 | 495 | 1438 | 2840 | 4.52 | 19.27 | 0.99 | 9.52 | 446.4026 | 1.164% | 11.8936 | 111.059 | 16.5753 | 314.791 | 454.319 | 1.0177
2019-03-26 22:00 | 35649.3235 | 262 | 527 | 1060 | 2984 | 10 | 32.24 | 0.69 | 12.88 | 379.9077 | 1.066% | 27.9208 | 181.0642 | 7.7944 | 409.5826 | 626.362 | 1.6487
2019-03-26 23:00 | 32703.772 | 290 | 416 | 1060 | 2984 | 12.12 | 17.61 | 0.69 | 13.12 | 318.323 | 0.9734% | 34.2114 | 71.3055 | 7.1191 | 381.0683 | 493.7042 | 1.551
2019-03-27 | 30619.5442 | 237 | 324 | 1060 | 2984 | 6.3 | 26.27 | 0.49 | 15.75 | 281.2935 | 0.9187% | 13.7167 | 78.1927 | 4.7716 | 431.7579 | 528.4389 | 1.8786
2019-03-27 01:00 | 29425.4135 | 206 | 273 | 1060 | 2984 | 5 | 13.1 | 0.49 | 15.75 | 258.1226 | 0.8772% | 9.0353 | 31.3717 | 4.5562 | 412.2711 | 457.2342 | 1.7714
2019-03-27 02:00 | 28792.5128 | 234 | 210 | 1521 | 2984 | 5.65 | 9.63 | 0.98 | 15.75 | 249.1473 | 0.8653% | 11.4404 | 17.4994 | 12.8983 | 406.683 | 448.5211 | 1.8002
2019-03-27 03:00 | 28599.2632 | 231 | 178 | 1521 | 2984 | 5 | 8 | 0.98 | 15.75 | 247.6534 | 0.8659% | 10.0016 | 12.331 | 12.9076 | 406.976 | 442.2162 | 1.7856
2019-03-27 04:00 | 29143.0628 | 306 | 225 | 1521 | 2984 | 12.18 | 8 | 0.98 | 15.75 | 250.3098 | 0.8589% | 32.0119 | 15.4602 | 12.8026 | 403.6659 | 463.9405 | 1.8535
2019-03-27 05:00 | 31196.5852 | 475 | 321 | 1521 | 2984 | 38.75 | 15.68 | 1.19 | 23.75 | 282.7266 | 0.9063% | 166.8111 | 45.6153 | 16.4035 | 642.2765 | 871.1064 | 3.0811
2019-03-27 06:00 | 34853.1501 | 587 | 289 | 1831 | 2871 | 34.84 | 25.51 | 1.32 | 28 | 351.5251 | 1.009% | 206.2674 | 74.3571 | 24.3768 | 810.7846 | 1115.7858 | 3.1741
2019-03-27 07:00 | 36347.0306 | 354 | 264 | 1831 | 2871 | 17 | 12.09 | 1.22 | 18 | 388.2621 | 1.068% | 64.2848 | 34.0947 | 23.8619 | 552.0289 | 674.2702 | 1.7366
2019-03-27 08:00 | 36004.5794 | 352 | 205 | 1831 | 2871 | 17 | 5.51 | 2.5 | 18 | 383.3032 | 1.065% | 63.7054 | 12.0251 | 48.7319 | 550.1617 | 674.6241 | 1.76
2019-03-27 09:00 | 36175.038 | 327 | 262 | 1831 | 2871 | 16.28 | 5.02 | 1.32 | 18 | 369.9116 | 1.023% | 54.4366 | 13.4491 | 24.7145 | 528.4388 | 621.039 | 1.6789
2019-03-27 10:00 | 36587.8255 | 324 | 317 | 1521 | 2840 | 15.43 | 15.67 | 0.97 | 16.43 | 362.2526 | 0.9901% | 49.4978 | 49.1817 | 14.6075 | 461.9881 | 575.275 | 1.588